## Sheet1
PO Number | PO Line | Release Number | Company | Ship Name | PurAgent Name | Open | Order Date | Due Date | Promise Date | Release Qty on Release | Received Qty on Release | Open Qty on Release | Unit Price | Extended Cost of PO Line | Ship Zip | Ship Country | Terms ID | Vendor ID | Vendor Name | Vendor Zip | Part Number | Part Description | Class | Line Description | UOM | Supplier UOM | Purchase Point | PO Confirmed Status | requested_c | Item Type | Ship Via | Warehouse ID | RequestedDate_c | Job
134805 | 2 | 2 | States | Champlin | Holly Davis | TRUE | 2026-07-15T00:00:00 | 2026-10-22T00:00:00 | 2026-10-22T00:00:00 | 100 | 0 | 100 | 10.89 | 2178 | 55316-3157 | USA | N30 | 3 | ALLEGIS CORPORATION | 55164-0765 | Southco-E5-9-515-UU1 | QUARTER-TURN CAM LATCH, WING KNOB, CLOCKWISE, ZINC ALLOY, BLACK | PUR | QUARTER-TURN CAM LATCH, WING KNOB, CLOCKWISE, ZINC ALLOY, BLACK | EA | EA | MN | TRUE |  | P | FXG | 100 | 2026-10-16T00:00:00
134805 | 2 | 1 | States | Champlin | Holly Davis | TRUE | 2026-07-15T00:00:00 | 2026-10-23T00:00:00 | 2026-10-23T00:00:00 | 100 | 0 | 100 | 10.89 | 2178 | 55316-3157 | USA | N30 | 3 | ALLEGIS CORPORATION | 55164-0765 | Southco-E5-9-515-UU1 | QUARTER-TURN CAM LATCH, WING KNOB, CLOCKWISE, ZINC ALLOY, BLACK | PUR | QUARTER-TURN CAM LATCH, WING KNOB, CLOCKWISE, ZINC ALLOY, BLACK | EA | EA | MN | TRUE |  | P | FXG | 100 | 2026-10-16T00:00:00
134805 | 1 | 1 | States | Champlin | Holly Davis | TRUE | 2026-07-15T00:00:00 | 2026-09-11T00:00:00 | 2026-08-28T00:00:00 | 8 | 0 | 8 | 0 | 0 | 55316-3157 | USA | N30 | 3 | ALLEGIS CORPORATION | 55164-0765 | ALH 110-53 ZN | 3-Point Latch Bolt Case | PUR | 3-Point Latch Bolt Case | EA | EA | MN | TRUE |  | P | FXG | 100 | 2026-07-24T00:00:00
135022 | 1 | 3 | States | Dayton | Holly Davis | TRUE | 2026-07-24T00:00:00 | 2027-02-22T00:00:00 |  | 100 | 0 | 100 | 22.73 | 9092 | 55369-6417 | USA | N30 | 3 | ALLEGIS CORPORATION | 55164-0765 | ALH 73NS SS | HANDLE, L-STYLE, PADLOCKABLE, THROUGH MOUNT, 0.3125 SHAFT SIZE,STAINLESSSTEEL FINISH | PUR | HANDLE, L-STYLE, PADLOCKABLE, THROUGH MOUNT, 0.3125 SHAFT SIZE,STAINLESSSTEEL FINISH | EA | EA |  | FALSE |  | P | FXG | DAYTON
135022 | 1 | 1 | States | Dayton | Holly Davis | TRUE | 2026-07-24T00:00:00 | 2026-12-17T00:00:00 |  | 100 | 0 | 100 | 22.73 | 9092 | 55369-6417 | USA | N30 | 3 | ALLEGIS CORPORATION | 55164-0765 | ALH 73NS SS | HANDLE, L-STYLE, PADLOCKABLE, THROUGH MOUNT, 0.3125 SHAFT SIZE,STAINLESSSTEEL FINISH | PUR | HANDLE, L-STYLE, PADLOCKABLE, THROUGH MOUNT, 0.3125 SHAFT SIZE,STAINLESSSTEEL FINISH | EA | EA |  | FALSE |  | P | FXG | DAYTON
135022 | 1 | 4 | States | Dayton | Holly Davis | TRUE | 2026-07-24T00:00:00 | 2027-03-22T00:00:00 |  | 100 | 0 | 100 | 22.73 | 9092 | 55369-6417 | USA | N30 | 3 | ALLEGIS CORPORATION | 55164-0765 | ALH 73NS SS | HANDLE, L-STYLE, PADLOCKABLE, THROUGH MOUNT, 0.3125 SHAFT SIZE,STAINLESSSTEEL FINISH | PUR | HANDLE, L-STYLE, PADLOCKABLE, THROUGH MOUNT, 0.3125 SHAFT SIZE,STAINLESSSTEEL FINISH | EA | EA |  | FALSE |  | P | FXG | DAYTON
135022 | 1 | 2 | States | Dayton | Holly Davis | TRUE | 2026-07-24T00:00:00 | 2027-01-19T00:00:00 |  | 100 | 0 | 100 | 22.73 | 9092 | 55369-6417 | USA | N30 | 3 | ALLEGIS CORPORATION | 55164-0765 | ALH 73NS SS | HANDLE, L-STYLE, PADLOCKABLE, THROUGH MOUNT, 0.3125 SHAFT SIZE,STAINLESSSTEEL FINISH | PUR | HANDLE, L-STYLE, PADLOCKABLE, THROUGH MOUNT, 0.3125 SHAFT SIZE,STAINLESSSTEEL FINISH | EA | EA |  | FALSE |  | P | FXG | DAYTON
136090 | 1 | 1 | States | Champlin | Holly Davis | TRUE | 2026-09-14T00:00:00 | 2027-01-25T00:00:00 | 2027-01-25T00:00:00 | 12 | 0 | 12 | 5.167 | 62 | 55316 | USA | N30 | 3 | ALLEGIS CORPORATION | 55164-0765 | ALH 105-48 ZN | 3-Point Latch Door Rod, Uncut Length | PUR | 3-Point Latch Door Rod, Uncut Length | EA | EA | MN | TRUE |  | P | FXG | 100 | 2027-01-20T00:00:00
133103 | 2 | 1 | States | Dayton | Holly Davis | TRUE | 2026-05-15T00:00:00 | 2026-06-12T00:00:00 | 2026-06-12T00:00:00 | 432 | 380 | 52 | 8.621 | 3724.27 | 55369-6417 | USA | N30 | 3 | ALLEGIS CORPORATION | 55164-0765 | ALH 107-50 ZN | Door Handle Center Case | PUR | Door Handle Center Case | EA | EA |  | TRUE |  | P | FXG | DAYTON
135232 | 1 | 1 | States | Dayton | Holly Davis | TRUE | 2026-08-05T00:00:00 | 2027-03-22T00:00:00 |  | 100 | 0 | 100 | 25.5072 | 2550.72 | 55369-6417 | USA | N30 | 3 | ALLEGIS CORPORATION | 55164-0765 | ALH 73NS SS | HANDLE, L-STYLE, PADLOCKABLE, THROUGH MOUNT, 0.3125 SHAFT SIZE,STAINLESSSTEEL FINISH | PUR | HANDLE, L-STYLE, PADLOCKABLE, THROUGH MOUNT, 0.3125 SHAFT SIZE,STAINLESSSTEEL FINISH | EA | EA |  | FALSE |  | P | FXG | DAYTON
134795 | 1 | 2 | States | Dayton | Holly Davis | TRUE | 2026-07-15T00:00:00 | 2026-09-16T00:00:00 |  | 3 | 0 | 3 | 4.05 | 40.5 | 55369-6417 | USA | N30 | 3 | ALLEGIS CORPORATION | 55164-0765 | 311-51 ZN | Inside Handle | PUR | Inside Handle | EA | EA | MN | FALSE |  | P | FXG | DAYTON
134795 | 1 | 3 | States | Dayton | Holly Davis | TRUE | 2026-07-15T00:00:00 | 2026-11-12T00:00:00 |  | 3 | 0 | 3 | 4.05 | 40.5 | 55369-6417 | USA | N30 | 3 | ALLEGIS CORPORATION | 55164-0765 | 311-51 ZN | Inside Handle | PUR | Inside Handle | EA | EA | MN | FALSE |  | P | FXG | DAYTON
135021 | 1 | 1 | States | Champlin | Holly Davis | TRUE | 2026-07-24T00:00:00 | 2026-12-11T00:00:00 |  | 100 | 0 | 100 | 10.4 | 1040 | 55316-3157 | USA | N30 | 3 | ALLEGIS CORPORATION | 55164-0765 | Southco-E5-9-515-UU1 | QUARTER-TURN CAM LATCH, WING KNOB, CLOCKWISE, ZINC ALLOY, BLACK | PUR | QUARTER-TURN CAM LATCH, WING KNOB, CLOCKWISE, ZINC ALLOY, BLACK | EA | EA | MN | FALSE |  | P | FXG | 100
136214 | 1 | 1 | States | Dayton | Andrew Olson | TRUE | 2026-09-18T00:00:00 | 2027-02-15T00:00:00 |  | 2 | 0 | 2 | 0 | 0 | 55369 | USA | N30 | 5 | BASLER ELECTRIC COMPANY | 62249 | BE1-51G1E-Z1P-A0N0F | Overcurrent Relay BE1-51 G - Three-phase currentBE1-51 1 - 0.15-12A for all current sensing input E - (NO) contacts Z1 - Switch selectable B and C curve P - Relay control power is 125 Vdc or 120 Vac, nominal A - Internal operated targes 0 - None N - None 0 - None F - Semi-flush mounting case | PUR | Overcurrent Relay BE1-51 G - Three-phase currentBE1-51 1 - 0.15-12A for all current sensing input E - (NO) contacts Z1 - Switch selectable B and C curve P - Relay control power is 125 Vdc or 120 Vac, nominal A - Internal operated targes 0 - None N - None 0 - None F - Semi-flush mounting case | EA | EA |  | FALSE |  | P | PPD | DAYTON | 2027-02-15T00:00:00
133729 | 1 | 1 | States | Champlin | Andrew Olson | TRUE | 2026-05-29T00:00:00 | 2026-10-01T00:00:00 | 2026-10-01T00:00:00 | 18 | 0 | 18 | 236.25 | 4252.5 | 55316-3157 | USA | N30 | 5 | BASLER ELECTRIC COMPANY | 62249 | ES-27-3FB1N0N0 | Under Voltage Relay: 3 phase, 480VAC, 50/60Hz, adjustable timing | PUR | Under Voltage Relay: 3 phase, 480VAC, 50/60Hz, adjustable timing | EA | EA |  | TRUE |  | P | PPD | 100 | 2026-10-01T00:00:00
135625 | 1 | 2 | States | Dayton | Andrew Olson | TRUE | 2026-08-20T00:00:00 | 2027-02-10T00:00:00 | 2027-02-10T00:00:00 | 12 | 0 | 12 | 3420.22 | 75244.84 | 55369 | USA | N30 | 5 | BASLER ELECTRIC COMPANY | 62249 | BE1-59N-A5F-F6J-C2S3F | A - Single-phase voltage sensing input 5 - 120 Vac, 60 Hz nominal sensing voltage input with 1 to 20 Vac pickup range F -Two output relays with normally open (NO) contacts (one overvoltage and one undervoltage) F6 - Inverse time delay for overvoltage and definite time delay for undervoltage J - Relay control power is 125 Vdc or 120 Vac, nominal C - Two internally operated target indicators (one per function) 2 - Undervoltage element range 0.1 to 2.5 Vac (low range with sensing input 5) S - Push-to-energize outputs 3 - Two normally-open auxiliary output relays (one per function) F - Semi-flush mounting case | PUR | A - Single-phase voltage sensing input 5 - 120 Vac, 60 Hz nominal sensing voltage input with 1 to 20 Vac pickup range F -Two output relays with normally open (NO) contacts (one overvoltage and one undervoltage) F6 - Inverse time delay for overvoltage and definite time delay for undervoltage J - Relay control power is 125 Vdc or 120 Vac, nominal C - Two internally operated target indicators (one per function) 2 - Undervoltage element range 0.1 to 2.5 Vac (low range with sensing input 5) S - Push-to-energize outputs 3 - Two normally-open auxiliary output relays (one per function) F - Semi-flush mounting case | EA | EA |  | TRUE |  | P | PPD | DAYTON
135625 | 1 | 1 | States | Dayton | Andrew Olson | TRUE | 2026-08-20T00:00:00 | 2026-12-14T00:00:00 | 2026-12-14T00:00:00 | 10 | 0 | 10 | 3420.22 | 75244.84 | 55369 | USA | N30 | 5 | BASLER ELECTRIC COMPANY | 62249 | BE1-59N-A5F-F6J-C2S3F | A - Single-phase voltage sensing input 5 - 120 Vac, 60 Hz nominal sensing voltage input with 1 to 20 Vac pickup range F -Two output relays with normally open (NO) contacts (one overvoltage and one undervoltage) F6 - Inverse time delay for overvoltage and definite time delay for undervoltage J - Relay control power is 125 Vdc or 120 Vac, nominal C - Two internally operated target indicators (one per function) 2 - Undervoltage element range 0.1 to 2.5 Vac (low range with sensing input 5) S - Push-to-energize outputs 3 - Two normally-open auxiliary output relays (one per function) F - Semi-flush mounting case | PUR | A - Single-phase voltage sensing input 5 - 120 Vac, 60 Hz nominal sensing voltage input with 1 to 20 Vac pickup range F -Two output relays with normally open (NO) contacts (one overvoltage and one undervoltage) F6 - Inverse time delay for overvoltage and definite time delay for undervoltage J - Relay control power is 125 Vdc or 120 Vac, nominal C - Two internally operated target indicators (one per function) 2 - Undervoltage element range 0.1 to 2.5 Vac (low range with sensing input 5) S - Push-to-energize outputs 3 - Two normally-open auxiliary output relays (one per function) F - Semi-flush mounting case | EA | EA |  | TRUE |  | P | PPD | DAYTON
133922 | 1 | 1 | States | Champlin | Andrew Olson | TRUE | 2026-06-08T00:00:00 | 2026-09-24T00:00:00 | 2026-09-24T00:00:00 | 80 | 0 | 80 | 236.25 | 18900 | 55316-3157 | USA | N30 | 5 | BASLER ELECTRIC COMPANY | 62249 | ES-27-3FB1N0N0 | Under Voltage Relay: 3 phase, 480VAC, 50/60Hz, adjustable timing | PUR | Under Voltage Relay: 3 phase, 480VAC, 50/60Hz, adjustable timing | EA | EA |  | TRUE |  | P | PPD | 100
135916 | 1 | 1 | States | Champlin | Andrew Olson | TRUE | 2026-09-04T00:00:00 | 2026-11-03T00:00:00 |  | 1 | 0 | 1 | 236.25 | 236.25 | 55316 | USA | N30 | 5 | BASLER ELECTRIC COMPANY | 62249 | ES-27-3FB1N0N0 | Under Voltage Relay: 3 phase, 480VAC, 50/60Hz, adjustable timing | PUR | ES-27-3FB1N0N0 Under Voltage Relay: 3 phase, 480VAC, 50/60Hz, adjustable timing | EA | EA |  | FALSE |  | P | PPD | 100 |  | 76806-34-1
133492 | 1 | 3 | States | Champlin | Andrew Olson | TRUE | 2026-05-21T00:00:00 | 2026-09-24T00:00:00 | 2026-09-24T00:00:00 | 26 | 0 | 26 | 236.25 | 16773.75 | 55316-3157 | USA | N30 | 5 | BASLER ELECTRIC COMPANY | 62249 | ES-27-3FB1N0N0 | Under Voltage Relay: 3 phase, 480VAC, 50/60Hz, adjustable timing | PUR | Under Voltage Relay: 3 phase, 480VAC, 50/60Hz, adjustable timing | EA | EA |  | TRUE |  | P | PPD | 100
133492 | 1 | 5 | States | Champlin | Andrew Olson | TRUE | 2026-05-21T00:00:00 | 2026-11-20T00:00:00 | 2026-11-20T00:00:00 | 6 | 0 | 6 | 236.25 | 16773.75 | 55316-3157 | USA | N30 | 5 | BASLER ELECTRIC COMPANY | 62249 | ES-27-3FB1N0N0 | Under Voltage Relay: 3 phase, 480VAC, 50/60Hz, adjustable timing | PUR | Under Voltage Relay: 3 phase, 480VAC, 50/60Hz, adjustable timing | EA | EA |  | TRUE |  | P | PPD | 100
133492 | 1 | 4 | States | Champlin | Andrew Olson | TRUE | 2026-05-21T00:00:00 | 2026-11-04T00:00:00 | 2026-11-04T00:00:00 | 18 | 0 | 18 | 236.25 | 16773.75 | 55316-3157 | USA | N30 | 5 | BASLER ELECTRIC COMPANY | 62249 | ES-27-3FB1N0N0 | Under Voltage Relay: 3 phase, 480VAC, 50/60Hz, adjustable timing | PUR | Under Voltage Relay: 3 phase, 480VAC, 50/60Hz, adjustable timing | EA | EA |  | TRUE |  | P | PPD | 100
133251 | 1 | 2 | States | Champlin | Andrew Olson | TRUE | 2026-05-13T00:00:00 | 2026-11-04T00:00:00 | 2026-11-04T00:00:00 | 18 | 0 | 18 | 236.25 | 8032.5 | 55316-3157 | USA | N30 | 5 | BASLER ELECTRIC COMPANY | 62249 | ES-27-3FB1N0N0 | Under Voltage Relay: 3 phase, 480VAC, 50/60Hz, adjustable timing | PUR | Under Voltage Relay: 3 phase, 480VAC, 50/60Hz, adjustable timing | EA | EA |  | TRUE |  | P | PPD | 100
135923 | 1 | 1 | States | Champlin | Andrew Olson | TRUE | 2026-09-04T00:00:00 | 2026-12-11T00:00:00 |  | 1 | 0 | 1 | 236.25 | 236.25 | 55316 | USA | N30 | 5 | BASLER ELECTRIC COMPANY | 62249 | ES-27-3FB1N0N0 | Under Voltage Relay: 3 phase, 480VAC, 50/60Hz, adjustable timing | PUR | ES-27-3FB1N0N0 Under Voltage Relay: 3 phase, 480VAC, 50/60Hz, adjustable timing | EA | EA |  | FALSE |  | P | PPD | 100 |  | 76898-39-1
135789 | 1 | 3 | States | Champlin | Andrew Olson | TRUE | 2026-08-31T00:00:00 | 2026-12-14T00:00:00 |  | 6 | 0 | 6 | 3257.68 | 68411.28 | 55316 | USA | N30 | 5 | BASLER ELECTRIC COMPANY | 62249 | BE1-25-M1E-A6R-N4U1F | "Sync Check (25) Relay M - Single Phase Voltage 1 - 120VAC, 1-99 deg Phase Angle Setting E - Sync-Check NO Relay A6 - 0.1-99 Sec. P - 24VDC power supply N - No target 4 - Non-Isolated Contact Sensing U - Line and Bus Voltage Monitor and Voltage Difference with external contact inputs 1 - Sync Check Auxiliary Output NO Relay F - Semi-Flush Mounting | PUR | "Sync Check (25) Relay M - Single Phase Voltage 1 - 120VAC, 1-99 deg Phase Angle Setting E - Sync-Check NO Relay A6 - 0.1-99 Sec. P - 24VDC power supply N - No target 4 - Non-Isolated Contact Sensing U - Line and Bus Voltage Monitor and Voltage Difference with external contact inputs 1 - Sync Check Auxiliary Output NO Relay F - Semi-Flush Mounting | EA | EA |  | FALSE |  | P | PPD | 100
135789 | 1 | 2 | States | Champlin | Andrew Olson | TRUE | 2026-08-31T00:00:00 | 2026-11-20T00:00:00 |  | 6 | 0 | 6 | 3257.68 | 68411.28 | 55316 | USA | N30 | 5 | BASLER ELECTRIC COMPANY | 62249 | BE1-25-M1E-A6R-N4U1F | "Sync Check (25) Relay M - Single Phase Voltage 1 - 120VAC, 1-99 deg Phase Angle Setting E - Sync-Check NO Relay A6 - 0.1-99 Sec. P - 24VDC power supply N - No target 4 - Non-Isolated Contact Sensing U - Line and Bus Voltage Monitor and Voltage Difference with external contact inputs 1 - Sync Check Auxiliary Output NO Relay F - Semi-Flush Mounting | PUR | "Sync Check (25) Relay M - Single Phase Voltage 1 - 120VAC, 1-99 deg Phase Angle Setting E - Sync-Check NO Relay A6 - 0.1-99 Sec. P - 24VDC power supply N - No target 4 - Non-Isolated Contact Sensing U - Line and Bus Voltage Monitor and Voltage Difference with external contact inputs 1 - Sync Check Auxiliary Output NO Relay F - Semi-Flush Mounting | EA | EA |  | FALSE |  | P | PPD | 100
135789 | 1 | 1 | States | Champlin | Andrew Olson | TRUE | 2026-08-31T00:00:00 | 2026-10-19T00:00:00 |  | 9 | 0 | 9 | 3257.68 | 68411.28 | 55316 | USA | N30 | 5 | BASLER ELECTRIC COMPANY | 62249 | BE1-25-M1E-A6R-N4U1F | "Sync Check (25) Relay M - Single Phase Voltage 1 - 120VAC, 1-99 deg Phase Angle Setting E - Sync-Check NO Relay A6 - 0.1-99 Sec. P - 24VDC power supply N - No target 4 - Non-Isolated Contact Sensing U - Line and Bus Voltage Monitor and Voltage Difference with external contact inputs 1 - Sync Check Auxiliary Output NO Relay F - Semi-Flush Mounting | PUR | "Sync Check (25) Relay M - Single Phase Voltage 1 - 120VAC, 1-99 deg Phase Angle Setting E - Sync-Check NO Relay A6 - 0.1-99 Sec. P - 24VDC power supply N - No target 4 - Non-Isolated Contact Sensing U - Line and Bus Voltage Monitor and Voltage Difference with external contact inputs 1 - Sync Check Auxiliary Output NO Relay F - Semi-Flush Mounting | EA | EA |  | FALSE |  | P | PPD | 100
136176 | 1 | 1 | States | Champlin | Andrew Olson | TRUE | 2026-09-16T00:00:00 | 2026-11-04T00:00:00 |  | 2 | 0 | 2 | 210 | 420 | 55316 | USA | N30 | 5 | BASLER ELECTRIC COMPANY | 62249 | ES-47N27-3AB1N0N0 | ES PHASE SEQUENCE RELAY ABC ROTATION 120VAC ADJUSTABLE 0 TO 20S SET 5 - 15% FIXED 85% UNDERVOLTAGE | PUR | ES PHASE SEQUENCE RELAY ABC ROTATION 120VAC ADJUSTABLE 0 TO 20S SET 5 - 15% FIXED 85% UNDERVOLTAGE | EA | EA |  | FALSE |  | P | PPD | 100 | 2026-09-24T00:00:00
136176 | 3 | 1 | States | Champlin | Andrew Olson | TRUE | 2026-09-16T00:00:00 | 2026-11-04T00:00:00 |  | 1 | 0 | 1 | 332.25 | 332.25 | 55316 | USA | N30 | 5 | BASLER ELECTRIC COMPANY | 62249 | ES-81OU-1AB3N0N0 | ES OVER/UNDER FREQUENCY RELAY 120VAC ADJUSTABLE RESET 0.1 TO 3Hz SET O 60-70Hz U 50 - 60Hz | PUR | ES OVER/UNDER FREQUENCY RELAY 120VAC ADJUSTABLE RESET 0.1 TO 3Hz SET O 60-70Hz U 50 - 60Hz | EA | EA |  | FALSE |  | P | PPD | 100 | 2026-09-24T00:00:00
136176 | 2 | 1 | States | Champlin | Andrew Olson | TRUE | 2026-09-16T00:00:00 | 2026-11-04T00:00:00 |  | 1 | 0 | 1 | 192.75 | 192.75 | 55316 | USA | N30 | 5 | BASLER ELECTRIC COMPANY | 62249 | ES-59-3AB1N0N0 | ES OVERVOLTAGE RELAY 120VAC ADJUSTABLE 0 TO 20S SET 100 - 125% | PUR | ES OVERVOLTAGE RELAY 120VAC ADJUSTABLE 0 TO 20S SET 100 - 125% | EA | EA |  | FALSE |  | P | PPD | 100 | 2026-09-24T00:00:00
136210 | 1 | 1 | States | Champlin | Andrew Olson | TRUE | 2026-09-18T00:00:00 | 2026-12-22T00:00:00 |  | 8 | 0 | 8 | 3420.22 | 27361.76 | 55316 | USA | N30 | 5 | BASLER ELECTRIC COMPANY | 62249 | BE1-59N-A5F-F6J-C2S3F | A - Single-phase voltage sensing input 5 - 120 Vac, 60 Hz nominal sensing voltage input with 1 to 20 Vac pickup range F -Two output relays with normally open (NO) contacts (one overvoltage and one undervoltage) F6 - Inverse time delay for overvoltage and definite time delay for undervoltage J - Relay control power is 125 Vdc or 120 Vac, nominal C - Two internally operated target indicators (one per function) 2 - Undervoltage element range 0.1 to 2.5 Vac (low range with sensing input 5) S - Push-to-energize outputs 3 - Two normally-open auxiliary output relays (one per function) F - Semi-flush mounting case | PUR | A - Single-phase voltage sensing input 5 - 120 Vac, 60 Hz nominal sensing voltage input with 1 to 20 Vac pickup range F -Two output relays with normally open (NO) contacts (one overvoltage and one undervoltage) F6 - Inverse time delay for overvoltage and definite time delay for undervoltage J - Relay control power is 125 Vdc or 120 Vac, nominal C - Two internally operated target indicators (one per function) 2 - Undervoltage element range 0.1 to 2.5 Vac (low range with sensing input 5) S - Push-to-energize outputs 3 - Two normally-open auxiliary output relays (one per function) F - Semi-flush mounting case | EA | EA |  | FALSE |  | P | PPD | 100 | 2026-12-31T00:00:00
135549 | 1 | 2 | States | Champlin | Andrew Olson | TRUE | 2026-08-18T00:00:00 | 2027-01-18T00:00:00 | 2027-01-18T00:00:00 | 24 | 0 | 24 | 3186.3 | 114706.8 | 55316-3157 | USA | N30 | 5 | BASLER ELECTRIC COMPANY | 62249 | BE1-25-M1E-A6R-N4R1F | Sync Check (25) Relay M - Single Phase Voltage 1 - 120VAC, 1-99 deg Phase Angle Setting E - Sync-Check NO Relay A6 - 0.1-99 Sec. P - 24VDC power supply N - No target 4 - Non-Isolated Contact Sensing R - Line and Bus Voltage Monitor and Voltage Difference with PC Bd Mounted Switches 1 - Sync Check Auxiliary Output NO Relay F - Semi-Flush Mounting | PUR | Sync Check (25) Relay M - Single Phase Voltage 1 - 120VAC, 1-99 deg Phase Angle Setting E - Sync-Check NO Relay A6 - 0.1-99 Sec. P - 24VDC power supply N - No target 4 - Non-Isolated Contact Sensing R - Line and Bus Voltage Monitor and Voltage Difference with PC Bd Mounted Switches 1 - Sync Check Auxiliary Output NO Relay F - Semi-Flush Mounting | EA | EA |  | TRUE |  | P | PPD | 100
135549 | 1 | 1 | States | Champlin | Andrew Olson | TRUE | 2026-08-18T00:00:00 | 2026-12-17T00:00:00 | 2026-12-17T00:00:00 | 12 | 0 | 12 | 3186.3 | 114706.8 | 55316-3157 | USA | N30 | 5 | BASLER ELECTRIC COMPANY | 62249 | BE1-25-M1E-A6R-N4R1F | Sync Check (25) Relay M - Single Phase Voltage 1 - 120VAC, 1-99 deg Phase Angle Setting E - Sync-Check NO Relay A6 - 0.1-99 Sec. P - 24VDC power supply N - No target 4 - Non-Isolated Contact Sensing R - Line and Bus Voltage Monitor and Voltage Difference with PC Bd Mounted Switches 1 - Sync Check Auxiliary Output NO Relay F - Semi-Flush Mounting | PUR | Sync Check (25) Relay M - Single Phase Voltage 1 - 120VAC, 1-99 deg Phase Angle Setting E - Sync-Check NO Relay A6 - 0.1-99 Sec. P - 24VDC power supply N - No target 4 - Non-Isolated Contact Sensing R - Line and Bus Voltage Monitor and Voltage Difference with PC Bd Mounted Switches 1 - Sync Check Auxiliary Output NO Relay F - Semi-Flush Mounting | EA | EA |  | TRUE |  | P | PPD | 100
135919 | 1 | 1 | States | Dayton | Andrew Olson | TRUE | 2026-09-04T00:00:00 | 2026-09-04T00:00:00 |  | 1 | 0 | 1 | 236.25 | 472.5 | 55369 | USA | N30 | 5 | BASLER ELECTRIC COMPANY | 62249 | ES-27-3FB1N0N0 | Under Voltage Relay: 3 phase, 480VAC, 50/60Hz, adjustable timing | PUR | ES-27-3FB1N0N0 Under Voltage Relay: 3 phase, 480VAC, 50/60Hz, adjustable timing | EA | EA |  | FALSE |  | P | PPD | DAYTON |  | 76920-39-1
135919 | 1 | 2 | States | Dayton | Andrew Olson | TRUE | 2026-09-04T00:00:00 | 2026-12-21T00:00:00 |  | 1 | 0 | 1 | 236.25 | 472.5 | 55369 | USA | N30 | 5 | BASLER ELECTRIC COMPANY | 62249 | ES-27-3FB1N0N0 | Under Voltage Relay: 3 phase, 480VAC, 50/60Hz, adjustable timing | PUR | ES-27-3FB1N0N0 Under Voltage Relay: 3 phase, 480VAC, 50/60Hz, adjustable timing | EA | EA |  | FALSE |  | P | PPD | DAYTON |  | 76828-36-1
135270 | 1 | 1 | States | Champlin | Andrew Olson | TRUE | 2026-08-06T00:00:00 | 2026-11-13T00:00:00 |  | 12 | 0 | 12 | 3420.22 | 41042.64 | 55316-3157 | USA | N30 | 5 | BASLER ELECTRIC COMPANY | 62249 | BE1-59N-A5F-F6J-C2S3F | A - Single-phase voltage sensing input 5 - 120 Vac, 60 Hz nominal sensing voltage input with 1 to 20 Vac pickup range F -Two output relays with normally open (NO) contacts (one overvoltage and one undervoltage) F6 - Inverse time delay for overvoltage and definite time delay for undervoltage J - Relay control power is 125 Vdc or 120 Vac, nominal C - Two internally operated target indicators (one per function) 2 - Undervoltage element range 0.1 to 2.5 Vac (low range with sensing input 5) S - Push-to-energize outputs 3 - Two normally-open auxiliary output relays (one per function) F - Semi-flush mounting case | PUR | A - Single-phase voltage sensing input 5 - 120 Vac, 60 Hz nominal sensing voltage input with 1 to 20 Vac pickup range F -Two output relays with normally open (NO) contacts (one overvoltage and one undervoltage) F6 - Inverse time delay for overvoltage and definite time delay for undervoltage J - Relay control power is 125 Vdc or 120 Vac, nominal C - Two internally operated target indicators (one per function) 2 - Undervoltage element range 0.1 to 2.5 Vac (low range with sensing input 5) S - Push-to-energize outputs 3 - Two normally-open auxiliary output relays (one per function) F - Semi-flush mounting case | EA | EA |  | FALSE |  | P | PPD | 100
135083 | 1 | 1 | States | Dayton | Andrew Olson | TRUE | 2026-07-29T00:00:00 | 2026-11-25T00:00:00 | 2026-11-25T00:00:00 | 4 | 0 | 4 | 3420.22 | 13680.88 | 55369-6417 | USA | N30 | 5 | BASLER ELECTRIC COMPANY | 62249 | BE1-59N-A5F-F6J-C2S3F | A - Single-phase voltage sensing input 5 - 120 Vac, 60 Hz nominal sensing voltage input with 1 to 20 Vac pickup range F -Two output relays with normally open (NO) contacts (one overvoltage and one undervoltage) F6 - Inverse time delay for overvoltage and definite time delay for undervoltage J - Relay control power is 125 Vdc or 120 Vac, nominal C - Two internally operated target indicators (one per function) 2 - Undervoltage element range 0.1 to 2.5 Vac (low range with sensing input 5) S - Push-to-energize outputs 3 - Two normally-open auxiliary output relays (one per function) F - Semi-flush mounting case | PUR | A - Single-phase voltage sensing input 5 - 120 Vac, 60 Hz nominal sensing voltage input with 1 to 20 Vac pickup range F -Two output relays with normally open (NO) contacts (one overvoltage and one undervoltage) F6 - Inverse time delay for overvoltage and definite time delay for undervoltage J - Relay control power is 125 Vdc or 120 Vac, nominal C - Two internally operated target indicators (one per function) 2 - Undervoltage element range 0.1 to 2.5 Vac (low range with sensing input 5) S - Push-to-energize outputs 3 - Two normally-open auxiliary output relays (one per function) F - Semi-flush mounting case | EA | EA |  | TRUE |  | P | PPD | DAYTON
134567 | 1 | 1 | States | Dayton | Andrew Olson | TRUE | 2026-07-07T00:00:00 | 2026-10-02T00:00:00 | 2026-09-28T00:00:00 | 16 | 0 | 16 | 3420.22 | 82085.28 | 55369-6417 | USA | N30 | 5 | BASLER ELECTRIC COMPANY | 62249 | BE1-59N-A5F-F6J-C2S3F | A - Single-phase voltage sensing input 5 - 120 Vac, 60 Hz nominal sensing voltage input with 1 to 20 Vac pickup range F -Two output relays with normally open (NO) contacts (one overvoltage and one undervoltage) F6 - Inverse time delay for overvoltage and definite time delay for undervoltage J - Relay control power is 125 Vdc or 120 Vac, nominal C - Two internally operated target indicators (one per function) 2 - Undervoltage element range 0.1 to 2.5 Vac (low range with sensing input 5) S - Push-to-energize outputs 3 - Two normally-open auxiliary output relays (one per function) F - Semi-flush mounting case | PUR | A - Single-phase voltage sensing input 5 - 120 Vac, 60 Hz nominal sensing voltage input with 1 to 20 Vac pickup range F -Two output relays with normally open (NO) contacts (one overvoltage and one undervoltage) F6 - Inverse time delay for overvoltage and definite time delay for undervoltage J - Relay control power is 125 Vdc or 120 Vac, nominal C - Two internally operated target indicators (one per function) 2 - Undervoltage element range 0.1 to 2.5 Vac (low range with sensing input 5) S - Push-to-energize outputs 3 - Two normally-open auxiliary output relays (one per function) F - Semi-flush mounting case | EA | EA |  | TRUE |  | P | PPD | DAYTON
134567 | 1 | 2 | States | Dayton | Andrew Olson | TRUE | 2026-07-07T00:00:00 | 2026-11-25T00:00:00 | 2026-11-25T00:00:00 | 8 | 0 | 8 | 3420.22 | 82085.28 | 55369-6417 | USA | N30 | 5 | BASLER ELECTRIC COMPANY | 62249 | BE1-59N-A5F-F6J-C2S3F | A - Single-phase voltage sensing input 5 - 120 Vac, 60 Hz nominal sensing voltage input with 1 to 20 Vac pickup range F -Two output relays with normally open (NO) contacts (one overvoltage and one undervoltage) F6 - Inverse time delay for overvoltage and definite time delay for undervoltage J - Relay control power is 125 Vdc or 120 Vac, nominal C - Two internally operated target indicators (one per function) 2 - Undervoltage element range 0.1 to 2.5 Vac (low range with sensing input 5) S - Push-to-energize outputs 3 - Two normally-open auxiliary output relays (one per function) F - Semi-flush mounting case | PUR | A - Single-phase voltage sensing input 5 - 120 Vac, 60 Hz nominal sensing voltage input with 1 to 20 Vac pickup range F -Two output relays with normally open (NO) contacts (one overvoltage and one undervoltage) F6 - Inverse time delay for overvoltage and definite time delay for undervoltage J - Relay control power is 125 Vdc or 120 Vac, nominal C - Two internally operated target indicators (one per function) 2 - Undervoltage element range 0.1 to 2.5 Vac (low range with sensing input 5) S - Push-to-energize outputs 3 - Two normally-open auxiliary output relays (one per function) F - Semi-flush mounting case | EA | EA |  | TRUE |  | P | PPD | DAYTON
133091 | 4 | 1 | States | Champlin | Andrew Olson | TRUE | 2026-05-08T00:00:00 | 2026-10-26T00:00:00 | 2026-10-26T00:00:00 | 16 | 0 | 16 | 36.23 | 579.68 | 55316-3157 | USA | D02 | 7 | BORDER STATES - MPL | 55485-1450 | HBLFRBY | Bus bar mount receptacle, yellow, 400A, Female | PUR | Bus bar mount receptacle, yellow, 400A, Female | EA | EA |  | TRUE |  | P | DEL | 100
133091 | 2 | 5 | States | Champlin | Andrew Olson | TRUE | 2026-05-08T00:00:00 | 2026-10-26T00:00:00 | 2026-10-26T00:00:00 | 45 | 0 | 45 | 36.23 | 15615.13 | 55316-3157 | USA | D02 | 7 | BORDER STATES - MPL | 55485-1450 | HBLFRBGN_ | Bus bar mount receptacle, green, 400A, Female | PUR | Bus bar mount receptacle, green, 400A, Female | EA | EA |  | TRUE |  | P | DEL | 100
133091 | 1 | 1 | States | Champlin | Andrew Olson | TRUE | 2026-05-08T00:00:00 | 2026-10-26T00:00:00 | 2026-10-26T00:00:00 | 16 | 0 | 16 | 36.23 | 579.68 | 55316-3157 | USA | D02 | 7 | BORDER STATES - MPL | 55485-1450 | HBLFRBBN_ | Bus bar mount receptacle, brown, 400A, Female | PUR | Bus bar mount receptacle, brown, 400A, Female | EA | EA |  | TRUE |  | P | DEL | 100
133091 | 3 | 1 | States | Champlin | Andrew Olson | TRUE | 2026-05-08T00:00:00 | 2026-10-26T00:00:00 | 2026-10-26T00:00:00 | 16 | 0 | 16 | 36.23 | 579.68 | 55316-3157 | USA | D02 | 7 | BORDER STATES - MPL | 55485-1450 | HBLFRBO_ | CAM LOCK ORANGE HUBBELL | PUR | CAM LOCK ORANGE HUBBELL | EA | EA |  | TRUE |  | P | DEL | 100
132810 | 11 | 1 | States | Champlin | Andrew Olson | TRUE | 2026-04-28T00:00:00 | 2026-10-26T00:00:00 | 2026-10-26T00:00:00 | 22 | 0 | 22 | 11.69 | 2291.24 | 55316-3157 | USA | D02 | 7 | BORDER STATES - MPL | 55485-1450 | HBLNCBN_ | Camlock Cover, Brown | PUR | Camlock Cover, Brown | EA | EA |  | TRUE |  | P | DEL | 100
132810 | 6 | 2 | States | Champlin | Andrew Olson | TRUE | 2026-04-28T00:00:00 | 2026-10-26T00:00:00 | 2026-10-26T00:00:00 | 96 | 0 | 96 | 17.61 | 5071.68 | 55316-3157 | USA | D02 | 7 | BORDER STATES - MPL | 55485-1450 | HBLMRSCBN | Threaded stud mount receptacle, brown, 400A, male, threaded mounting holes, 1.11" stud | PUR | Threaded stud mount receptacle, brown, 400A, male, threaded mounting holes, 1.11" stud | EA | EA |  | TRUE |  | P | DEL | 100
132810 | 4 | 2 | States | Champlin | Andrew Olson | TRUE | 2026-04-28T00:00:00 | 2026-10-20T00:00:00 | 2026-10-20T00:00:00 | 342 | 0 | 342 | 17.61 | 16482.96 | 55316-3157 | USA | D02 | 7 | BORDER STATES - MPL | 55485-1450 | HBLFRSCBK | Threaded stud mount receptacle, black, 400A, female, threaded mounting holes, 1.11" stud | PUR | Threaded stud mount receptacle, black, 400A, female, threaded mounting holes, 1.11" stud | EA | EA |  | TRUE |  | P | DEL | 100
132810 | 9 | 3 | States | Champlin | Andrew Olson | TRUE | 2026-04-28T00:00:00 | 2026-12-07T00:00:00 | 2026-12-07T00:00:00 | 96 | 0 | 96 | 17.61 | 5071.68 | 55316-3157 | USA | D02 | 7 | BORDER STATES - MPL | 55485-1450 | HBLMRSCW | Threaded stud mount receptacle, white, 400A, male, threaded mounting holes, 1.11" stud | PUR | Threaded stud mount receptacle, white, 400A, male, threaded mounting holes, 1.11" stud | EA | EA |  | TRUE |  | P | DEL | 100
132810 | 10 | 3 | States | Champlin | Andrew Olson | TRUE | 2026-04-28T00:00:00 | 2026-12-07T00:00:00 | 2026-12-07T00:00:00 | 96 | 0 | 96 | 18.14 | 5224.32 | 55316-3157 | USA | D02 | 7 | BORDER STATES - MPL | 55485-1450 | HBLMRSCY | Threaded stud mount receptacle, yellow, 400A, male, threaded mounting holes, 1.11" stud | PUR | Threaded stud mount receptacle, yellow, 400A, male, threaded mounting holes, 1.11" stud | EA | EA |  | TRUE |  | P | DEL | 100
132810 | 10 | 1 | States | Champlin | Andrew Olson | TRUE | 2026-04-28T00:00:00 | 2026-09-02T00:00:00 | 2026-08-19T00:00:00 | 96 | 0 | 96 | 18.14 | 5224.32 | 55316-3157 | USA | D02 | 7 | BORDER STATES - MPL | 55485-1450 | HBLMRSCY | Threaded stud mount receptacle, yellow, 400A, male, threaded mounting holes, 1.11" stud | PUR | Threaded stud mount receptacle, yellow, 400A, male, threaded mounting holes, 1.11" stud | EA | EA |  | TRUE |  | P | DEL | 100 | 2026-08-19T00:00:00
132810 | 10 | 2 | States | Champlin | Andrew Olson | TRUE | 2026-04-28T00:00:00 | 2026-10-08T00:00:00 | 2026-10-08T00:00:00 | 96 | 0 | 96 | 18.14 | 5224.32 | 55316-3157 | USA | D02 | 7 | BORDER STATES - MPL | 55485-1450 | HBLMRSCY | Threaded stud mount receptacle, yellow, 400A, male, threaded mounting holes, 1.11" stud | PUR | Threaded stud mount receptacle, yellow, 400A, male, threaded mounting holes, 1.11" stud | EA | EA |  | TRUE |  | P | DEL | 100
132810 | 4 | 3 | States | Champlin | Andrew Olson | TRUE | 2026-04-28T00:00:00 | 2026-11-04T00:00:00 | 2026-11-04T00:00:00 | 30 | 0 | 30 | 17.61 | 16482.96 | 55316-3157 | USA | D02 | 7 | BORDER STATES - MPL | 55485-1450 | HBLFRSCBK | Threaded stud mount receptacle, black, 400A, female, threaded mounting holes, 1.11" stud | PUR | Threaded stud mount receptacle, black, 400A, female, threaded mounting holes, 1.11" stud | EA | EA |  | TRUE |  | P | DEL | 100
132810 | 9 | 2 | States | Champlin | Andrew Olson | TRUE | 2026-04-28T00:00:00 | 2026-10-26T00:00:00 | 2026-10-26T00:00:00 | 96 | 0 | 96 | 17.61 | 5071.68 | 55316-3157 | USA | D02 | 7 | BORDER STATES - MPL | 55485-1450 | HBLMRSCW | Threaded stud mount receptacle, white, 400A, male, threaded mounting holes, 1.11" stud | PUR | Threaded stud mount receptacle, white, 400A, male, threaded mounting holes, 1.11" stud | EA | EA |  | TRUE |  | P | DEL | 100
132810 | 4 | 4 | States | Champlin | Andrew Olson | TRUE | 2026-04-28T00:00:00 | 2026-12-07T00:00:00 | 2026-12-07T00:00:00 | 312 | 0 | 312 | 17.61 | 16482.96 | 55316-3157 | USA | D02 | 7 | BORDER STATES - MPL | 55485-1450 | HBLFRSCBK | Threaded stud mount receptacle, black, 400A, female, threaded mounting holes, 1.11" stud | PUR | Threaded stud mount receptacle, black, 400A, female, threaded mounting holes, 1.11" stud | EA | EA |  | TRUE |  | P | DEL | 100
132810 | 8 | 2 | States | Champlin | Andrew Olson | TRUE | 2026-04-28T00:00:00 | 2026-10-26T00:00:00 | 2026-10-26T00:00:00 | 96 | 0 | 96 | 17.61 | 5071.68 | 55316-3157 | USA | D02 | 7 | BORDER STATES - MPL | 55485-1450 | HBLMRSCO | Threaded stud mount receptacle, orange, 400A, male, threaded mounting holes, 1.11" stud | PUR | Threaded stud mount receptacle, orange, 400A, male, threaded mounting holes, 1.11" stud | EA | EA |  | TRUE |  | P | DEL | 100
132810 | 8 | 3 | States | Champlin | Andrew Olson | TRUE | 2026-04-28T00:00:00 | 2026-12-07T00:00:00 | 2026-12-07T00:00:00 | 96 | 0 | 96 | 17.61 | 5071.68 | 55316-3157 | USA | D02 | 7 | BORDER STATES - MPL | 55485-1450 | HBLMRSCO | Threaded stud mount receptacle, orange, 400A, male, threaded mounting holes, 1.11" stud | PUR | Threaded stud mount receptacle, orange, 400A, male, threaded mounting holes, 1.11" stud | EA | EA |  | TRUE |  | P | DEL | 100
132810 | 6 | 3 | States | Champlin | Andrew Olson | TRUE | 2026-04-28T00:00:00 | 2026-12-07T00:00:00 | 2026-12-07T00:00:00 | 96 | 0 | 96 | 17.61 | 5071.68 | 55316-3157 | USA | D02 | 7 | BORDER STATES - MPL | 55485-1450 | HBLMRSCBN | Threaded stud mount receptacle, brown, 400A, male, threaded mounting holes, 1.11" stud | PUR | Threaded stud mount receptacle, brown, 400A, male, threaded mounting holes, 1.11" stud | EA | EA |  | TRUE |  | P | DEL | 100
131826 | 1 | 1 | States | Dayton | Andrew Olson | TRUE | 2026-03-17T00:00:00 | 2026-10-08T00:00:00 | 2026-09-03T00:00:00 | 9 | 0 | 9 | 571.91 | 5147.19 | 55369-6417 | USA | D02 | 7 | BORDER STATES - MPL | 55485-1450 | 300803-3001 | Surge Arrestor, Intermediate Class, 3kV duty cycle, 2.55kV MCOV, | PUR | Surge Arrestor, Intermediate Class, 3kV duty cycle, 2.55kV MCOV, | EA | EA |  | TRUE |  | P | DEL | dayton
134145 | 5 | 1 | States | Dayton | Andrew Olson | TRUE | 2026-06-16T00:00:00 | 2027-01-19T00:00:00 | 2027-01-19T00:00:00 | 500 | 0 | 500 | 26.89 | 13445 | 55369-6417 | USA | D02 | 7 | BORDER STATES - MPL | 55485-1450 | SMCO-GND_COVER | GROUNDING STUD COVER | MEC | GROUNDING STUD COVER | EA | EA |  | TRUE |  | P | DEL | Dayton
134145 | 3 | 1 | States | Dayton | Andrew Olson | TRUE | 2026-06-16T00:00:00 | 2027-01-15T00:00:00 | 2027-01-15T00:00:00 | 2 | 0 | 2 | 848.73 | 1697.46 | 55369-6417 | USA | D02 | 7 | BORDER STATES - MPL | 55485-1450 | DTU223 | 100A Double Throw Safety Switch | PUR | 100A Double Throw Safety Switch | EA | EA |  | TRUE |  | P | DEL | DAYTON
134145 | 4 | 1 | States | Dayton | Andrew Olson | TRUE | 2026-06-16T00:00:00 | 2027-01-15T00:00:00 | 2027-01-15T00:00:00 | 500 | 0 | 500 | 56.78 | 28390 | 55369-6417 | USA | D02 | 7 | BORDER STATES - MPL | 55485-1450 | SMCO-GND_BALL | C600-2102, Stainless Ball Stud | PUR | C600-2102, Stainless Ball Stud | EA | EA |  | TRUE |  | P | DEL | DAYTON
134145 | 2 | 1 | States | Dayton | Andrew Olson | TRUE | 2026-06-16T00:00:00 | 2027-02-10T00:00:00 | 2027-02-10T00:00:00 | 216 | 0 | 216 | 1064.89 | 345024.36 | 55369-6417 | USA | D02 | 7 | BORDER STATES - MPL | 55485-1450 | 300822-3001 | Surge Arrestor, Intermediate Class, 22kV MCOV, 27kV Rated, Line: 4-Hole NEMA pad, Ground: Single eye bolt | PUR | Surge Arrestor, Intermediate Class, 22kV MCOV, 27kV Rated, Line: 4-Hole NEMA pad, Ground: Single eye bolt | EA | EA |  | TRUE |  | P | DEL | DAYTON | 2027-03-02T00:00:00
134145 | 2 | 2 | States | Dayton | Andrew Olson | TRUE | 2026-06-16T00:00:00 | 2027-04-06T00:00:00 | 2027-04-06T00:00:00 | 108 | 0 | 108 | 1064.89 | 345024.36 | 55369-6417 | USA | D02 | 7 | BORDER STATES - MPL | 55485-1450 | 300822-3001 | Surge Arrestor, Intermediate Class, 22kV MCOV, 27kV Rated, Line: 4-Hole NEMA pad, Ground: Single eye bolt | PUR | Surge Arrestor, Intermediate Class, 22kV MCOV, 27kV Rated, Line: 4-Hole NEMA pad, Ground: Single eye bolt | EA | EA |  | TRUE |  | P | DEL | DAYTON | 2027-04-01T00:00:00
134145 | 1 | 1 | States | Dayton | Andrew Olson | TRUE | 2026-06-16T00:00:00 | 2026-11-16T00:00:00 | 2026-11-16T00:00:00 | 159 | 0 | 159 | 228.84 | 36385.56 | 55369-6417 | USA | D02 | 7 | BORDER STATES - MPL | 55485-1450 | 213729-7214 | 29kV Distribution Class Arresters | PUR | 29kV Distribution Class Arresters | EA | EA |  | TRUE |  | P | DEL | DAYTON
135478 | 4 | 1 | States | Dayton | Andrew Olson | TRUE | 2026-08-14T00:00:00 | 2026-08-25T00:00:00 | 2026-08-25T00:00:00 | 5 | 0 | 5 | 45.04 | 225.2 | 55369-6417 | USA | D02 | 7 | BORDER STATES - MPL | 55485-1450 | M9F42220 | 20A 2-Pole Miniature circuit breaker, 480Y/277VAC, 60/125VDC, 10kA, UL489, C-curve | PUR | 20A 2-Pole Miniature circuit breaker, 480Y/277VAC, 60/125VDC, 10kA, UL489, C-curve | EA | EA |  | TRUE |  | P | DEL | Dayton
135478 | 5 | 1 | States | Dayton | Andrew Olson | TRUE | 2026-08-14T00:00:00 | 2026-11-02T00:00:00 | 2026-11-02T00:00:00 | 25 | 0 | 25 | 45.04 | 1126 | 55369-6417 | USA | D02 | 7 | BORDER STATES - MPL | 55485-1450 | M9F42230 | 30A 2-POLE, MULTI 9 - C60BP C-CURVE, 480Y/277V, 10kA, UL489 MINITURE CIRCUIT BREAKER | PUR | 30A 2-POLE, MULTI 9 - C60BP C-CURVE, 480Y/277V, 10kA, UL489 MINITURE CIRCUIT BREAKER | EA | EA |  | TRUE |  | P | DEL | DAYTON
135478 | 3 | 1 | States | Dayton | Andrew Olson | TRUE | 2026-08-14T00:00:00 | 2026-11-02T00:00:00 | 2026-11-02T00:00:00 | 50 | 0 | 50 | 45.04 | 2252 | 55369-6417 | USA | D02 | 7 | BORDER STATES - MPL | 55485-1450 | M9F42210 | 10A 2-POLE, MULTI 9 - C60BP C-CURVE, 480Y/277V, 10kA, UL489 MINITURE CIRCUIT BREAKER | CB | 10A 2-POLE, MULTI 9 - C60BP C-CURVE, 480Y/277V, 10kA, UL489 MINITURE CIRCUIT BREAKER | EA | EA |  | TRUE |  | P | DEL | Dayton
135478 | 2 | 1 | States | Dayton | Andrew Olson | TRUE | 2026-08-14T00:00:00 | 2026-11-02T00:00:00 | 2026-11-02T00:00:00 | 50 | 0 | 50 | 45.04 | 2252 | 55369-6417 | USA | D02 | 7 | BORDER STATES - MPL | 55485-1450 | M9F42205 | 5A 2-POLE, MULTI 9 - C60BP C-CURVE, 480Y/277V, 10kA, UL489 MINITURE CIRCUIT BREAKER | CB | 5A 2-POLE, MULTI 9 - C60BP C-CURVE, 480Y/277V, 10kA, UL489 MINITURE CIRCUIT BREAKER | EA | EA |  | TRUE |  | P | DEL | Dayton
135478 | 1 | 1 | States | Dayton | Andrew Olson | TRUE | 2026-08-14T00:00:00 | 2026-11-02T00:00:00 | 2026-11-02T00:00:00 | 50 | 0 | 50 | 21.68 | 1084 | 55369-6417 | USA | D02 | 7 | BORDER STATES - MPL | 55485-1450 | M9F42115 | MINIATURE CIRCUIT BREAKER (MCB), MULTI9 C60BP, 1P, 15A, C CURVE, 14KA (UL489), 10KA (IEC/EN 60947-2) | PUR | MINIATURE CIRCUIT BREAKER (MCB), MULTI9 C60BP, 1P, 15A, C CURVE, 14KA (UL489), 10KA (IEC/EN 60947-2) | EA | EA |  | TRUE |  | P | DEL | DAYTON
135478 | 6 | 1 | States | Dayton | Andrew Olson | TRUE | 2026-08-14T00:00:00 | 2026-08-25T00:00:00 | 2026-08-25T00:00:00 | 5 | 0 | 5 | 45.04 | 225.2 | 55369-6417 | USA | D02 | 7 | BORDER STATES - MPL | 55485-1450 | M9F42240 | 40A 2-Pole Miniature circuit breaker, 277VAC, 60VDC, 10kA, UL489, C-curve | PUR | 40A 2-Pole Miniature circuit breaker, 277VAC, 60VDC, 10kA, UL489, C-curve | EA | EA |  | TRUE |  | P | DEL | Dayton
136106 | 10 | 1 | States | Champlin | Andrew Olson | TRUE | 2026-09-14T00:00:00 | 2026-09-24T00:00:00 |  | 3 | 0 | 3 | 0 | 0 | 55316 | USA | D02 | 7 | BORDER STATES - MPL | 55485-1450 | BMX DDM 3202 K | M340 DISCRETE COMBINATION MODULE | PUR | M340 DISCRETE COMBINATION MODULE | EA | EA |  | FALSE |  | P | DEL | 100
136106 | 1 | 1 | States | Champlin | Andrew Olson | TRUE | 2026-09-14T00:00:00 | 2026-09-24T00:00:00 |  | 1 | 0 | 1 | 0 | 0 | 55316 | USA | D02 | 7 | BORDER STATES - MPL | 55485-1450 | 9001KN243 | MAN - AUTO NAMEPLATE | PUR | MAN - AUTO NAMEPLATE | EA | EA |  | FALSE |  | P | DEL | 100
136106 | 3 | 1 | States | Champlin | Andrew Olson | TRUE | 2026-09-14T00:00:00 | 2026-09-24T00:00:00 |  | 1 | 0 | 1 | 0 | 0 | 55316 | USA | D02 | 7 | BORDER STATES - MPL | 55485-1450 | 9001KP35LLL31 | PILOT LIGHT 28V 30MM TYPE K +OPTIONS | PUR | PILOT LIGHT 28V 30MM TYPE K +OPTIONS | EA | EA |  | FALSE |  | P | DEL | 100
136106 | 6 | 1 | States | Champlin | Andrew Olson | TRUE | 2026-09-14T00:00:00 | 2026-09-24T00:00:00 |  | 1 | 0 | 1 | 0 | 0 | 55316 | USA | D02 | 7 | BORDER STATES - MPL | 55485-1450 | BMX CPS 2010 | M340 POWER SUPPLY MODULE - 17W | PUR | M340 POWER SUPPLY MODULE - 17W | EA | EA |  | FALSE |  | P | DEL | 100
136106 | 2 | 1 | States | Champlin | Andrew Olson | TRUE | 2026-09-14T00:00:00 | 2026-09-24T00:00:00 |  | 1 | 0 | 1 | 0 | 0 | 55316 | USA | D02 | 7 | BORDER STATES - MPL | 55485-1450 | 9001KN262 | MAN - OFF - AUTO NAMEPLATE | PUR | MAN - OFF - AUTO NAMEPLATE | EA | EA |  | FALSE |  | P | DEL | 100
136106 | 7 | 1 | States | Champlin | Andrew Olson | TRUE | 2026-09-14T00:00:00 | 2026-09-24T00:00:00 |  | 3 | 0 | 3 | 0 | 0 | 55316 | USA | D02 | 7 | BORDER STATES - MPL | 55485-1450 | BMX FCW 303 | CORD SET MODICON | PUR | CORD SET MODICON | EA | EA |  | FALSE |  | P | DEL | 100
136106 | 8 | 1 | States | Champlin | Andrew Olson | TRUE | 2026-09-14T00:00:00 | 2026-09-24T00:00:00 |  | 1 | 0 | 1 | 0 | 0 | 55316 | USA | D02 | 7 | BORDER STATES - MPL | 55485-1450 | BMX P34 2020 | M340 PERFORMANCE PROCESSOR MODULE | PUR | M340 PERFORMANCE PROCESSOR MODULE | EA | EA |  | FALSE |  | P | DEL | 100
136106 | 5 | 1 | States | Champlin | Andrew Olson | TRUE | 2026-09-14T00:00:00 | 2026-09-24T00:00:00 |  | 1 | 0 | 1 | 0 | 0 | 55316 | USA | D02 | 7 | BORDER STATES - MPL | 55485-1450 | 9001KS46K10 | 30MM SELECTOR SWITCH 3 POSITION W/KEY WITHDRAWL IN ALL POASITIONS | PUR | 30MM SELECTOR SWITCH 3 POSITION W/KEY WITHDRAWL IN ALL POASITIONS | EA | EA |  | FALSE |  | P | DEL | 100
136106 | 9 | 1 | States | Champlin | Andrew Olson | TRUE | 2026-09-14T00:00:00 | 2026-09-24T00:00:00 |  | 1 | 0 | 1 | 0 | 0 | 55316 | USA | D02 | 7 | BORDER STATES - MPL | 55485-1450 | BMX XBP 0400 | M340 RACK | PUR | M340 RACK | EA | EA |  | FALSE |  | P | DEL | 100
136106 | 11 | 1 | States | Champlin | Andrew Olson | TRUE | 2026-09-14T00:00:00 | 2026-09-24T00:00:00 |  | 1 | 0 | 1 | 0 | 0 | 55316 | USA | D02 | 7 | BORDER STATES - MPL | 55485-1450 | BMXXEM010 | M340 PROTECTIVE COVER FOR UNOCCUPIED SLOTS ON RACK | PUR | M340 PROTECTIVE COVER FOR UNOCCUPIED SLOTS ON RACK | EA | EA |  | FALSE |  | P | DEL | 100
136106 | 4 | 1 | States | Champlin | Andrew Olson | TRUE | 2026-09-14T00:00:00 | 2026-09-24T00:00:00 |  | 1 | 0 | 1 | 0 | 0 | 55316 | USA | D02 | 7 | BORDER STATES - MPL | 55485-1450 | 9001KS11K3 | 30MM KEY SELECTOR SWITCH 2-POSITION | PUR | 30MM KEY SELECTOR SWITCH 2-POSITION | EA | EA |  | FALSE |  | P | DEL | 100
132564 | 1 | 3 | States | Dayton | Andrew Olson | TRUE | 2026-04-17T00:00:00 | 2026-09-07T00:00:00 | 2026-06-22T00:00:00 | 2 | 0 | 2 | 497.5 | 3980 | 55369-6417 | USA | D02 | 7 | BORDER STATES - MPL | 55485-1450 | PWR-RGD-AC-DC-H | High-voltage AC or DC power supply for 9300 ethernet switch. | PUR | High-voltage AC or DC power supply for 9300 ethernet switch. | EA | EA |  | TRUE |  | P | DEL | DAYTON
132564 | 1 | 2 | States | Dayton | Andrew Olson | TRUE | 2026-04-17T00:00:00 | 2026-09-07T00:00:00 | 2026-04-24T00:00:00 | 2 | 0 | 2 | 497.5 | 3980 | 55369-6417 | USA | D02 | 7 | BORDER STATES - MPL | 55485-1450 | PWR-RGD-AC-DC-H | High-voltage AC or DC power supply for 9300 ethernet switch. | PUR | High-voltage AC or DC power supply for 9300 ethernet switch. | EA | EA |  | TRUE |  | P | DEL | DAYTON
133714 | 1 | 1 | States | Dayton | Andrew Olson | TRUE | 2026-05-29T00:00:00 | 2026-11-20T00:00:00 | 2026-11-20T00:00:00 | 75 | 0 | 75 | 21.68 | 1626 | 55369-6417 | USA | D02 | 7 | BORDER STATES - MPL | 55485-1450 | M9F42120 | 20A 1-POLE, MULTI 9 - C60BP C-CURVE, 277V, 10kA, UL489 MINITURE CIRCUIT BREAKER | CB | 20A 1-POLE, MULTI 9 - C60BP C-CURVE, 277V, 10kA, UL489 MINITURE CIRCUIT BREAKER | EA | EA |  | TRUE |  | P | DEL | DAYTON
133714 | 3 | 1 | States | Dayton | Andrew Olson | TRUE | 2026-05-29T00:00:00 | 2026-09-29T00:00:00 | 2026-09-29T00:00:00 | 1110 | 0 | 1110 | 26.89 | 29847.9 | 55369-6417 | USA | D02 | 7 | BORDER STATES - MPL | 55485-1450 | SMCO-GND_COVER | GROUNDING STUD COVER | MEC | GROUNDING STUD COVER | EA | EA |  | TRUE |  | P | DEL | Dayton
135643 | 1 | 1 | States | Dayton | Andrew Olson | TRUE | 2026-08-20T00:00:00 | 2026-12-09T00:00:00 | 2026-12-09T00:00:00 | 60 | 0 | 60 | 749.73 | 44983.8 | 55369 | USA | D02 | 7 | BORDER STATES - MPL | 55485-1450 | ES6608-000 | Cable for voltage sensr to voltage amplifier. | PUR | Cable for voltage sensr to voltage amplifier. | EA | EA |  | TRUE |  | P | DEL | DAYTON | 2026-08-27T00:00:00
132952 | 6 | 1 | States | Champlin | Andrew Olson | TRUE | 2026-05-04T00:00:00 | 2026-11-01T00:00:00 | 2026-11-01T00:00:00 | 122 | 0 | 122 | 11.69 | 1426.18 | 55316-3157 | USA | D02 | 7 | BORDER STATES - MPL | 55485-1450 | HBLNCO_ | Camlock Cover, Orange | PUR | Camlock Cover, Orange | EA | EA |  | TRUE |  | P | DEL | 100
132952 | 7 | 1 | States | Champlin | Andrew Olson | TRUE | 2026-05-04T00:00:00 | 2026-11-01T00:00:00 | 2026-11-01T00:00:00 | 122 | 0 | 122 | 11.69 | 1426.18 | 55316-3157 | USA | D02 | 7 | BORDER STATES - MPL | 55485-1450 | HBLNCY_ | Camlock Cover, Yellow | PUR | Camlock Cover, Yellow | EA | EA |  | TRUE |  | P | DEL | 100
132952 | 2 | 1 | States | Champlin | Andrew Olson | TRUE | 2026-05-04T00:00:00 | 2026-11-01T00:00:00 | 2026-11-01T00:00:00 | 8 | 0 | 8 | 17.61 | 140.88 | 55316-3157 | USA | D02 | 7 | BORDER STATES - MPL | 55485-1450 | HBLMRSCO | Threaded stud mount receptacle, orange, 400A, male, threaded mounting holes, 1.11" stud | PUR | Threaded stud mount receptacle, orange, 400A, male, threaded mounting holes, 1.11" stud | EA | EA |  | TRUE |  | P | DEL | 100
132952 | 4 | 1 | States | Champlin | Andrew Olson | TRUE | 2026-05-04T00:00:00 | 2026-11-01T00:00:00 | 2026-11-01T00:00:00 | 8 | 0 | 8 | 17.61 | 140.88 | 55316-3157 | USA | D02 | 7 | BORDER STATES - MPL | 55485-1450 | HBLMRSCY | Threaded stud mount receptacle, yellow, 400A, male, threaded mounting holes, 1.11" stud | PUR | Threaded stud mount receptacle, yellow, 400A, male, threaded mounting holes, 1.11" stud | EA | EA |  | TRUE |  | P | DEL | 100
132952 | 1 | 1 | States | Champlin | Andrew Olson | TRUE | 2026-05-04T00:00:00 | 2026-11-01T00:00:00 | 2026-11-01T00:00:00 | 2 | 0 | 2 | 17.61 | 35.22 | 55316-3157 | USA | D02 | 7 | BORDER STATES - MPL | 55485-1450 | HBLMRSCGN | Threaded stud mount receptacle, green, 400A, male, threaded mounting holes, 1.11" stud | PUR | Threaded stud mount receptacle, green, 400A, male, threaded mounting holes, 1.11" stud | EA | EA |  | TRUE |  | P | DEL | 100
132952 | 5 | 1 | States | Champlin | Andrew Olson | TRUE | 2026-05-04T00:00:00 | 2026-11-01T00:00:00 | 2026-11-01T00:00:00 | 8 | 0 | 8 | 11.69 | 93.52 | 55316-3157 | USA | D02 | 7 | BORDER STATES - MPL | 55485-1450 | HBLNCBN_ | Camlock Cover, Brown | PUR | Camlock Cover, Brown | EA | EA |  | TRUE |  | P | DEL | 100
132952 | 3 | 1 | States | Champlin | Andrew Olson | TRUE | 2026-05-04T00:00:00 | 2026-11-01T00:00:00 | 2026-11-01T00:00:00 | 8 | 0 | 8 | 17.61 | 140.88 | 55316-3157 | USA | D02 | 7 | BORDER STATES - MPL | 55485-1450 | HBLMRSCW | Threaded stud mount receptacle, white, 400A, male, threaded mounting holes, 1.11" stud | PUR | Threaded stud mount receptacle, white, 400A, male, threaded mounting holes, 1.11" stud | EA | EA |  | TRUE |  | P | DEL | 100
133918 | 5 | 1 | States | Dayton | Andrew Olson | TRUE | 2026-06-08T00:00:00 | 2026-10-19T00:00:00 | 2026-10-19T00:00:00 | 150 | 0 | 150 | 21.68 | 3252 | 55369-6417 | USA | D02 | 7 | BORDER STATES - MPL | 55485-1450 | M9F42120 | 20A 1-POLE, MULTI 9 - C60BP C-CURVE, 277V, 10kA, UL489 MINITURE CIRCUIT BREAKER | CB | 20A 1-POLE, MULTI 9 - C60BP C-CURVE, 277V, 10kA, UL489 MINITURE CIRCUIT BREAKER | EA | EA |  | TRUE |  | P | DEL | DAYTON
133918 | 2 | 2 | States | Dayton | Andrew Olson | TRUE | 2026-06-08T00:00:00 | 2026-08-31T00:00:00 | 2026-08-10T00:00:00 | 1 | 0 | 1 | 162.9 | 11077.2 | 55369-6417 | USA | D02 | 7 | BORDER STATES - MPL | 55485-1450 | BDL26060 | Molded case circuit breaker: 60A, 2P, DIN rail mount, 25kA at 480Y/277VAC, 18kA at 125/250VDC | PUR | Molded case circuit breaker: 60A, 2P, DIN rail mount, 25kA at 480Y/277VAC, 18kA at 125/250VDC | EA | EA |  | TRUE |  | P | DEL | DAYTON | 2026-08-10T00:00:00
133918 | 1 | 1 | States | Dayton | Andrew Olson | TRUE | 2026-06-08T00:00:00 | 2026-10-27T00:00:00 | 2026-10-27T00:00:00 | 12 | 0 | 12 | 137.28 | 1647.36 | 55369-6417 | USA | D02 | 7 | BORDER STATES - MPL | 55485-1450 | 213715-7314 | PDV-100 Optima, 15.3kV MCOV / Uc, 18kV Duty Cycle Rating / UrTop Hardware - Hex Nut, Wire Clamp, & Protective Cap. Mounting Hardware - Insulating Bracket.Bottom Hardware - Isolator, Hex Nut, Wire Clamp, Flat Washer & Nylon Retainer Washer | PUR | PDV-100 Optima, 15.3kV MCOV / Uc, 18kV Duty Cycle Rating / UrTop Hardware - Hex Nut, Wire Clamp, & Protective Cap. Mounting Hardware - Insulating Bracket.Bottom Hardware - Isolator, Hex Nut, Wire Clamp, Flat Washer & Nylon Retainer Washer | EA | EA |  | TRUE |  | P | DEL | DAYTON
133485 | 2 | 3 | States | Dayton | Andrew Olson | TRUE | 2026-05-21T00:00:00 | 2026-11-24T00:00:00 | 2026-11-24T00:00:00 | 12 | 0 | 12 | 77.36 | 4254.8 | 55369-6417 | USA | D02 | 7 | BORDER STATES - MPL | 55485-1450 | 213709-7314 | PDV-100 Optima Arrester (8.4 kV MCOV) (7314 Accessory Kit) Hex Nut, Wire Clamp, & Protective Cap. Mounting Hardware - Insulating Bracket. Bottom Hardware - Isolator, Hex Nut, Wire Clamp, Flat Washer & Nylon Retainer Washer | PUR | PDV-100 Optima Arrester (8.4 kV MCOV) (7314 Accessory Kit) Hex Nut, Wire Clamp, & Protective Cap. Mounting Hardware - Insulating Bracket. Bottom Hardware - Isolator, Hex Nut, Wire Clamp, Flat Washer & Nylon Retainer Washer | EA | EA |  | TRUE |  | P | DEL | DAYTON
133485 | 3 | 2 | States | Dayton | Andrew Olson | TRUE | 2026-05-21T00:00:00 | 2026-10-27T00:00:00 | 2026-10-27T00:00:00 | 12 | 0 | 12 | 137.28 | 3020.16 | 55369-6417 | USA | D02 | 7 | BORDER STATES - MPL | 55485-1450 | 213715-7314 | PDV-100 Optima, 15.3kV MCOV / Uc, 18kV Duty Cycle Rating / UrTop Hardware - Hex Nut, Wire Clamp, & Protective Cap. Mounting Hardware - Insulating Bracket.Bottom Hardware - Isolator, Hex Nut, Wire Clamp, Flat Washer & Nylon Retainer Washer | PUR | PDV-100 Optima, 15.3kV MCOV / Uc, 18kV Duty Cycle Rating / UrTop Hardware - Hex Nut, Wire Clamp, & Protective Cap. Mounting Hardware - Insulating Bracket.Bottom Hardware - Isolator, Hex Nut, Wire Clamp, Flat Washer & Nylon Retainer Washer | EA | EA |  | TRUE |  | P | DEL | DAYTON
133485 | 2 | 2 | States | Dayton | Andrew Olson | TRUE | 2026-05-21T00:00:00 | 2026-10-27T00:00:00 | 2026-10-27T00:00:00 | 36 | 0 | 36 | 77.36 | 4254.8 | 55369-6417 | USA | D02 | 7 | BORDER STATES - MPL | 55485-1450 | 213709-7314 | PDV-100 Optima Arrester (8.4 kV MCOV) (7314 Accessory Kit) Hex Nut, Wire Clamp, & Protective Cap. Mounting Hardware - Insulating Bracket. Bottom Hardware - Isolator, Hex Nut, Wire Clamp, Flat Washer & Nylon Retainer Washer | PUR | PDV-100 Optima Arrester (8.4 kV MCOV) (7314 Accessory Kit) Hex Nut, Wire Clamp, & Protective Cap. Mounting Hardware - Insulating Bracket. Bottom Hardware - Isolator, Hex Nut, Wire Clamp, Flat Washer & Nylon Retainer Washer | EA | EA |  | TRUE |  | P | DEL | DAYTON
133485 | 2 | 1 | States | Dayton | Andrew Olson | TRUE | 2026-05-21T00:00:00 | 2026-09-24T00:00:00 | 2026-09-24T00:00:00 | 7 | 0 | 7 | 77.36 | 4254.8 | 55369-6417 | USA | D02 | 7 | BORDER STATES - MPL | 55485-1450 | 213709-7314 | PDV-100 Optima Arrester (8.4 kV MCOV) (7314 Accessory Kit) Hex Nut, Wire Clamp, & Protective Cap. Mounting Hardware - Insulating Bracket. Bottom Hardware - Isolator, Hex Nut, Wire Clamp, Flat Washer & Nylon Retainer Washer | PUR | PDV-100 Optima Arrester (8.4 kV MCOV) (7314 Accessory Kit) Hex Nut, Wire Clamp, & Protective Cap. Mounting Hardware - Insulating Bracket. Bottom Hardware - Isolator, Hex Nut, Wire Clamp, Flat Washer & Nylon Retainer Washer | EA | EA |  | TRUE |  | P | DEL | DAYTON
133485 | 4 | 1 | States | Dayton | Andrew Olson | TRUE | 2026-05-21T00:00:00 | 2026-10-27T00:00:00 | 2026-10-27T00:00:00 | 12 | 0 | 12 | 204.29 | 2451.48 | 55369-6417 | USA | D02 | 7 | BORDER STATES - MPL | 55485-1450 | 213722-7314 | PDV-100 Optima: Heavy Duty, 22kV MCOV / Uc, 27kV Duty Cycle Rating / Ur Top Hardware - Hex Nut, Wire Clamp, & Protective Cap. Mounting Hardware - Insulating Bracket. Bottom Hardware - Isolator, Hex Nut, Wire Clamp, Flat Washer & Nylon Retainer Washer | PUR | PDV-100 Optima: Heavy Duty, 22kV MCOV / Uc, 27kV Duty Cycle Rating / Ur Top Hardware - Hex Nut, Wire Clamp, & Protective Cap. Mounting Hardware - Insulating Bracket. Bottom Hardware - Isolator, Hex Nut, Wire Clamp, Flat Washer & Nylon Retainer Washer | EA | EA |  | TRUE |  | P | DEL | DAYTON
135751 | 1 | 1 | States | Dayton | Andrew Olson | TRUE | 2026-08-26T00:00:00 | 2027-01-21T00:00:00 | 2027-01-21T00:00:00 | 4 | 0 | 4 | 5194.81 | 20779.24 | 55369 | USA | D02 | 7 | BORDER STATES - MPL | 55485-1450 | P3-13.8kV / P3-S-13.8kV ZORC | P3-13.8kV / P3-S-13.8kV ZORC (RC SNUBBER 13.8kV, 3#, Panel Mount, 95kV BIL, 0.2#F/ph, 30#/ph, Pressure Sensor optional Weight and Dimensions: 63.93lbs and 21.1" x 20.03" x 4.76" | PUR | P3-13.8kV / P3-S-13.8kV ZORC (RC SNUBBER 13.8kV, 3#, Panel Mount, 95kV BIL, 0.2#F/ph, 30#/ph, Pressure Sensor optional Weight and Dimensions: 63.93lbs and 21.1" x 20.03" x 4.76" | EA | EA |  | TRUE |  | P | DEL | DAYTON | 2026-11-10T00:00:00
135435 | 1 | 1 | States | Dayton | Andrew Olson | TRUE | 2026-08-13T00:00:00 | 2026-12-31T00:00:00 | 2026-12-31T00:00:00 | 10 | 0 | 10 | 162.9 | 1629 | 55369-6417 | USA | D02 | 7 | BORDER STATES - MPL | 55485-1450 | BDL26060 | Molded case circuit breaker: 60A, 2P, DIN rail mount, 25kA at 480Y/277VAC, 18kA at 125/250VDC | PUR | Molded case circuit breaker: 60A, 2P, DIN rail mount, 25kA at 480Y/277VAC, 18kA at 125/250VDC | EA | EA |  | TRUE |  | P | DEL | DAYTON
132987 | 2 | 2 | States | Dayton | Andrew Olson | TRUE | 2026-05-05T00:00:00 | 2026-10-16T00:00:00 | 2026-07-21T00:00:00 | 761 | 0 | 761 | 7.84 | 6522.88 | 55369-6417 | USA | D02 | 7 | BORDER STATES - MPL | 55485-1450 | KA34U | KA34U, ALUMINUM UNIVERSAL TERMINAL, 1 HOLE, 4 AWG (STR)-500 KCMIL, 3/8" STUD, 1 SCREW, AL/CU RATED, TIN PLATED. | PUR | KA34U, ALUMINUM UNIVERSAL TERMINAL, 1 HOLE, 4 AWG (STR)-500 KCMIL, 3/8" STUD, 1 SCREW, AL/CU RATED, TIN PLATED. | EA | EA |  | TRUE |  | P | DEL | DAYTON
133633 | 3 | 1 | States | Dayton | Andrew Olson | TRUE | 2026-05-27T00:00:00 | 2026-11-09T00:00:00 | 2026-11-09T00:00:00 | 10 | 0 | 10 | 21.68 | 216.8 | 55369-6417 | USA | D02 | 7 | BORDER STATES - MPL | 55485-1450 | M9F42120 | 20A 1-POLE, MULTI 9 - C60BP C-CURVE, 277V, 10kA, UL489 MINITURE CIRCUIT BREAKER | CB | 20A 1-POLE, MULTI 9 - C60BP C-CURVE, 277V, 10kA, UL489 MINITURE CIRCUIT BREAKER | EA | EA |  | TRUE |  | P | DEL | DAYTON
133633 | 1 | 1 | States | Dayton | Andrew Olson | TRUE | 2026-05-27T00:00:00 | 2026-11-10T00:00:00 | 2026-11-10T00:00:00 | 24 | 0 | 24 | 77.36 | 1856.64 | 55369-6417 | USA | D02 | 7 | BORDER STATES - MPL | 55485-1450 | 213709-7314 | PDV-100 Optima Arrester (8.4 kV MCOV) (7314 Accessory Kit) Hex Nut, Wire Clamp, & Protective Cap. Mounting Hardware - Insulating Bracket. Bottom Hardware - Isolator, Hex Nut, Wire Clamp, Flat Washer & Nylon Retainer Washer | PUR | PDV-100 Optima Arrester (8.4 kV MCOV) (7314 Accessory Kit) Hex Nut, Wire Clamp, & Protective Cap. Mounting Hardware - Insulating Bracket. Bottom Hardware - Isolator, Hex Nut, Wire Clamp, Flat Washer & Nylon Retainer Washer | EA | EA |  | TRUE |  | P | DEL | DAYTON
133652 | 2 | 1 | States | Champlin | Andrew Olson | TRUE | 2026-05-27T00:00:00 | 2026-11-05T00:00:00 | 2026-11-05T00:00:00 | 500 | 0 | 500 | 21.68 | 10840 | 55316-3157 | USA | D02 | 7 | BORDER STATES - MPL | 55485-1450 | M9F42110 | 10A 1-Pole Miniature circuit breaker, 277VAC, 60VDC, 10kA, UL489, C-curve | PUR | 10A 1-Pole Miniature circuit breaker, 277VAC, 60VDC, 10kA, UL489, C-curve | EA | EA |  | TRUE |  | P | DEL | 100
133652 | 4 | 1 | States | Champlin | Andrew Olson | TRUE | 2026-05-27T00:00:00 | 2026-10-12T00:00:00 | 2026-10-12T00:00:00 | 150 | 0 | 150 | 45.04 | 6756 | 55316-3157 | USA | D02 | 7 | BORDER STATES - MPL | 55485-1450 | M9F42220 | 20A 2-Pole Miniature circuit breaker, 480Y/277VAC, 60/125VDC, 10kA, UL489, C-curve | PUR | 20A 2-Pole Miniature circuit breaker, 480Y/277VAC, 60/125VDC, 10kA, UL489, C-curve | EA | EA |  | TRUE |  | P | DEL | 100
133652 | 1 | 1 | States | Champlin | Andrew Olson | TRUE | 2026-05-27T00:00:00 | 2026-10-12T00:00:00 | 2026-10-12T00:00:00 | 1000 | 0 | 1000 | 22.54 | 22540 | 55316-3157 | USA | D02 | 7 | BORDER STATES - MPL | 55485-1450 | M9F42105 | 5A 1-Pole Miniature circuit breaker, 277VAC, 60VDC, 10kA, UL489, C-curve | PUR | 5A 1-Pole Miniature circuit breaker, 277VAC, 60VDC, 10kA, UL489, C-curve | EA | EA |  | TRUE |  | P | DEL | 100
133652 | 3 | 1 | States | Champlin | Andrew Olson | TRUE | 2026-05-27T00:00:00 | 2026-09-24T00:00:00 | 2026-09-24T00:00:00 | 100 | 0 | 100 | 21.68 | 2168 | 55316-3157 | USA | D02 | 7 | BORDER STATES - MPL | 55485-1450 | M9F42115 | MINIATURE CIRCUIT BREAKER (MCB), MULTI9 C60BP, 1P, 15A, C CURVE, 14KA (UL489), 10KA (IEC/EN 60947-2) | PUR | MINIATURE CIRCUIT BREAKER (MCB), MULTI9 C60BP, 1P, 15A, C CURVE, 14KA (UL489), 10KA (IEC/EN 60947-2) | EA | EA |  | TRUE |  | P | DEL | 100
133500 | 6 | 1 | States | Champlin | Andrew Olson | TRUE | 2026-05-21T00:00:00 | 2026-10-26T00:00:00 | 2026-10-26T00:00:00 | 178 | 0 | 178 | 22.54 | 4012.12 | 55316-3157 | USA | D02 | 7 | BORDER STATES - MPL | 55485-1450 | M9F42102 | 2A 1-Pole Miniature circuit breaker, 277VAC, 60VDC, 10kA, UL489, C-curve | PUR | 2A 1-Pole Miniature circuit breaker, 277VAC, 60VDC, 10kA, UL489, C-curve | EA | EA |  | TRUE |  | P | DEL | 100
133500 | 3 | 2 | States | Champlin | Andrew Olson | TRUE | 2026-05-21T00:00:00 | 2026-09-24T00:00:00 | 2026-09-24T00:00:00 | 24 | 0 | 24 | 227.34 | 9093.6 | 55316-3157 | USA | D02 | 7 | BORDER STATES - MPL | 55485-1450 | A72P36 | Panel for Type 3R 4 4X 12 13 Enclosure, fits 72x36, White, Steel Catalog#: A72P36 | PUR | Panel for Type 3R 4 4X 12 13 Enclosure, fits 72x36, White, Steel Catalog#: A72P36 | EA | EA |  | TRUE |  | P | DEL | 100
133500 | 7 | 4 | States | Champlin | Andrew Olson | TRUE | 2026-05-21T00:00:00 | 2026-10-26T00:00:00 | 2026-10-26T00:00:00 | 250 | 0 | 250 | 22.54 | 23441.6 | 55316-3157 | USA | D02 | 7 | BORDER STATES - MPL | 55485-1450 | M9F42105 | 5A 1-Pole Miniature circuit breaker, 277VAC, 60VDC, 10kA, UL489, C-curve | PUR | 5A 1-Pole Miniature circuit breaker, 277VAC, 60VDC, 10kA, UL489, C-curve | EA | EA |  | TRUE |  | P | DEL | 100
133500 | 8 | 2 | States | Champlin | Andrew Olson | TRUE | 2026-05-21T00:00:00 | 2026-09-24T00:00:00 | 2026-09-24T00:00:00 | 338 | 0 | 338 | 21.68 | 14720.72 | 55316-3157 | USA | D02 | 7 | BORDER STATES - MPL | 55485-1450 | M9F42110 | 10A 1-Pole Miniature circuit breaker, 277VAC, 60VDC, 10kA, UL489, C-curve | PUR | 10A 1-Pole Miniature circuit breaker, 277VAC, 60VDC, 10kA, UL489, C-curve | EA | EA |  | TRUE |  | P | DEL | 100
133500 | 9 | 3 | States | Champlin | Andrew Olson | TRUE | 2026-05-21T00:00:00 | 2026-09-24T00:00:00 | 2026-09-24T00:00:00 | 51 | 0 | 51 | 21.68 | 2948.48 | 55316-3157 | USA | D02 | 7 | BORDER STATES - MPL | 55485-1450 | M9F42120 | 20A 1-POLE, MULTI 9 - C60BP C-CURVE, 277V, 10kA, UL489 MINITURE CIRCUIT BREAKER | CB | 20A 1-POLE, MULTI 9 - C60BP C-CURVE, 277V, 10kA, UL489 MINITURE CIRCUIT BREAKER | EA | EA |  | TRUE |  | P | DEL | 100
133500 | 4 | 2 | States | Champlin | Andrew Olson | TRUE | 2026-05-21T00:00:00 | 2026-09-24T00:00:00 | 2026-09-24T00:00:00 | 24 | 0 | 24 | 250 | 10000 | 55316-3157 | USA | D02 | 7 | BORDER STATES - MPL | 55485-1450 | HF1016414 | HF10 Side-Mount Filter Fan, 115V 159CFM, Lt Gray | PUR | HF10 Side-Mount Filter Fan, 115V 159CFM, Lt Gray | EA | EA |  | TRUE |  | P | DEL | 100
133500 | 10 | 2 | States | Champlin | Andrew Olson | TRUE | 2026-05-21T00:00:00 | 2026-09-24T00:00:00 | 2026-09-24T00:00:00 | 64 | 54 | 10 | 45.04 | 8512.56 | 55316-3157 | USA | D02 | 7 | BORDER STATES - MPL | 55485-1450 | M9F42210 | 10A 2-POLE, MULTI 9 - C60BP C-CURVE, 480Y/277V, 10kA, UL489 MINITURE CIRCUIT BREAKER | CB | 10A 2-POLE, MULTI 9 - C60BP C-CURVE, 480Y/277V, 10kA, UL489 MINITURE CIRCUIT BREAKER | EA | EA |  | TRUE |  | P | DEL | 100
133500 | 5 | 2 | States | Champlin | Andrew Olson | TRUE | 2026-05-21T00:00:00 | 2026-09-24T00:00:00 | 2026-09-24T00:00:00 | 24 | 0 | 24 | 54.07 | 2162.8 | 55316-3157 | USA | D02 | 7 | BORDER STATES - MPL | 55485-1450 | HG1000404 | HG Filter Fan Exhaust Grille IP54, fits HF10 fans 10-inch, Lt Gray, Plastic | PUR | HG Filter Fan Exhaust Grille IP54, fits HF10 fans 10-inch, Lt Gray, Plastic | EA | EA |  | TRUE |  | P | DEL | 100
133500 | 7 | 3 | States | Champlin | Andrew Olson | TRUE | 2026-05-21T00:00:00 | 2026-09-24T00:00:00 | 2026-09-24T00:00:00 | 250 | 0 | 250 | 22.54 | 23441.6 | 55316-3157 | USA | D02 | 7 | BORDER STATES - MPL | 55485-1450 | M9F42105 | 5A 1-Pole Miniature circuit breaker, 277VAC, 60VDC, 10kA, UL489, C-curve | PUR | 5A 1-Pole Miniature circuit breaker, 277VAC, 60VDC, 10kA, UL489, C-curve | EA | EA |  | TRUE |  | P | DEL | 100
133500 | 11 | 3 | States | Champlin | Andrew Olson | TRUE | 2026-05-21T00:00:00 | 2026-10-21T00:00:00 | 2026-10-21T00:00:00 | 51 | 0 | 51 | 45.04 | 6801.04 | 55316-3157 | USA | D02 | 7 | BORDER STATES - MPL | 55485-1450 | M9F42230 | 30A 2-POLE, MULTI 9 - C60BP C-CURVE, 480Y/277V, 10kA, UL489 MINITURE CIRCUIT BREAKER | PUR | 30A 2-POLE, MULTI 9 - C60BP C-CURVE, 480Y/277V, 10kA, UL489 MINITURE CIRCUIT BREAKER | EA | EA |  | TRUE |  | P | DEL | 100
133500 | 8 | 4 | States | Champlin | Andrew Olson | TRUE | 2026-05-21T00:00:00 | 2026-10-26T00:00:00 | 2026-10-26T00:00:00 | 241 | 0 | 241 | 21.68 | 14720.72 | 55316-3157 | USA | D02 | 7 | BORDER STATES - MPL | 55485-1450 | M9F42110 | 10A 1-Pole Miniature circuit breaker, 277VAC, 60VDC, 10kA, UL489, C-curve | PUR | 10A 1-Pole Miniature circuit breaker, 277VAC, 60VDC, 10kA, UL489, C-curve | EA | EA |  | TRUE |  | P | DEL | 100
133500 | 9 | 5 | States | Champlin | Andrew Olson | TRUE | 2026-05-21T00:00:00 | 2026-10-21T00:00:00 | 2026-10-21T00:00:00 | 51 | 0 | 51 | 21.68 | 2948.48 | 55316-3157 | USA | D02 | 7 | BORDER STATES - MPL | 55485-1450 | M9F42120 | 20A 1-POLE, MULTI 9 - C60BP C-CURVE, 277V, 10kA, UL489 MINITURE CIRCUIT BREAKER | CB | 20A 1-POLE, MULTI 9 - C60BP C-CURVE, 277V, 10kA, UL489 MINITURE CIRCUIT BREAKER | EA | EA |  | TRUE |  | P | DEL | 100
133500 | 2 | 2 | States | Champlin | Andrew Olson | TRUE | 2026-05-21T00:00:00 | 2026-09-24T00:00:00 | 2026-09-24T00:00:00 | 24 | 0 | 24 | 1185.75 | 47430 | 55316-3157 | USA | D02 | 7 | BORDER STATES - MPL | 55485-1450 | A72H36DLP3PT | Marshalling Cabinet, 72x36x12, continuous hinge, NEMA 3R/4/4X/12/13 | PUR | Marshalling Cabinet, 72x36x12, continuous hinge, NEMA 3R/4/4X/12/13 | EA | EA |  | TRUE |  | P | DEL | 100
133500 | 10 | 3 | States | Champlin | Andrew Olson | TRUE | 2026-05-21T00:00:00 | 2026-10-21T00:00:00 | 2026-10-21T00:00:00 | 53 | 0 | 53 | 45.04 | 8512.56 | 55316-3157 | USA | D02 | 7 | BORDER STATES - MPL | 55485-1450 | M9F42210 | 10A 2-POLE, MULTI 9 - C60BP C-CURVE, 480Y/277V, 10kA, UL489 MINITURE CIRCUIT BREAKER | CB | 10A 2-POLE, MULTI 9 - C60BP C-CURVE, 480Y/277V, 10kA, UL489 MINITURE CIRCUIT BREAKER | EA | EA |  | TRUE |  | P | DEL | 100
133500 | 11 | 2 | States | Champlin | Andrew Olson | TRUE | 2026-05-21T00:00:00 | 2026-09-24T00:00:00 | 2026-09-24T00:00:00 | 18 | 0 | 18 | 45.04 | 6801.04 | 55316-3157 | USA | D02 | 7 | BORDER STATES - MPL | 55485-1450 | M9F42230 | 30A 2-POLE, MULTI 9 - C60BP C-CURVE, 480Y/277V, 10kA, UL489 MINITURE CIRCUIT BREAKER | PUR | 30A 2-POLE, MULTI 9 - C60BP C-CURVE, 480Y/277V, 10kA, UL489 MINITURE CIRCUIT BREAKER | EA | EA |  | TRUE |  | P | DEL | 100
133924 | 6 | 1 | States | Champlin | Andrew Olson | TRUE | 2026-06-08T00:00:00 | 2026-11-02T00:00:00 | 2026-11-02T00:00:00 | 45 | 0 | 45 | 22.54 | 1014.3 | 55316-3157 | USA | D02 | 7 | BORDER STATES - MPL | 55485-1450 | M9F42102 | 2A 1-Pole Miniature circuit breaker, 277VAC, 60VDC, 10kA, UL489, C-curve | PUR | 2A 1-Pole Miniature circuit breaker, 277VAC, 60VDC, 10kA, UL489, C-curve | EA | EA |  | TRUE |  | P | DEL | 100
133924 | 2 | 1 | States | Champlin | Andrew Olson | TRUE | 2026-06-08T00:00:00 | 2026-11-20T00:00:00 | 2026-11-20T00:00:00 | 15 | 0 | 15 | 18.14 | 272.1 | 55316-3157 | USA | D02 | 7 | BORDER STATES - MPL | 55485-1450 | HBLMRSCGN | Threaded stud mount receptacle, green, 400A, male, threaded mounting holes, 1.11" stud | PUR | Threaded stud mount receptacle, green, 400A, male, threaded mounting holes, 1.11" stud | EA | EA |  | TRUE |  | P | DEL | 100
133924 | 3 | 1 | States | Champlin | Andrew Olson | TRUE | 2026-06-08T00:00:00 | 2026-11-20T00:00:00 | 2026-11-20T00:00:00 | 15 | 0 | 15 | 18.14 | 272.1 | 55316-3157 | USA | D02 | 7 | BORDER STATES - MPL | 55485-1450 | HBLMRSCO | Threaded stud mount receptacle, orange, 400A, male, threaded mounting holes, 1.11" stud | PUR | Threaded stud mount receptacle, orange, 400A, male, threaded mounting holes, 1.11" stud | EA | EA |  | TRUE |  | P | DEL | 100
133924 | 4 | 1 | States | Champlin | Andrew Olson | TRUE | 2026-06-08T00:00:00 | 2026-11-20T00:00:00 | 2026-11-20T00:00:00 | 15 | 0 | 15 | 18.14 | 272.1 | 55316-3157 | USA | D02 | 7 | BORDER STATES - MPL | 55485-1450 | HBLMRSCW | Threaded stud mount receptacle, white, 400A, male, threaded mounting holes, 1.11" stud | PUR | Threaded stud mount receptacle, white, 400A, male, threaded mounting holes, 1.11" stud | EA | EA |  | TRUE |  | P | DEL | 100
133924 | 10 | 1 | States | Champlin | Andrew Olson | TRUE | 2026-06-08T00:00:00 | 2026-11-20T00:00:00 | 2026-11-20T00:00:00 | 15 | 0 | 15 | 45.04 | 675.6 | 55316-3157 | USA | D02 | 7 | BORDER STATES - MPL | 55485-1450 | M9F42210 | 10A 2-POLE, MULTI 9 - C60BP C-CURVE, 480Y/277V, 10kA, UL489 MINITURE CIRCUIT BREAKER | CB | 10A 2-POLE, MULTI 9 - C60BP C-CURVE, 480Y/277V, 10kA, UL489 MINITURE CIRCUIT BREAKER | EA | EA |  | TRUE |  | P | DEL | 100
133924 | 8 | 2 | States | Champlin | Andrew Olson | TRUE | 2026-06-08T00:00:00 | 2026-11-20T00:00:00 | 2026-11-20T00:00:00 | 50 | 0 | 50 | 21.68 | 2168 | 55316-3157 | USA | D02 | 7 | BORDER STATES - MPL | 55485-1450 | M9F42120 | 20A 1-POLE, MULTI 9 - C60BP C-CURVE, 277V, 10kA, UL489 MINITURE CIRCUIT BREAKER | CB | 20A 1-POLE, MULTI 9 - C60BP C-CURVE, 277V, 10kA, UL489 MINITURE CIRCUIT BREAKER | EA | EA |  | TRUE |  | P | DEL | 100
133924 | 8 | 1 | States | Champlin | Andrew Olson | TRUE | 2026-06-08T00:00:00 | 2026-10-12T00:00:00 | 2026-10-12T00:00:00 | 50 | 0 | 50 | 21.68 | 2168 | 55316-3157 | USA | D02 | 7 | BORDER STATES - MPL | 55485-1450 | M9F42120 | 20A 1-POLE, MULTI 9 - C60BP C-CURVE, 277V, 10kA, UL489 MINITURE CIRCUIT BREAKER | CB | 20A 1-POLE, MULTI 9 - C60BP C-CURVE, 277V, 10kA, UL489 MINITURE CIRCUIT BREAKER | EA | EA |  | TRUE |  | P | DEL | 100
133924 | 5 | 1 | States | Champlin | Andrew Olson | TRUE | 2026-06-08T00:00:00 | 2026-11-20T00:00:00 | 2026-11-20T00:00:00 | 15 | 0 | 15 | 18.14 | 272.1 | 55316-3157 | USA | D02 | 7 | BORDER STATES - MPL | 55485-1450 | HBLMRSCY | Threaded stud mount receptacle, yellow, 400A, male, threaded mounting holes, 1.11" stud | PUR | Threaded stud mount receptacle, yellow, 400A, male, threaded mounting holes, 1.11" stud | EA | EA |  | TRUE |  | P | DEL | 100
134432 | 1 | 1 | States | Champlin | Andrew Olson | TRUE | 2026-06-30T00:00:00 | 2026-11-09T00:00:00 | 2026-11-09T00:00:00 | 30 | 0 | 30 | 148.33 | 4449.9 | 55316-3157 | USA | D02 | 7 | BORDER STATES - MPL | 55485-1450 | BDL26015 | Molded case circuit breaker: 15A, 2P, DIN rail mount, 25kA at 480Y/277VAC, 18kA at 125/250VDC | PUR | Molded case circuit breaker: 15A, 2P, DIN rail mount, 25kA at 480Y/277VAC, 18kA at 125/250VDC | EA | EA |  | TRUE |  | P | DEL | 100
132919 | 5 | 3 | States | Dayton | Andrew Olson | TRUE | 2026-05-01T00:00:00 | 2026-11-09T00:00:00 | 2026-11-09T00:00:00 | 3 | 0 | 3 | 21.68 | 173.44 | 55369-6417 | USA | D02 | 7 | BORDER STATES - MPL | 55485-1450 | M9F42110 | 10A 1-Pole Miniature circuit breaker, 277VAC, 60VDC, 10kA, UL489, C-curve | PUR | 10A 1-Pole Miniature circuit breaker, 277VAC, 60VDC, 10kA, UL489, C-curve | EA | EA |  | TRUE |  | P | DEL | DAYTON
132919 | 4 | 1 | States | Dayton | Andrew Olson | TRUE | 2026-05-01T00:00:00 | 2026-11-03T00:00:00 | 2026-08-04T00:00:00 | 3 | 0 | 3 | 1245.9 | 3737.7 | 55369-6417 | USA | D02 | 7 | BORDER STATES - MPL | 55485-1450 | EVP002900-3002 | Station class surge arrestors, EVP, 29kV MCOV / Uc, 36kV Duty Cycle Rating / Ur, With 3002: Line: Single eye bolt Ground: Single eye bolt | PUR | Station class surge arrestors, EVP, 29kV MCOV / Uc, 36kV Duty Cycle Rating / Ur, With 3002: Line: Single eye bolt Ground: Single eye bolt | EA | EA |  | TRUE |  | P | DEL | DAYTON
135615 | 1 | 1 | States | Champlin | Andrew Olson | TRUE | 2026-08-20T00:00:00 | 2026-10-28T00:00:00 | 2026-10-28T00:00:00 | 200 | 0 | 200 | 37.31 | 7462 | 55316 | USA | D02 | 7 | BORDER STATES - MPL | 55485-1450 | HBLFRBBN_ | Bus bar mount receptacle, brown, 400A, Female | PUR | Bus bar mount receptacle, brown, 400A, Female | EA | EA |  | TRUE |  | P | DEL | 100
135615 | 7 | 1 | States | Champlin | Andrew Olson | TRUE | 2026-08-20T00:00:00 | 2027-01-04T00:00:00 | 2027-01-04T00:00:00 | 210 | 0 | 210 | 67.59 | 14193.9 | 55316 | USA | D02 | 7 | BORDER STATES - MPL | 55485-1450 | M9F42302 | 2A 3-Pole Miniature circuit breaker, 480Y/277VAC, 10kA, UL489, C-curve | PUR | 2A 3-Pole Miniature circuit breaker, 480Y/277VAC, 10kA, UL489, C-curve | EA | EA |  | TRUE |  | P | DEL | 100
135615 | 4 | 2 | States | Champlin | Andrew Olson | TRUE | 2026-08-20T00:00:00 | 2027-02-08T00:00:00 | 2027-02-08T00:00:00 | 1250 | 0 | 1250 | 22.54 | 45080 | 55316 | USA | D02 | 7 | BORDER STATES - MPL | 55485-1450 | M9F42105 | 5A 1-Pole Miniature circuit breaker, 277VAC, 60VDC, 10kA, UL489, C-curve | PUR | 5A 1-Pole Miniature circuit breaker, 277VAC, 60VDC, 10kA, UL489, C-curve | EA | EA |  | TRUE |  | P | DEL | 100
135615 | 6 | 1 | States | Champlin | Andrew Olson | TRUE | 2026-08-20T00:00:00 | 2026-11-16T00:00:00 | 2026-11-16T00:00:00 | 900 | 0 | 900 | 45.04 | 40536 | 55316 | USA | D02 | 7 | BORDER STATES - MPL | 55485-1450 | M9F42220 | 20A 2-Pole Miniature circuit breaker, 480Y/277VAC, 60/125VDC, 10kA, UL489, C-curve | PUR | 20A 2-Pole Miniature circuit breaker, 480Y/277VAC, 60/125VDC, 10kA, UL489, C-curve | EA | EA |  | TRUE |  | P | DEL | 100
135615 | 2 | 1 | States | Champlin | Andrew Olson | TRUE | 2026-08-20T00:00:00 | 2026-12-02T00:00:00 | 2026-12-02T00:00:00 | 70 | 0 | 70 | 22.54 | 1577.8 | 55316 | USA | D02 | 7 | BORDER STATES - MPL | 55485-1450 | M9F42101 | 1A 1-Pole Miniature circuit breaker, 277VAC, 60VDC, 10kA, UL489, C-curve | CB | 1A 1-Pole Miniature circuit breaker, 277VAC, 60VDC, 10kA, UL489, C-curve | EA | EA |  | TRUE |  | P | DEL | 100
135615 | 3 | 1 | States | Champlin | Andrew Olson | TRUE | 2026-08-20T00:00:00 | 2026-12-02T00:00:00 | 2026-12-02T00:00:00 | 65 | 0 | 65 | 22.54 | 1465.1 | 55316 | USA | D02 | 7 | BORDER STATES - MPL | 55485-1450 | M9F42104 | 4A 1-Pole Miniature circuit breaker, 277VAC, 60VDC, 10kA, UL489, C-curve | PUR | 4A 1-Pole Miniature circuit breaker, 277VAC, 60VDC, 10kA, UL489, C-curve | EA | EA |  | TRUE |  | P | DEL | 100
135615 | 4 | 1 | States | Champlin | Andrew Olson | TRUE | 2026-08-20T00:00:00 | 2026-12-22T00:00:00 | 2026-12-22T00:00:00 | 750 | 0 | 750 | 22.54 | 45080 | 55316 | USA | D02 | 7 | BORDER STATES - MPL | 55485-1450 | M9F42105 | 5A 1-Pole Miniature circuit breaker, 277VAC, 60VDC, 10kA, UL489, C-curve | PUR | 5A 1-Pole Miniature circuit breaker, 277VAC, 60VDC, 10kA, UL489, C-curve | EA | EA |  | TRUE |  | P | DEL | 100
135615 | 5 | 1 | States | Champlin | Andrew Olson | TRUE | 2026-08-20T00:00:00 | 2026-11-02T00:00:00 | 2026-11-02T00:00:00 | 25 | 0 | 25 | 22.54 | 563.5 | 55316 | USA | D02 | 7 | BORDER STATES - MPL | 55485-1450 | M9F42130 | 30A 1-POLE, MULTI 9 - C60BP C-CURVE, 277V, 10kA, UL489 MINITURE CIRCUIT BREAKER | CB | 30A 1-POLE, MULTI 9 - C60BP C-CURVE, 277V, 10kA, UL489 MINITURE CIRCUIT BREAKER | EA | EA |  | TRUE |  | P | DEL | 100
132216 | 6 | 1 | States | Dayton | Andrew Olson | TRUE | 2026-04-02T00:00:00 | 2026-11-02T00:00:00 | 2026-07-09T00:00:00 | 6 | 4 | 2 | 1245.9 | 7475.4 | 55369-6417 | USA | D02 | 7 | BORDER STATES - MPL | 55485-1450 | EVP002900-3002 | Station class surge arrestors, EVP, 29kV MCOV / Uc, 36kV Duty Cycle Rating / Ur, With 3002: Line: Single eye bolt Ground: Single eye bolt | PUR | Station class surge arrestors, EVP, 29kV MCOV / Uc, 36kV Duty Cycle Rating / Ur, With 3002: Line: Single eye bolt Ground: Single eye bolt | EA | EA |  | TRUE |  | P | DEL | DAYTON | 2026-07-09T00:00:00
135178 | 1 | 1 | States | Champlin | Andrew Olson | TRUE | 2026-08-03T00:00:00 | 2026-12-01T00:00:00 | 2026-12-01T00:00:00 | 20 | 0 | 20 | 37.31 | 746.2 | 55316-3157 | USA | D02 | 7 | BORDER STATES - MPL | 55485-1450 | HBLMRBW | Bus bar mount receptacle, white, 400A, Male | PUR | Bus bar mount receptacle, white, 400A, Male | EA | EA |  | TRUE |  | P | DEL | 100 | 2026-12-01T00:00:00
136200 | 1 | 1 | States | Champlin | Andrew Olson | TRUE | 2026-09-17T00:00:00 | 2026-10-12T00:00:00 | 2026-10-12T00:00:00 | 1 | 0 | 1 | 1476.01 | 1476.01 | 55316 | USA | D02 | 7 | BORDER STATES - MPL | 55485-1450 | HMIG3U | BASE UNIT HARMONY GTU PREMIUM BOX, 1GB SD CARD | PUR | BASE UNIT HARMONY GTU PREMIUM BOX, 1GB SD CARD | EA | EA |  | TRUE |  | P | DEL | 100 | 2026-09-24T00:00:00
136200 | 2 | 1 | States | Champlin | Andrew Olson | TRUE | 2026-09-17T00:00:00 | 2026-10-13T00:00:00 | 2026-10-13T00:00:00 | 20 | 0 | 20 | 4.45 | 89 | 55316 | USA | D02 | 7 | BORDER STATES - MPL | 55485-1450 | KA30U | BOX LUG, AL, 6AWG - 300MCM STRANDED FOR USE WITH COPPER OR ALUMINUM WIRE 5/16in. STUD HOLE SIZE | PUR | BOX LUG, AL, 6AWG - 300MCM STRANDED FOR USE WITH COPPER OR ALUMINUM WIRE 5/16in. STUD HOLE SIZE | EA | EA |  | TRUE |  | P | DEL | 100 | 2026-09-28T00:00:00
136200 | 3 | 1 | States | Champlin | Andrew Olson | TRUE | 2026-09-17T00:00:00 | 2026-10-05T00:00:00 | 2026-10-05T00:00:00 | 2 | 0 | 2 | 27.81 | 55.62 | 55316 | USA | D02 | 7 | BORDER STATES - MPL | 55485-1450 | YA29A5 | COMPRESSION TERMINAL, 250 KCMIL, ALUMINUM/COPPER, 2-HOLE, 3/8" STUD, 1" HOLE SPACING, TIN-PLATED | PUR | COMPRESSION TERMINAL, 250 KCMIL, ALUMINUM/COPPER, 2-HOLE, 3/8" STUD, 1" HOLE SPACING, TIN-PLATED | EA | EA |  | TRUE |  | P | DEL | 100 | 2026-09-28T00:00:00
133421 | 4 | 1 | States | Dayton | Andrew Olson | TRUE | 2026-05-20T00:00:00 | 2026-11-02T00:00:00 | 2026-11-02T00:00:00 | 52 | 0 | 52 | 45.04 | 2342.08 | 55369-6417 | USA | D02 | 7 | BORDER STATES - MPL | 55485-1450 | M9F42202 | 2A 2-POLE, MULTI 9 - C60BP C-CURVE, 480Y/277V, 10kA, UL489 MINITURE CIRCUIT BREAKER | CB | 2A 2-POLE, MULTI 9 - C60BP C-CURVE, 480Y/277V, 10kA, UL489 MINITURE CIRCUIT BREAKER | EA | EA |  | TRUE |  | P | DEL | DAYTON
132502 | 2 | 5 | States | Champlin | Andrew Olson | TRUE | 2026-04-15T00:00:00 | 2026-12-22T00:00:00 | 2026-12-22T00:00:00 | 3 | 0 | 3 | 22.54 | 3854.34 | 55316-3157 | USA | D02 | 7 | BORDER STATES - MPL | 55485-1450 | M9F42105 | 5A 1-Pole Miniature circuit breaker, 277VAC, 60VDC, 10kA, UL489, C-curve | PUR | 5A 1-Pole Miniature circuit breaker, 277VAC, 60VDC, 10kA, UL489, C-curve | EA | EA |  | TRUE |  | P | DEL | 100
132598 | 2 | 1 | States | Dayton | Andrew Olson | TRUE | 2026-04-20T00:00:00 | 2026-11-09T00:00:00 | 2026-11-09T00:00:00 | 2 | 0 | 2 | 45.04 | 90.08 | 55369-6417 | USA | D02 | 7 | BORDER STATES - MPL | 55485-1450 | M9F42205 | 5A 2-POLE, MULTI 9 - C60BP C-CURVE, 480Y/277V, 10kA, UL489 MINITURE CIRCUIT BREAKER | CB | 5A 2-POLE, MULTI 9 - C60BP C-CURVE, 480Y/277V, 10kA, UL489 MINITURE CIRCUIT BREAKER | EA | EA |  | TRUE |  | P | DEL | Dayton
132598 | 4 | 1 | States | Dayton | Andrew Olson | TRUE | 2026-04-20T00:00:00 | 2026-10-29T00:00:00 | 2026-10-29T00:00:00 | 8 | 0 | 8 | 70.97 | 567.76 | 55369-6417 | USA | D02 | 7 | BORDER STATES - MPL | 55485-1450 | M9U21225 | 25A, 2P Miniature circuit breaker, Multi9 C60H-DC, C curve, 5kA (UL1077), 6kA (IEC/EN 60947-2) | PUR | 25A, 2P Miniature circuit breaker, Multi9 C60H-DC, C curve, 5kA (UL1077), 6kA (IEC/EN 60947-2) | EA | EA |  | TRUE |  | P | DEL | Dayton
132745 | 11 | 3 | States | Champlin | Andrew Olson | TRUE | 2026-04-24T00:00:00 | 2026-10-21T00:00:00 | 2026-10-21T00:00:00 | 9 | 0 | 9 | 67.59 | 3244.32 | 55316-3157 | USA | D02 | 7 | BORDER STATES - MPL | 55485-1450 | M9F42302 | 2A 3-Pole Miniature circuit breaker, 480Y/277VAC, 10kA, UL489, C-curve | PUR | 2A 3-Pole Miniature circuit breaker, 480Y/277VAC, 10kA, UL489, C-curve | EA | EA |  | TRUE |  | P | DEL | 100
132745 | 8 | 2 | States | Champlin | Andrew Olson | TRUE | 2026-04-24T00:00:00 | 2026-12-22T00:00:00 | 2026-12-22T00:00:00 | 1 | 0 | 1 | 21.682 | 43.36 | 55316-3157 | USA | D02 | 7 | BORDER STATES - MPL | 55485-1450 | M9F42115 | MINIATURE CIRCUIT BREAKER (MCB), MULTI9 C60BP, 1P, 15A, C CURVE, 14KA (UL489), 10KA (IEC/EN 60947-2) | PUR | MINIATURE CIRCUIT BREAKER (MCB), MULTI9 C60BP, 1P, 15A, C CURVE, 14KA (UL489), 10KA (IEC/EN 60947-2) | EA | EA |  | TRUE |  | P | DEL | 100
132745 | 9 | 2 | States | Champlin | Andrew Olson | TRUE | 2026-04-24T00:00:00 | 2026-10-21T00:00:00 | 2026-10-21T00:00:00 | 3 | 0 | 3 | 21.68 | 346.88 | 55316-3157 | USA | D02 | 7 | BORDER STATES - MPL | 55485-1450 | M9F42120 | 20A 1-POLE, MULTI 9 - C60BP C-CURVE, 277V, 10kA, UL489 MINITURE CIRCUIT BREAKER | CB | 20A 1-POLE, MULTI 9 - C60BP C-CURVE, 277V, 10kA, UL489 MINITURE CIRCUIT BREAKER | EA | EA |  | TRUE |  | P | DEL | 100
132745 | 10 | 2 | States | Champlin | Andrew Olson | TRUE | 2026-04-24T00:00:00 | 2026-10-21T00:00:00 | 2026-10-21T00:00:00 | 9 | 0 | 9 | 45.04 | 2161.92 | 55316-3157 | USA | D02 | 7 | BORDER STATES - MPL | 55485-1450 | M9F42230 | 30A 2-POLE, MULTI 9 - C60BP C-CURVE, 480Y/277V, 10kA, UL489 MINITURE CIRCUIT BREAKER | PUR | 30A 2-POLE, MULTI 9 - C60BP C-CURVE, 480Y/277V, 10kA, UL489 MINITURE CIRCUIT BREAKER | EA | EA |  | TRUE |  | P | DEL | 100
132745 | 6 | 4 | States | Champlin | Andrew Olson | TRUE | 2026-04-24T00:00:00 | 2026-10-21T00:00:00 | 2026-10-21T00:00:00 | 30 | 0 | 30 | 22.54 | 3764.18 | 55316-3157 | USA | D02 | 7 | BORDER STATES - MPL | 55485-1450 | M9F42105 | 5A 1-Pole Miniature circuit breaker, 277VAC, 60VDC, 10kA, UL489, C-curve | PUR | 5A 1-Pole Miniature circuit breaker, 277VAC, 60VDC, 10kA, UL489, C-curve | EA | EA |  | TRUE |  | P | DEL | 100
132745 | 7 | 3 | States | Champlin | Andrew Olson | TRUE | 2026-04-24T00:00:00 | 2026-10-21T00:00:00 | 2026-10-21T00:00:00 | 27 | 0 | 27 | 21.68 | 1495.92 | 55316-3157 | USA | D02 | 7 | BORDER STATES - MPL | 55485-1450 | M9F42110 | 10A 1-Pole Miniature circuit breaker, 277VAC, 60VDC, 10kA, UL489, C-curve | PUR | 10A 1-Pole Miniature circuit breaker, 277VAC, 60VDC, 10kA, UL489, C-curve | EA | EA |  | TRUE |  | P | DEL | 100
130588 | 5 | 1 | States | Champlin | Andrew Olson | TRUE | 2026-01-07T00:00:00 | 2026-12-22T00:00:00 | 2026-12-22T00:00:00 | 63 | 0 | 63 | 17.61 | 1109.43 | 55316 | USA | D02 | 7 | BORDER STATES - MPL | 55485-1450 | HBLMRSCGN | Threaded stud mount receptacle, green, 400A, male, threaded mounting holes, 1.11" stud | PUR | Threaded stud mount receptacle, green, 400A, male, threaded mounting holes, 1.11" stud | EA | EA |  | TRUE |  | P | DEL | 100
134597 | 1 | 1 | States | Dayton | Andrew Olson | TRUE | 2026-07-08T00:00:00 | 2026-11-30T00:00:00 | 2026-11-30T00:00:00 | 6 | 0 | 6 | 98.9 | 593.4 | 55369-6417 | USA | D02 | 7 | BORDER STATES - MPL | 55485-1450 | 2137097313 | Surge Arrester: 10kV Duty Cycle, 8.4kV MCOV, Distribution Class | PUR | Surge Arrester: 10kV Duty Cycle, 8.4kV MCOV, Distribution Class | EA | EA |  | TRUE |  | P | DEL | DAYTON
134597 | 2 | 1 | States | Dayton | Andrew Olson | TRUE | 2026-07-08T00:00:00 | 2026-11-30T00:00:00 | 2026-11-30T00:00:00 | 6 | 0 | 6 | 137.28 | 823.68 | 55369-6417 | USA | D02 | 7 | BORDER STATES - MPL | 55485-1450 | 2137157314 | PDV-100 Optima Arrester (15.3 kV MCOV, 7314 Hardware) | PUR | PDV-100 Optima Arrester (15.3 kV MCOV, 7314 Hardware) | EA | EA |  | TRUE |  | P | DEL | DAYTON
134597 | 3 | 1 | States | Dayton | Andrew Olson | TRUE | 2026-07-08T00:00:00 | 2026-11-06T00:00:00 | 2026-10-19T00:00:00 | 17 | 0 | 17 | 148.33 | 2521.61 | 55369-6417 | USA | D02 | 7 | BORDER STATES - MPL | 55485-1450 | BDL26015 | Molded case circuit breaker: 15A, 2P, DIN rail mount, 25kA at 480Y/277VAC, 18kA at 125/250VDC | PUR | Molded case circuit breaker: 15A, 2P, DIN rail mount, 25kA at 480Y/277VAC, 18kA at 125/250VDC | EA | EA |  | TRUE |  | P | DEL | DAYTON
135047 | 1 | 1 | States | Dayton | Andrew Olson | TRUE | 2026-07-28T00:00:00 | 2026-11-13T00:00:00 | 2026-11-17T00:00:00 | 1 | 0 | 1 | 1613.38 | 1613.38 | 55369-6417 | USA | D02 | 7 | BORDER STATES - MPL | 55485-1450 | CAPDIS-4o | Voltage Sensor Amplifier | PUR | Voltage Sensor Amplifier | EA | EA |  | TRUE |  | P | DEL | DAYTON | 2026-08-28T00:00:00
133043 | 1 | 1 | States | Dayton | Andrew Olson | TRUE | 2026-05-07T00:00:00 | 2026-10-27T00:00:00 | 2026-10-27T00:00:00 | 30 | 0 | 30 | 204.29 | 6128.7 | 55369-6417 | USA | D02 | 7 | BORDER STATES - MPL | 55485-1450 | 213722-7314 | PDV-100 Optima: Heavy Duty, 22kV MCOV / Uc, 27kV Duty Cycle Rating / Ur Top Hardware - Hex Nut, Wire Clamp, & Protective Cap. Mounting Hardware - Insulating Bracket. Bottom Hardware - Isolator, Hex Nut, Wire Clamp, Flat Washer & Nylon Retainer Washer | PUR | PDV-100 Optima: Heavy Duty, 22kV MCOV / Uc, 27kV Duty Cycle Rating / Ur Top Hardware - Hex Nut, Wire Clamp, & Protective Cap. Mounting Hardware - Insulating Bracket. Bottom Hardware - Isolator, Hex Nut, Wire Clamp, Flat Washer & Nylon Retainer Washer | EA | EA |  | TRUE |  | P | DEL | DAYTON
134388 | 1 | 1 | States | Champlin | Andrew Olson | TRUE | 2026-06-29T00:00:00 | 2026-08-31T00:00:00 | 2026-08-31T00:00:00 | 1 | 0 | 1 | 6348.88 | 6348.88 | 55316-3157 | USA | D02 | 7 | BORDER STATES - MPL | 55485-1450 | BMEP582040 | standalone processor, Modicon M580, 8MB, 61 Ethernet devices, 8 remote IO racks of X80 | PUR | standalone processor, Modicon M580, 8MB, 61 Ethernet devices, 8 remote IO racks of X80 | EA | EA |  | TRUE |  | P | DEL | 100 | 2026-07-17T00:00:00
133131 | 3 | 4 | States | Dayton | Andrew Olson | TRUE | 2026-05-11T00:00:00 | 2026-11-02T00:00:00 | 2026-11-02T00:00:00 | 76 | 0 | 76 | 45.04 | 11485.2 | 55369-6417 | USA | D02 | 7 | BORDER STATES - MPL | 55485-1450 | M9F42202 | 2A 2-POLE, MULTI 9 - C60BP C-CURVE, 480Y/277V, 10kA, UL489 MINITURE CIRCUIT BREAKER | CB | 2A 2-POLE, MULTI 9 - C60BP C-CURVE, 480Y/277V, 10kA, UL489 MINITURE CIRCUIT BREAKER | EA | EA |  | TRUE |  | P | DEL | DAYTON
133131 | 3 | 3 | States | Dayton | Andrew Olson | TRUE | 2026-05-11T00:00:00 | 2026-10-01T00:00:00 | 2026-10-01T00:00:00 | 76 | 0 | 76 | 45.04 | 11485.2 | 55369-6417 | USA | D02 | 7 | BORDER STATES - MPL | 55485-1450 | M9F42202 | 2A 2-POLE, MULTI 9 - C60BP C-CURVE, 480Y/277V, 10kA, UL489 MINITURE CIRCUIT BREAKER | CB | 2A 2-POLE, MULTI 9 - C60BP C-CURVE, 480Y/277V, 10kA, UL489 MINITURE CIRCUIT BREAKER | EA | EA |  | TRUE |  | P | DEL | DAYTON
133131 | 2 | 4 | States | Dayton | Andrew Olson | TRUE | 2026-05-11T00:00:00 | 2026-10-26T00:00:00 | 2026-10-26T00:00:00 | 38 | 0 | 38 | 22.54 | 2907.66 | 55369-6417 | USA | D02 | 7 | BORDER STATES - MPL | 55485-1450 | M9F42104 | 4A 1-Pole Miniature circuit breaker, 277VAC, 60VDC, 10kA, UL489, C-curve | PUR | 4A 1-Pole Miniature circuit breaker, 277VAC, 60VDC, 10kA, UL489, C-curve | EA | EA |  | TRUE |  | P | DEL | Dayton
133131 | 1 | 3 | States | Dayton | Andrew Olson | TRUE | 2026-05-11T00:00:00 | 2026-10-27T00:00:00 | 2026-10-26T00:00:00 | 6 | 0 | 6 | 223.27 | 2679.24 | 55369-6417 | USA | D02 | 7 | BORDER STATES - MPL | 55485-1450 | 2137297314 | Surge Arrester: 36kV, 29 KMCOV, Distribution Class | PUR | Surge Arrester: 36kV, 29 KMCOV, Distribution Class | EA | EA |  | TRUE |  | P | DEL | DAYTON
133131 | 2 | 3 | States | Dayton | Andrew Olson | TRUE | 2026-05-11T00:00:00 | 2026-09-24T00:00:00 | 2026-09-24T00:00:00 | 38 | 0 | 38 | 22.54 | 2907.66 | 55369-6417 | USA | D02 | 7 | BORDER STATES - MPL | 55485-1450 | M9F42104 | 4A 1-Pole Miniature circuit breaker, 277VAC, 60VDC, 10kA, UL489, C-curve | PUR | 4A 1-Pole Miniature circuit breaker, 277VAC, 60VDC, 10kA, UL489, C-curve | EA | EA |  | TRUE |  | P | DEL | Dayton
135991 | 1 | 1 | States | Champlin | Andrew Olson | TRUE | 2026-09-10T00:00:00 | 2026-09-28T00:00:00 | 2026-09-28T00:00:00 | 15 | 0 | 15 | 45.04 | 675.6 | 55316 | USA | D02 | 7 | BORDER STATES - MPL | 55485-1450 | M9F42201 | 1A 2-POLE, MULTI 9 - C60BP UL489 MINITURE CIRCUIT BREAKER | CB | 1A 2-POLE, MULTI 9 - C60BP UL489 MINITURE CIRCUIT BREAKER | EA | EA |  | TRUE |  | P | DEL | 100
134686 | 2 | 1 | States | Dayton | Andrew Olson | TRUE | 2026-07-13T00:00:00 | 2026-11-13T00:00:00 | 2026-11-02T00:00:00 | 16 | 0 | 16 | 2174.89 | 34798.24 | 55369-6417 | USA | D02 | 7 | BORDER STATES - MPL | 55485-1450 | CAPDIS-4o_HF | Voltage amplifier for ABB Keva 36B21 voltage sensors with RJ45 port. | PUR | Voltage amplifier for ABB Keva 36B21 voltage sensors with RJ45 port. | EA | EA |  | TRUE |  | P | DEL | DAYTON
134686 | 1 | 1 | States | Dayton | Andrew Olson | TRUE | 2026-07-13T00:00:00 | 2026-10-09T00:00:00 | 2026-10-09T00:00:00 | 20 | 1 | 19 | 204.29 | 4085.8 | 55369-6417 | USA | D02 | 7 | BORDER STATES - MPL | 55485-1450 | 213722-7314 | PDV-100 Optima: Heavy Duty, 22kV MCOV / Uc, 27kV Duty Cycle Rating / Ur Top Hardware - Hex Nut, Wire Clamp, & Protective Cap. Mounting Hardware - Insulating Bracket. Bottom Hardware - Isolator, Hex Nut, Wire Clamp, Flat Washer & Nylon Retainer Washer | PUR | PDV-100 Optima: Heavy Duty, 22kV MCOV / Uc, 27kV Duty Cycle Rating / Ur Top Hardware - Hex Nut, Wire Clamp, & Protective Cap. Mounting Hardware - Insulating Bracket. Bottom Hardware - Isolator, Hex Nut, Wire Clamp, Flat Washer & Nylon Retainer Washer | EA | EA |  | TRUE |  | P | DEL | DAYTON
135627 | 4 | 1 | States | Dayton | Andrew Olson | TRUE | 2026-08-20T00:00:00 | 2027-01-15T00:00:00 | 2027-01-15T00:00:00 | 50 | 0 | 50 | 21.68 | 1084 | 55369 | USA | D02 | 7 | BORDER STATES - MPL | 55485-1450 | M9F42115 | MINIATURE CIRCUIT BREAKER (MCB), MULTI9 C60BP, 1P, 15A, C CURVE, 14KA (UL489), 10KA (IEC/EN 60947-2) | PUR | MINIATURE CIRCUIT BREAKER (MCB), MULTI9 C60BP, 1P, 15A, C CURVE, 14KA (UL489), 10KA (IEC/EN 60947-2) | EA | EA |  | TRUE |  | P | DEL | DAYTON
135627 | 1 | 1 | States | Dayton | Andrew Olson | TRUE | 2026-08-20T00:00:00 | 2027-02-09T00:00:00 | 2027-02-09T00:00:00 | 168 | 0 | 168 | 197.55 | 33188.4 | 55369 | USA | D02 | 7 | BORDER STATES - MPL | 55485-1450 | 2132727314 | PDV-65 Optima Arrester (22 kV MCOV, 7314 Hardware) Distribution Class | PUR | PDV-65 Optima Arrester (22 kV MCOV, 7314 Hardware) Distribution Class | EA | EA |  | TRUE |  | P | DEL | DAYTON | 2027-02-08T00:00:00
135627 | 5 | 1 | States | Dayton | Andrew Olson | TRUE | 2026-08-20T00:00:00 | 2027-01-15T00:00:00 | 2027-01-15T00:00:00 | 50 | 0 | 50 | 22.54 | 1127 | 55369 | USA | D02 | 7 | BORDER STATES - MPL | 55485-1450 | M9F42130 | 30A 1-POLE, MULTI 9 - C60BP C-CURVE, 277V, 10kA, UL489 MINITURE CIRCUIT BREAKER | CB | 30A 1-POLE, MULTI 9 - C60BP C-CURVE, 277V, 10kA, UL489 MINITURE CIRCUIT BREAKER | EA | EA |  | TRUE |  | P | DEL | Dayton
135627 | 7 | 1 | States | Dayton | Andrew Olson | TRUE | 2026-08-20T00:00:00 | 2027-01-15T00:00:00 | 2027-01-15T00:00:00 | 50 | 0 | 50 | 45.04 | 2252 | 55369 | USA | D02 | 7 | BORDER STATES - MPL | 55485-1450 | M9F42210 | 10A 2-POLE, MULTI 9 - C60BP C-CURVE, 480Y/277V, 10kA, UL489 MINITURE CIRCUIT BREAKER | CB | 10A 2-POLE, MULTI 9 - C60BP C-CURVE, 480Y/277V, 10kA, UL489 MINITURE CIRCUIT BREAKER | EA | EA |  | TRUE |  | P | DEL | Dayton
135627 | 2 | 1 | States | Dayton | Andrew Olson | TRUE | 2026-08-20T00:00:00 | 2027-01-15T00:00:00 | 2027-01-15T00:00:00 | 35 | 0 | 35 | 162.9 | 5701.5 | 55369 | USA | D02 | 7 | BORDER STATES - MPL | 55485-1450 | BDL26060 | Molded case circuit breaker: 60A, 2P, DIN rail mount, 25kA at 480Y/277VAC, 18kA at 125/250VDC | PUR | Molded case circuit breaker: 60A, 2P, DIN rail mount, 25kA at 480Y/277VAC, 18kA at 125/250VDC | EA | EA |  | TRUE |  | P | DEL | DAYTON
135627 | 6 | 1 | States | Dayton | Andrew Olson | TRUE | 2026-08-20T00:00:00 | 2027-01-15T00:00:00 | 2027-01-15T00:00:00 | 50 | 0 | 50 | 45.04 | 2252 | 55369 | USA | D02 | 7 | BORDER STATES - MPL | 55485-1450 | M9F42201 | 1A 2-POLE, MULTI 9 - C60BP UL489 MINITURE CIRCUIT BREAKER | CB | 1A 2-POLE, MULTI 9 - C60BP UL489 MINITURE CIRCUIT BREAKER | EA | EA |  | TRUE |  | P | DEL | DAYTON
135627 | 3 | 1 | States | Dayton | Andrew Olson | TRUE | 2026-08-20T00:00:00 | 2027-01-15T00:00:00 | 2027-01-15T00:00:00 | 50 | 0 | 50 | 22.54 | 1127 | 55369 | USA | D02 | 7 | BORDER STATES - MPL | 55485-1450 | M9F42102 | 2A 1-Pole Miniature circuit breaker, 277VAC, 60VDC, 10kA, UL489, C-curve | PUR | 2A 1-Pole Miniature circuit breaker, 277VAC, 60VDC, 10kA, UL489, C-curve | EA | EA |  | TRUE |  | P | DEL | DAYTON
133560 | 4 | 1 | States | Champlin | Andrew Olson | TRUE | 2026-05-22T00:00:00 | 2026-10-26T00:00:00 | 2026-10-26T00:00:00 | 56 | 0 | 56 | 67.59 | 7164.54 | 55316-3157 | USA | D02 | 7 | BORDER STATES - MPL | 55485-1450 | M9F42302 | 2A 3-Pole Miniature circuit breaker, 480Y/277VAC, 10kA, UL489, C-curve | PUR | 2A 3-Pole Miniature circuit breaker, 480Y/277VAC, 10kA, UL489, C-curve | EA | EA |  | TRUE |  | P | DEL | 100
133560 | 4 | 2 | States | Champlin | Andrew Olson | TRUE | 2026-05-22T00:00:00 | 2026-10-26T00:00:00 | 2026-10-26T00:00:00 | 50 | 0 | 50 | 67.59 | 7164.54 | 55316-3157 | USA | D02 | 7 | BORDER STATES - MPL | 55485-1450 | M9F42302 | 2A 3-Pole Miniature circuit breaker, 480Y/277VAC, 10kA, UL489, C-curve | PUR | 2A 3-Pole Miniature circuit breaker, 480Y/277VAC, 10kA, UL489, C-curve | EA | EA |  | TRUE |  | P | DEL | 100
133560 | 1 | 1 | States | Champlin | Andrew Olson | TRUE | 2026-05-22T00:00:00 | 2026-10-26T00:00:00 | 2026-10-26T00:00:00 | 250 | 0 | 250 | 22.54 | 5635 | 55316-3157 | USA | D02 | 7 | BORDER STATES - MPL | 55485-1450 | M9F42105 | 5A 1-Pole Miniature circuit breaker, 277VAC, 60VDC, 10kA, UL489, C-curve | PUR | 5A 1-Pole Miniature circuit breaker, 277VAC, 60VDC, 10kA, UL489, C-curve | EA | EA |  | TRUE |  | P | DEL | 100
135765 | 2 | 1 | States | Dayton | Andrew Olson | TRUE | 2026-08-27T00:00:00 | 2027-02-23T00:00:00 | 2027-02-23T00:00:00 | 370 | 0 | 370 | 21.2 | 7844 | 55369 | USA | D02 | 7 | BORDER STATES - MPL | 55485-1450 | SMCO-GND_COVER | GROUNDING STUD COVER | PUR | GROUNDING STUD COVER | EA | EA |  | TRUE |  | P | DEL | Dayton | 2027-02-22T00:00:00
135765 | 1 | 1 | States | Dayton | Andrew Olson | TRUE | 2026-08-27T00:00:00 | 2027-02-23T00:00:00 | 2027-02-23T00:00:00 | 200 | 0 | 200 | 56.78 | 11356 | 55369 | USA | D02 | 7 | BORDER STATES - MPL | 55485-1450 | SMCO-GND_BALL | C600-2102, Stainless Ball Stud | PUR | C600-2102, Stainless Ball Stud | EA | EA |  | TRUE |  | P | DEL | DAYTON | 2027-02-22T00:00:00
133341 | 3 | 1 | States | Dayton | Andrew Olson | TRUE | 2026-05-18T00:00:00 | 2026-11-02T00:00:00 | 2026-11-02T00:00:00 | 60 | 0 | 60 | 45.04 | 2702.4 | 55369-6417 | USA | D02 | 7 | BORDER STATES - MPL | 55485-1450 | M9F42202 | 2A 2-POLE, MULTI 9 - C60BP C-CURVE, 480Y/277V, 10kA, UL489 MINITURE CIRCUIT BREAKER | CB | 2A 2-POLE, MULTI 9 - C60BP C-CURVE, 480Y/277V, 10kA, UL489 MINITURE CIRCUIT BREAKER | EA | EA |  | TRUE |  | P | DEL | DAYTON
133341 | 5 | 1 | States | Dayton | Andrew Olson | TRUE | 2026-05-18T00:00:00 | 2026-10-12T00:00:00 | 2026-10-12T00:00:00 | 18 | 0 | 18 | 70.97 | 1277.46 | 55369-6417 | USA | D02 | 7 | BORDER STATES - MPL | 55485-1450 | M9U21225 | 25A, 2P Miniature circuit breaker, Multi9 C60H-DC, C curve, 5kA (UL1077), 6kA (IEC/EN 60947-2) | PUR | 25A, 2P Miniature circuit breaker, Multi9 C60H-DC, C curve, 5kA (UL1077), 6kA (IEC/EN 60947-2) | EA | EA |  | TRUE |  | P | DEL | Dayton
133341 | 1 | 1 | States | Dayton | Andrew Olson | TRUE | 2026-05-18T00:00:00 | 2026-10-12T00:00:00 | 2026-10-12T00:00:00 | 26 | 0 | 26 | 6.2 | 161.2 | 55369-6417 | USA | D02 | 7 | BORDER STATES - MPL | 55485-1450 | 70169-D | Relay Socket, 8 Pin Octal, 2 Pole, 600 V, 10 A, 35 mm DIN Rail/Panel Mount | PUR | Relay Socket, 8 Pin Octal, 2 Pole, 600 V, 10 A, 35 mm DIN Rail/Panel Mount | EA | EA |  | TRUE |  | P | DEL | Dayton
133341 | 2 | 1 | States | Dayton | Andrew Olson | TRUE | 2026-05-18T00:00:00 | 2026-10-16T00:00:00 | 2026-10-09T00:00:00 | 112 | 0 | 112 | 14.49 | 1622.88 | 55369-6417 | USA | D02 | 7 | BORDER STATES - MPL | 55485-1450 | M9A26909 | Auxiliary contact, Multi9 M9A, OF/SD+OF, 2 C/O, 100mA to 6A, 24VAC to 415VAC, 24VDC to 130VDC, top and bottom connection | PUR | Auxiliary contact, Multi9 M9A, OF/SD+OF, 2 C/O, 100mA to 6A, 24VAC to 415VAC, 24VDC to 130VDC, top and bottom connection | EA | EA |  | TRUE |  | P | DEL | Dayton
133341 | 6 | 1 | States | Dayton | Andrew Olson | TRUE | 2026-05-18T00:00:00 | 2026-10-12T00:00:00 | 2026-10-12T00:00:00 | 14 | 0 | 14 | 101.68 | 1423.52 | 55369-6417 | USA | D02 | 7 | BORDER STATES - MPL | 55485-1450 | VAKP110D | Voltage Monitoring Relay, VAKP Series, DPDT, 10 A, 110VDC, Adj Pick up and Drop out, Adj time delay 0.1-10 seconds | PUR | Voltage Monitoring Relay, VAKP Series, DPDT, 10 A, 110VDC, Adj Pick up and Drop out, Adj time delay 0.1-10 seconds | EA | EA |  | TRUE |  | P | DEL | Dayton
133341 | 4 | 1 | States | Dayton | Andrew Olson | TRUE | 2026-05-18T00:00:00 | 2026-10-12T00:00:00 | 2026-10-12T00:00:00 | 78 | 0 | 78 | 70.99 | 5537.22 | 55369-6417 | USA | D02 | 7 | BORDER STATES - MPL | 55485-1450 | M9U21210 | 10A, 2P Miniature circuit breaker, Multi9 C60H-DC, C curve, 5kA (UL1077), 6kA (IEC/EN 60947-2) | PUR | 10A, 2P Miniature circuit breaker, Multi9 C60H-DC, C curve, 5kA (UL1077), 6kA (IEC/EN 60947-2) | EA | EA |  | TRUE |  | P | DEL | Dayton
135926 | 3 | 4 | States | Champlin | Andrew Olson | TRUE | 2026-09-04T00:00:00 | 2026-12-11T00:00:00 | 2026-12-11T00:00:00 | 250 | 0 | 250 | 22.54 | 28175 | 55316 | USA | D02 | 7 | BORDER STATES - MPL | 55485-1450 | M9F42105 | 5A 1-Pole Miniature circuit breaker, 277VAC, 60VDC, 10kA, UL489, C-curve | PUR | M9F42105 5A 1-Pole Miniature circuit breaker, 277VAC, 60VDC, 10kA, UL489, C-curve | EA | EA |  | TRUE |  | P | DEL | 100 |  | 76898-39-1
135926 | 3 | 5 | States | Champlin | Andrew Olson | TRUE | 2026-09-04T00:00:00 | 2026-12-11T00:00:00 | 2026-12-11T00:00:00 | 250 | 0 | 250 | 22.54 | 28175 | 55316 | USA | D02 | 7 | BORDER STATES - MPL | 55485-1450 | M9F42105 | 5A 1-Pole Miniature circuit breaker, 277VAC, 60VDC, 10kA, UL489, C-curve | PUR | M9F42105 5A 1-Pole Miniature circuit breaker, 277VAC, 60VDC, 10kA, UL489, C-curve | EA | EA |  | TRUE |  | P | DEL | 100 |  | 76898-39-1
135926 | 4 | 1 | States | Champlin | Andrew Olson | TRUE | 2026-09-04T00:00:00 | 2026-12-11T00:00:00 | 2026-12-11T00:00:00 | 100 | 0 | 100 | 21.68 | 6504 | 55316 | USA | D02 | 7 | BORDER STATES - MPL | 55485-1450 | M9F42110 | 10A 1-Pole Miniature circuit breaker, 277VAC, 60VDC, 10kA, UL489, C-curve | PUR | M9F42110-10A 1-Pole Miniature circuit breaker, 277VAC, 60VDC, 10kA, UL489, C-curve | EA | EA |  | TRUE |  | P | DEL | 100 |  | 76898-39-1
135926 | 5 | 1 | States | Champlin | Andrew Olson | TRUE | 2026-09-04T00:00:00 | 2026-12-11T00:00:00 | 2026-12-11T00:00:00 | 1 | 0 | 1 | 21.68 | 21.68 | 55316 | USA | D02 | 7 | BORDER STATES - MPL | 55485-1450 | M9F42115 | MINIATURE CIRCUIT BREAKER (MCB), MULTI9 C60BP, 1P, 15A, C CURVE, 14KA (UL489), 10KA (IEC/EN 60947-2) | PUR | M9F42115 15A 1-Pole Miniature circuit breaker, 277VAC, 60VDC, 10kA, UL489, C-curve | EA | EA |  | TRUE |  | P | DEL | 100 |  | 76898-39-1
135926 | 1 | 3 | States | Champlin | Andrew Olson | TRUE | 2026-09-04T00:00:00 | 2026-12-30T00:00:00 | 2026-12-30T00:00:00 | 3 | 0 | 3 | 601.35 | 5412.15 | 55316 | USA | D02 | 7 | BORDER STATES - MPL | 55485-1450 | 300809-3001 | Surge Arrester: 10kV, 8.4MCOV, Intermediate Class (on main) | PUR | 300809-3001 Surge Arrester: 10kV, 8.4MCOV, Intermediate Class | EA | EA |  | TRUE |  | P | DEL | 100 |  | 76895-61-1
135926 | 6 | 3 | States | Champlin | Andrew Olson | TRUE | 2026-09-04T00:00:00 | 2026-12-11T00:00:00 | 2026-12-11T00:00:00 | 50 | 0 | 50 | 21.68 | 3252 | 55316 | USA | D02 | 7 | BORDER STATES - MPL | 55485-1450 | M9F42120 | 20A 1-POLE, MULTI 9 - C60BP C-CURVE, 277V, 10kA, UL489 MINITURE CIRCUIT BREAKER | CB | M9F42120-20A 1-Pole Miniature circuit breaker, 277VAC, 60VDC, 10kA, UL489, C-curve | EA | EA |  | TRUE |  | P | DEL | 100 |  | 76898-39-1
135926 | 9 | 1 | States | Champlin | Andrew Olson | TRUE | 2026-09-04T00:00:00 | 2026-12-11T00:00:00 | 2026-12-11T00:00:00 | 1 | 0 | 1 | 45.04 | 45.04 | 55316 | USA | D02 | 7 | BORDER STATES - MPL | 55485-1450 | M9F42230 | 30A 2-POLE, MULTI 9 - C60BP C-CURVE, 480Y/277V, 10kA, UL489 MINITURE CIRCUIT BREAKER | PUR | M9F42230-30A 2-Pole Miniature circuit breaker, 277VAC, 60VDC, 10kA, UL489, C-curve | EA | EA |  | TRUE |  | P | DEL | 100 |  | 76898-39-1
135926 | 6 | 2 | States | Champlin | Andrew Olson | TRUE | 2026-09-04T00:00:00 | 2026-12-11T00:00:00 | 2026-12-11T00:00:00 | 50 | 0 | 50 | 21.68 | 3252 | 55316 | USA | D02 | 7 | BORDER STATES - MPL | 55485-1450 | M9F42120 | 20A 1-POLE, MULTI 9 - C60BP C-CURVE, 277V, 10kA, UL489 MINITURE CIRCUIT BREAKER | CB | M9F42120-20A 1-Pole Miniature circuit breaker, 277VAC, 60VDC, 10kA, UL489, C-curve | EA | EA |  | TRUE |  | P | DEL | 100 |  | 76898-39-1
135926 | 7 | 1 | States | Champlin | Andrew Olson | TRUE | 2026-09-04T00:00:00 | 2026-12-11T00:00:00 | 2026-12-11T00:00:00 | 1 | 0 | 1 | 45.04 | 90.08 | 55316 | USA | D02 | 7 | BORDER STATES - MPL | 55485-1450 | M9F42210 | 10A 2-POLE, MULTI 9 - C60BP C-CURVE, 480Y/277V, 10kA, UL489 MINITURE CIRCUIT BREAKER | CB | M9F42210-10A 2-Pole Miniature circuit breaker, 277VAC, 60VDC, 10kA, UL489, C-curve | EA | EA |  | TRUE |  | P | DEL | 100 |  | 76898-39-1
135926 | 1 | 1 | States | Champlin | Andrew Olson | TRUE | 2026-09-04T00:00:00 | 2026-12-16T00:00:00 | 2026-12-16T00:00:00 | 3 | 0 | 3 | 601.35 | 5412.15 | 55316 | USA | D02 | 7 | BORDER STATES - MPL | 55485-1450 | 300809-3001 | Surge Arrester: 10kV, 8.4MCOV, Intermediate Class (on main) | PUR | 300809-3001 Surge Arrester: 10kV, 8.4MCOV, Intermediate Class | EA | EA |  | TRUE |  | P | DEL | 100 |  | 77037-39-1
135926 | 3 | 2 | States | Champlin | Andrew Olson | TRUE | 2026-09-04T00:00:00 | 2026-12-11T00:00:00 | 2026-12-11T00:00:00 | 250 | 0 | 250 | 22.54 | 28175 | 55316 | USA | D02 | 7 | BORDER STATES - MPL | 55485-1450 | M9F42105 | 5A 1-Pole Miniature circuit breaker, 277VAC, 60VDC, 10kA, UL489, C-curve | PUR | M9F42105 5A 1-Pole Miniature circuit breaker, 277VAC, 60VDC, 10kA, UL489, C-curve | EA | EA |  | TRUE |  | P | DEL | 100 |  | 76898-39-1
135926 | 8 | 1 | States | Champlin | Andrew Olson | TRUE | 2026-09-04T00:00:00 | 2026-12-11T00:00:00 | 2026-12-11T00:00:00 | 25 | 0 | 25 | 45.04 | 1126 | 55316 | USA | D02 | 7 | BORDER STATES - MPL | 55485-1450 | M9F42220 | 20A 2-Pole Miniature circuit breaker, 480Y/277VAC, 60/125VDC, 10kA, UL489, C-curve | PUR | M9F42220 20A 2-Pole Miniature circuit breaker, 277VAC, 60VDC, 10kA, UL489, C-curve | EA | EA |  | TRUE |  | P | DEL | 100 |  | 76898-39-1
135926 | 4 | 2 | States | Champlin | Andrew Olson | TRUE | 2026-09-04T00:00:00 | 2026-12-11T00:00:00 | 2026-12-11T00:00:00 | 100 | 0 | 100 | 21.68 | 6504 | 55316 | USA | D02 | 7 | BORDER STATES - MPL | 55485-1450 | M9F42110 | 10A 1-Pole Miniature circuit breaker, 277VAC, 60VDC, 10kA, UL489, C-curve | PUR | M9F42110-10A 1-Pole Miniature circuit breaker, 277VAC, 60VDC, 10kA, UL489, C-curve | EA | EA |  | TRUE |  | P | DEL | 100 |  | 76898-39-1
135926 | 2 | 1 | States | Champlin | Andrew Olson | TRUE | 2026-09-04T00:00:00 | 2026-12-11T00:00:00 | 2026-12-11T00:00:00 | 500 | 0 | 500 | 22.54 | 11270 | 55316 | USA | D02 | 7 | BORDER STATES - MPL | 55485-1450 | M9F42102 | 2A 1-Pole Miniature circuit breaker, 277VAC, 60VDC, 10kA, UL489, C-curve | PUR | M9F42102 2A 1-Pole Miniature circuit breaker, 277VAC, 60VDC, 10kA, UL489, C-curve | EA | EA |  | TRUE |  | P | DEL | 100 |  | 76898-39-1
135926 | 3 | 3 | States | Champlin | Andrew Olson | TRUE | 2026-09-04T00:00:00 | 2026-12-11T00:00:00 | 2026-12-11T00:00:00 | 250 | 0 | 250 | 22.54 | 28175 | 55316 | USA | D02 | 7 | BORDER STATES - MPL | 55485-1450 | M9F42105 | 5A 1-Pole Miniature circuit breaker, 277VAC, 60VDC, 10kA, UL489, C-curve | PUR | M9F42105 5A 1-Pole Miniature circuit breaker, 277VAC, 60VDC, 10kA, UL489, C-curve | EA | EA |  | TRUE |  | P | DEL | 100 |  | 76898-39-1
135926 | 10 | 1 | States | Champlin | Andrew Olson | TRUE | 2026-09-04T00:00:00 | 2026-12-11T00:00:00 | 2026-12-11T00:00:00 | 1 | 0 | 1 | 45.04 | 45.04 | 55316 | USA | D02 | 7 | BORDER STATES - MPL | 55485-1450 | M9F42240 | 40A 2-Pole Miniature circuit breaker, 277VAC, 60VDC, 10kA, UL489, C-curve | PUR | M9F42240 40A 2-Pole Miniature circuit breaker, 277VAC, 60VDC, 10kA, UL489, C-curve | EA | EA |  | TRUE |  | P | DEL | 100 |  | 76898-39-1
135926 | 11 | 1 | States | Champlin | Andrew Olson | TRUE | 2026-09-04T00:00:00 | 2026-12-11T00:00:00 | 2026-12-11T00:00:00 | 50 | 0 | 50 | 67.59 | 3379.5 | 55316 | USA | D02 | 7 | BORDER STATES - MPL | 55485-1450 | M9F42302 | 2A 3-Pole Miniature circuit breaker, 480Y/277VAC, 10kA, UL489, C-curve | PUR | M9F42302-2A 3-Pole Miniature circuit breaker, 480Y/277VAC, 10kA, UL489, C-curve | EA | EA |  | TRUE |  | P | DEL | 100 |  | 76898-39-1
135926 | 7 | 2 | States | Champlin | Andrew Olson | TRUE | 2026-09-04T00:00:00 | 2026-12-11T00:00:00 | 2026-12-11T00:00:00 | 1 | 0 | 1 | 45.04 | 90.08 | 55316 | USA | D02 | 7 | BORDER STATES - MPL | 55485-1450 | M9F42210 | 10A 2-POLE, MULTI 9 - C60BP C-CURVE, 480Y/277V, 10kA, UL489 MINITURE CIRCUIT BREAKER | CB | M9F42210-10A 2-Pole Miniature circuit breaker, 277VAC, 60VDC, 10kA, UL489, C-curve | EA | EA |  | TRUE |  | P | DEL | 100 |  | 76898-39-1
135926 | 6 | 1 | States | Champlin | Andrew Olson | TRUE | 2026-09-04T00:00:00 | 2026-12-11T00:00:00 | 2026-12-11T00:00:00 | 50 | 0 | 50 | 21.68 | 3252 | 55316 | USA | D02 | 7 | BORDER STATES - MPL | 55485-1450 | M9F42120 | 20A 1-POLE, MULTI 9 - C60BP C-CURVE, 277V, 10kA, UL489 MINITURE CIRCUIT BREAKER | CB | M9F42120-20A 1-Pole Miniature circuit breaker, 277VAC, 60VDC, 10kA, UL489, C-curve | EA | EA |  | TRUE |  | P | DEL | 100 |  | 76898-39-1
135926 | 3 | 1 | States | Champlin | Andrew Olson | TRUE | 2026-09-04T00:00:00 | 2026-12-11T00:00:00 | 2026-12-11T00:00:00 | 250 | 0 | 250 | 22.54 | 28175 | 55316 | USA | D02 | 7 | BORDER STATES - MPL | 55485-1450 | M9F42105 | 5A 1-Pole Miniature circuit breaker, 277VAC, 60VDC, 10kA, UL489, C-curve | PUR | M9F42105 5A 1-Pole Miniature circuit breaker, 277VAC, 60VDC, 10kA, UL489, C-curve | EA | EA |  | TRUE |  | P | DEL | 100 |  | 76898-39-1
135926 | 4 | 3 | States | Champlin | Andrew Olson | TRUE | 2026-09-04T00:00:00 | 2026-12-11T00:00:00 | 2026-12-11T00:00:00 | 100 | 0 | 100 | 21.68 | 6504 | 55316 | USA | D02 | 7 | BORDER STATES - MPL | 55485-1450 | M9F42110 | 10A 1-Pole Miniature circuit breaker, 277VAC, 60VDC, 10kA, UL489, C-curve | PUR | M9F42110-10A 1-Pole Miniature circuit breaker, 277VAC, 60VDC, 10kA, UL489, C-curve | EA | EA |  | TRUE |  | P | DEL | 100 |  | 76898-39-1
135926 | 1 | 2 | States | Champlin | Andrew Olson | TRUE | 2026-09-04T00:00:00 | 2026-12-16T00:00:00 | 2026-12-16T00:00:00 | 3 | 0 | 3 | 601.35 | 5412.15 | 55316 | USA | D02 | 7 | BORDER STATES - MPL | 55485-1450 | 300809-3001 | Surge Arrester: 10kV, 8.4MCOV, Intermediate Class (on main) | PUR | 300809-3001 Surge Arrester: 10kV, 8.4MCOV, Intermediate Class | EA | EA |  | TRUE |  | P | DEL | 100 | 2026-12-18T00:00:00 | 76898-39-1
133143 | 2 | 1 | States | Champlin | Andrew Olson | TRUE | 2026-05-11T00:00:00 | 2026-11-20T00:00:00 | 2026-11-20T00:00:00 | 130 | 0 | 130 | 11.69 | 1519.7 | 55316-3157 | USA | D02 | 7 | BORDER STATES - MPL | 55485-1450 | HBLNCBN_ | Camlock Cover, Brown | PUR | Camlock Cover, Brown | EA | EA |  | TRUE |  | P | DEL | 100
133143 | 3 | 1 | States | Champlin | Andrew Olson | TRUE | 2026-05-11T00:00:00 | 2026-11-02T00:00:00 | 2026-11-02T00:00:00 | 24 | 0 | 24 | 11.69 | 280.56 | 55316-3157 | USA | D02 | 7 | BORDER STATES - MPL | 55485-1450 | HBLNCGN_ | Camlock Cover, Green | PUR | Camlock Cover, Green | EA | EA |  | TRUE |  | P | DEL | 100
133143 | 6 | 1 | States | Champlin | Andrew Olson | TRUE | 2026-05-11T00:00:00 | 2026-08-03T00:00:00 | 2026-08-03T00:00:00 | 448 | 0 | 448 | 22.54 | 10097.92 | 55316-3157 | USA | D02 | 7 | BORDER STATES - MPL | 55485-1450 | M9F42105 | 5A 1-Pole Miniature circuit breaker, 277VAC, 60VDC, 10kA, UL489, C-curve | PUR | 5A 1-Pole Miniature circuit breaker, 277VAC, 60VDC, 10kA, UL489, C-curve | EA | EA |  | TRUE |  | P | DEL | 100
132537 | 1 | 1 | States | Dayton | Andrew Olson | TRUE | 2026-04-16T00:00:00 | 2026-10-26T00:00:00 | 2026-10-26T00:00:00 | 57 | 0 | 57 | 21.68 | 1235.76 | 55369-6417 | USA | D02 | 7 | BORDER STATES - MPL | 55485-1450 | M9F42115 | MINIATURE CIRCUIT BREAKER (MCB), MULTI9 C60BP, 1P, 15A, C CURVE, 14KA (UL489), 10KA (IEC/EN 60947-2) | PUR | MINIATURE CIRCUIT BREAKER (MCB), MULTI9 C60BP, 1P, 15A, C CURVE, 14KA (UL489), 10KA (IEC/EN 60947-2) | EA | EA |  | TRUE |  | P | DEL | DAYTON
132291 | 1 | 2 | States | Champlin | Andrew Olson | TRUE | 2026-04-07T00:00:00 | 2026-10-20T00:00:00 | 2026-10-20T00:00:00 | 234 | 113 | 121 | 36.23 | 29817.29 | 55316-3157 | USA | D02 | 7 | BORDER STATES - MPL | 55485-1450 | HBLFRBBK | 400A BUS BAR MOUNT, FEMALE RECEPTACLE-BLACK | PUR | 400A BUS BAR MOUNT, FEMALE RECEPTACLE-BLACK | EA | EA |  | TRUE |  | P | DEL | 100
132291 | 4 | 1 | States | Champlin | Andrew Olson | TRUE | 2026-04-07T00:00:00 | 2026-10-20T00:00:00 | 2026-10-20T00:00:00 | 20 | 0 | 20 | 17.61 | 880.5 | 55316-3157 | USA | D02 | 7 | BORDER STATES - MPL | 55485-1450 | HBLMRSCGN | Threaded stud mount receptacle, green, 400A, male, threaded mounting holes, 1.11" stud | PUR | Threaded stud mount receptacle, green, 400A, male, threaded mounting holes, 1.11" stud | EA | EA |  | TRUE |  | P | DEL | 100
132291 | 4 | 2 | States | Champlin | Andrew Olson | TRUE | 2026-04-07T00:00:00 | 2026-11-04T00:00:00 | 2026-11-04T00:00:00 | 30 | 0 | 30 | 17.61 | 880.5 | 55316-3157 | USA | D02 | 7 | BORDER STATES - MPL | 55485-1450 | HBLMRSCGN | Threaded stud mount receptacle, green, 400A, male, threaded mounting holes, 1.11" stud | PUR | Threaded stud mount receptacle, green, 400A, male, threaded mounting holes, 1.11" stud | EA | EA |  | TRUE |  | P | DEL | 100
132291 | 1 | 3 | States | Champlin | Andrew Olson | TRUE | 2026-04-07T00:00:00 | 2026-11-04T00:00:00 | 2026-11-04T00:00:00 | 234 | 0 | 234 | 36.23 | 29817.29 | 55316-3157 | USA | D02 | 7 | BORDER STATES - MPL | 55485-1450 | HBLFRBBK | 400A BUS BAR MOUNT, FEMALE RECEPTACLE-BLACK | PUR | 400A BUS BAR MOUNT, FEMALE RECEPTACLE-BLACK | EA | EA |  | TRUE |  | P | DEL | 100
132639 | 3 | 7 | States | Champlin | Andrew Olson | TRUE | 2026-04-21T00:00:00 | 2026-12-22T00:00:00 | 2026-12-22T00:00:00 | 3 | 0 | 3 | 22.54 | 4823.56 | 55316-3157 | USA | D02 | 7 | BORDER STATES - MPL | 55485-1450 | M9F42105 | 5A 1-Pole Miniature circuit breaker, 277VAC, 60VDC, 10kA, UL489, C-curve | PUR | 5A 1-Pole Miniature circuit breaker, 277VAC, 60VDC, 10kA, UL489, C-curve | EA | EA |  | TRUE |  | P | DEL | 100
132639 | 5 | 2 | States | Champlin | Andrew Olson | TRUE | 2026-04-21T00:00:00 | 2026-12-22T00:00:00 | 2026-12-22T00:00:00 | 1 | 0 | 1 | 21.68 | 216.8 | 55316-3157 | USA | D02 | 7 | BORDER STATES - MPL | 55485-1450 | M9F42115 | MINIATURE CIRCUIT BREAKER (MCB), MULTI9 C60BP, 1P, 15A, C CURVE, 14KA (UL489), 10KA (IEC/EN 60947-2) | PUR | MINIATURE CIRCUIT BREAKER (MCB), MULTI9 C60BP, 1P, 15A, C CURVE, 14KA (UL489), 10KA (IEC/EN 60947-2) | EA | EA |  | TRUE |  | P | DEL | 100
132639 | 8 | 2 | States | Champlin | Andrew Olson | TRUE | 2026-04-21T00:00:00 | 2026-10-21T00:00:00 | 2026-10-21T00:00:00 | 9 | 0 | 9 | 45.04 | 945.84 | 55316-3157 | USA | D02 | 7 | BORDER STATES - MPL | 55485-1450 | M9F42230 | 30A 2-POLE, MULTI 9 - C60BP C-CURVE, 480Y/277V, 10kA, UL489 MINITURE CIRCUIT BREAKER | PUR | 30A 2-POLE, MULTI 9 - C60BP C-CURVE, 480Y/277V, 10kA, UL489 MINITURE CIRCUIT BREAKER | EA | EA |  | TRUE |  | P | DEL | 100
132639 | 3 | 6 | States | Champlin | Andrew Olson | TRUE | 2026-04-21T00:00:00 | 2026-10-21T00:00:00 | 2026-10-21T00:00:00 | 30 | 0 | 30 | 22.54 | 4823.56 | 55316-3157 | USA | D02 | 7 | BORDER STATES - MPL | 55485-1450 | M9F42105 | 5A 1-Pole Miniature circuit breaker, 277VAC, 60VDC, 10kA, UL489, C-curve | PUR | 5A 1-Pole Miniature circuit breaker, 277VAC, 60VDC, 10kA, UL489, C-curve | EA | EA |  | TRUE |  | P | DEL | 100
132639 | 4 | 6 | States | Champlin | Andrew Olson | TRUE | 2026-04-21T00:00:00 | 2026-10-21T00:00:00 | 2026-10-21T00:00:00 | 27 | 0 | 27 | 21.68 | 3945.76 | 55316-3157 | USA | D02 | 7 | BORDER STATES - MPL | 55485-1450 | M9F42110 | 10A 1-Pole Miniature circuit breaker, 277VAC, 60VDC, 10kA, UL489, C-curve | PUR | 10A 1-Pole Miniature circuit breaker, 277VAC, 60VDC, 10kA, UL489, C-curve | EA | EA |  | TRUE |  | P | DEL | 100
132639 | 5 | 1 | States | Champlin | Andrew Olson | TRUE | 2026-04-21T00:00:00 | 2026-08-31T00:00:00 | 2026-08-31T00:00:00 | 9 | 0 | 9 | 21.68 | 216.8 | 55316-3157 | USA | D02 | 7 | BORDER STATES - MPL | 55485-1450 | M9F42115 | MINIATURE CIRCUIT BREAKER (MCB), MULTI9 C60BP, 1P, 15A, C CURVE, 14KA (UL489), 10KA (IEC/EN 60947-2) | PUR | MINIATURE CIRCUIT BREAKER (MCB), MULTI9 C60BP, 1P, 15A, C CURVE, 14KA (UL489), 10KA (IEC/EN 60947-2) | EA | EA |  | TRUE |  | P | DEL | 100
132639 | 6 | 1 | States | Champlin | Andrew Olson | TRUE | 2026-04-21T00:00:00 | 2026-10-21T00:00:00 | 2026-10-21T00:00:00 | 3 | 0 | 3 | 21.68 | 65.04 | 55316-3157 | USA | D02 | 7 | BORDER STATES - MPL | 55485-1450 | M9F42120 | 20A 1-POLE, MULTI 9 - C60BP C-CURVE, 277V, 10kA, UL489 MINITURE CIRCUIT BREAKER | CB | 20A 1-POLE, MULTI 9 - C60BP C-CURVE, 277V, 10kA, UL489 MINITURE CIRCUIT BREAKER | EA | EA |  | TRUE |  | P | DEL | 100
132773 | 5 | 1 | States | Champlin | Andrew Olson | TRUE | 2026-04-27T00:00:00 | 2026-09-14T00:00:00 | 2026-09-14T00:00:00 | 3 | 3 | 0 | 22.54 | 67.62 | 55316-3157 | USA | D02 | 7 | BORDER STATES - MPL | 55485-1450 | M9F42102 | 2A 1-Pole Miniature circuit breaker, 277VAC, 60VDC, 10kA, UL489, C-curve | PUR | 2A 1-Pole Miniature circuit breaker, 277VAC, 60VDC, 10kA, UL489, C-curve | EA | EA |  | FALSE |  | P | DEL | 100
132773 | 9 | 2 | States | Champlin | Andrew Olson | TRUE | 2026-04-27T00:00:00 | 2026-10-21T00:00:00 | 2026-10-21T00:00:00 | 9 | 0 | 9 | 45.04 | 540.48 | 55316-3157 | USA | D02 | 7 | BORDER STATES - MPL | 55485-1450 | M9F42230 | 30A 2-POLE, MULTI 9 - C60BP C-CURVE, 480Y/277V, 10kA, UL489 MINITURE CIRCUIT BREAKER | PUR | 30A 2-POLE, MULTI 9 - C60BP C-CURVE, 480Y/277V, 10kA, UL489 MINITURE CIRCUIT BREAKER | EA | EA |  | FALSE |  | P | DEL | 100
132773 | 10 | 2 | States | Champlin | Andrew Olson | TRUE | 2026-04-27T00:00:00 | 2026-10-21T00:00:00 | 2026-10-21T00:00:00 | 9 | 0 | 9 | 67.59 | 1622.16 | 55316-3157 | USA | D02 | 7 | BORDER STATES - MPL | 55485-1450 | M9F42302 | 2A 3-Pole Miniature circuit breaker, 480Y/277VAC, 10kA, UL489, C-curve | PUR | 2A 3-Pole Miniature circuit breaker, 480Y/277VAC, 10kA, UL489, C-curve | EA | EA |  | FALSE |  | P | DEL | 100
132773 | 7 | 1 | States | Champlin | Andrew Olson | TRUE | 2026-04-27T00:00:00 | 2026-10-21T00:00:00 | 2026-10-21T00:00:00 | 18 | 0 | 18 | 21.68 | 390.24 | 55316-3157 | USA | D02 | 7 | BORDER STATES - MPL | 55485-1450 | M9F42110 | 10A 1-Pole Miniature circuit breaker, 277VAC, 60VDC, 10kA, UL489, C-curve | PUR | 10A 1-Pole Miniature circuit breaker, 277VAC, 60VDC, 10kA, UL489, C-curve | EA | EA |  | FALSE |  | P | DEL | 100
132773 | 8 | 2 | States | Champlin | Andrew Olson | TRUE | 2026-04-27T00:00:00 | 2026-10-21T00:00:00 |  | 3 | 0 | 3 | 21.68 | 520.32 | 55316-3157 | USA | D02 | 7 | BORDER STATES - MPL | 55485-1450 | M9F42120 | 20A 1-POLE, MULTI 9 - C60BP C-CURVE, 277V, 10kA, UL489 MINITURE CIRCUIT BREAKER | CB | 20A 1-POLE, MULTI 9 - C60BP C-CURVE, 277V, 10kA, UL489 MINITURE CIRCUIT BREAKER | EA | EA |  | FALSE |  | P | DEL | 100
132773 | 6 | 4 | States | Champlin | Andrew Olson | TRUE | 2026-04-27T00:00:00 | 2026-10-21T00:00:00 |  | 30 | 0 | 30 | 22.54 | 3921.96 | 55316-3157 | USA | D02 | 7 | BORDER STATES - MPL | 55485-1450 | M9F42105 | 5A 1-Pole Miniature circuit breaker, 277VAC, 60VDC, 10kA, UL489, C-curve | PUR | 5A 1-Pole Miniature circuit breaker, 277VAC, 60VDC, 10kA, UL489, C-curve | EA | EA |  | FALSE |  | P | DEL | 100
132672 | 6 | 6 | States | Champlin | Andrew Olson | TRUE | 2026-04-22T00:00:00 | 2026-10-21T00:00:00 | 2026-10-21T00:00:00 | 9 | 0 | 9 | 67.59 | 9732.96 | 55316-3157 | USA | D02 | 7 | BORDER STATES - MPL | 55485-1450 | M9F42302 | 2A 3-Pole Miniature circuit breaker, 480Y/277VAC, 10kA, UL489, C-curve | PUR | 2A 3-Pole Miniature circuit breaker, 480Y/277VAC, 10kA, UL489, C-curve | EA | EA |  | TRUE |  | P | DEL | 100
132672 | 1 | 8 | States | Champlin | Andrew Olson | TRUE | 2026-04-22T00:00:00 | 2026-08-03T00:00:00 | 2026-08-03T00:00:00 | 44 | 5 | 39 | 21.68 | 8672 | 55316-3157 | USA | D02 | 7 | BORDER STATES - MPL | 55485-1450 | M9F42110 | 10A 1-Pole Miniature circuit breaker, 277VAC, 60VDC, 10kA, UL489, C-curve | PUR | 10A 1-Pole Miniature circuit breaker, 277VAC, 60VDC, 10kA, UL489, C-curve | EA | EA |  | TRUE |  | P | DEL | 100
132672 | 3 | 4 | States | Champlin | Andrew Olson | TRUE | 2026-04-22T00:00:00 | 2026-10-21T00:00:00 | 2026-10-21T00:00:00 | 3 | 0 | 3 | 21.68 | 2016.24 | 55316-3157 | USA | D02 | 7 | BORDER STATES - MPL | 55485-1450 | M9F42120 | 20A 1-POLE, MULTI 9 - C60BP C-CURVE, 277V, 10kA, UL489 MINITURE CIRCUIT BREAKER | CB | 20A 1-POLE, MULTI 9 - C60BP C-CURVE, 277V, 10kA, UL489 MINITURE CIRCUIT BREAKER | EA | EA |  | TRUE |  | P | DEL | 100
132672 | 1 | 9 | States | Champlin | Andrew Olson | TRUE | 2026-04-22T00:00:00 | 2026-08-25T00:00:00 | 2026-08-25T00:00:00 | 39 | 28 | 11 | 21.68 | 8672 | 55316-3157 | USA | D02 | 7 | BORDER STATES - MPL | 55485-1450 | M9F42110 | 10A 1-Pole Miniature circuit breaker, 277VAC, 60VDC, 10kA, UL489, C-curve | PUR | 10A 1-Pole Miniature circuit breaker, 277VAC, 60VDC, 10kA, UL489, C-curve | EA | EA |  | TRUE |  | P | DEL | 100
132672 | 1 | 10 | States | Champlin | Andrew Olson | TRUE | 2026-04-22T00:00:00 | 2026-09-04T00:00:00 | 2026-09-04T00:00:00 | 32 | 0 | 32 | 21.68 | 8672 | 55316-3157 | USA | D02 | 7 | BORDER STATES - MPL | 55485-1450 | M9F42110 | 10A 1-Pole Miniature circuit breaker, 277VAC, 60VDC, 10kA, UL489, C-curve | PUR | 10A 1-Pole Miniature circuit breaker, 277VAC, 60VDC, 10kA, UL489, C-curve | EA | EA |  | TRUE |  | P | DEL | 100
132672 | 1 | 11 | States | Champlin | Andrew Olson | TRUE | 2026-04-22T00:00:00 | 2026-10-21T00:00:00 | 2026-10-21T00:00:00 | 27 | 0 | 27 | 21.68 | 8672 | 55316-3157 | USA | D02 | 7 | BORDER STATES - MPL | 55485-1450 | M9F42110 | 10A 1-Pole Miniature circuit breaker, 277VAC, 60VDC, 10kA, UL489, C-curve | PUR | 10A 1-Pole Miniature circuit breaker, 277VAC, 60VDC, 10kA, UL489, C-curve | EA | EA |  | TRUE |  | P | DEL | 100
133253 | 1 | 2 | States | Champlin | Andrew Olson | TRUE | 2026-05-13T00:00:00 | 2026-10-26T00:00:00 | 2026-10-26T00:00:00 | 3 | 0 | 3 | 1185.74 | 5928.7 | 55316-3157 | USA | D02 | 7 | BORDER STATES - MPL | 55485-1450 | A72H36DLP3PT | Marshalling Cabinet, 72x36x12, continuous hinge, NEMA 3R/4/4X/12/13 | PUR | Marshalling Cabinet, 72x36x12, continuous hinge, NEMA 3R/4/4X/12/13 | EA | EA |  | TRUE |  | P | DEL | 100
132292 | 1 | 1 | States | Champlin | Andrew Olson | TRUE | 2026-04-07T00:00:00 | 2026-12-22T00:00:00 | 2026-12-22T00:00:00 | 1 | 0 | 1 | 21.682 | 21.68 | 55316-3157 | USA | D02 | 7 | BORDER STATES - MPL | 55485-1450 | M9F42115 | MINIATURE CIRCUIT BREAKER (MCB), MULTI9 C60BP, 1P, 15A, C CURVE, 14KA (UL489), 10KA (IEC/EN 60947-2) | PUR | MINIATURE CIRCUIT BREAKER (MCB), MULTI9 C60BP, 1P, 15A, C CURVE, 14KA (UL489), 10KA (IEC/EN 60947-2) | EA | EA |  | TRUE |  | P | DEL | 100
133255 | 6 | 1 | States | Champlin | Andrew Olson | TRUE | 2026-05-13T00:00:00 | 2026-08-26T00:00:00 | 2026-08-26T00:00:00 | 41 | 41 | 0 | 45.04 | 1846.64 | 55316-3157 | USA | D02 | 7 | BORDER STATES - MPL | 55485-1450 | M9F42230 | 30A 2-POLE, MULTI 9 - C60BP C-CURVE, 480Y/277V, 10kA, UL489 MINITURE CIRCUIT BREAKER | PUR | 30A 2-POLE, MULTI 9 - C60BP C-CURVE, 480Y/277V, 10kA, UL489 MINITURE CIRCUIT BREAKER | EA | EA |  | TRUE |  | P | DEL | 100
133255 | 8 | 1 | States | Champlin | Andrew Olson | TRUE | 2026-05-13T00:00:00 | 2026-10-26T00:00:00 | 2026-10-26T00:00:00 | 32 | 0 | 32 | 67.59 | 2162.88 | 55316-3157 | USA | D02 | 7 | BORDER STATES - MPL | 55485-1450 | M9F42302 | 2A 3-Pole Miniature circuit breaker, 480Y/277VAC, 10kA, UL489, C-curve | PUR | 2A 3-Pole Miniature circuit breaker, 480Y/277VAC, 10kA, UL489, C-curve | EA | EA |  | TRUE |  | P | DEL | 100
133255 | 7 | 1 | States | Champlin | Andrew Olson | TRUE | 2026-05-13T00:00:00 | 2026-08-26T00:00:00 | 2026-08-26T00:00:00 | 7 | 7 | 0 | 45.04 | 315.28 | 55316-3157 | USA | D02 | 7 | BORDER STATES - MPL | 55485-1450 | M9F42240 | 40A 2-Pole Miniature circuit breaker, 277VAC, 60VDC, 10kA, UL489, C-curve | PUR | 40A 2-Pole Miniature circuit breaker, 277VAC, 60VDC, 10kA, UL489, C-curve | EA | EA |  | TRUE |  | P | DEL | 100
133255 | 4 | 1 | States | Champlin | Andrew Olson | TRUE | 2026-05-13T00:00:00 | 2026-10-26T00:00:00 | 2026-10-26T00:00:00 | 7 | 0 | 7 | 45.04 | 315.28 | 55316-3157 | USA | D02 | 7 | BORDER STATES - MPL | 55485-1450 | M9F42210 | 10A 2-POLE, MULTI 9 - C60BP C-CURVE, 480Y/277V, 10kA, UL489 MINITURE CIRCUIT BREAKER | CB | 10A 2-POLE, MULTI 9 - C60BP C-CURVE, 480Y/277V, 10kA, UL489 MINITURE CIRCUIT BREAKER | EA | EA |  | TRUE |  | P | DEL | 100
133255 | 5 | 1 | States | Champlin | Andrew Olson | TRUE | 2026-05-13T00:00:00 | 2026-10-26T00:00:00 | 2026-10-26T00:00:00 | 14 | 0 | 14 | 45.04 | 630.56 | 55316-3157 | USA | D02 | 7 | BORDER STATES - MPL | 55485-1450 | M9F42220 | 20A 2-Pole Miniature circuit breaker, 480Y/277VAC, 60/125VDC, 10kA, UL489, C-curve | PUR | 20A 2-Pole Miniature circuit breaker, 480Y/277VAC, 60/125VDC, 10kA, UL489, C-curve | EA | EA |  | TRUE |  | P | DEL | 100
133255 | 1 | 1 | States | Champlin | Andrew Olson | TRUE | 2026-05-13T00:00:00 | 2026-10-26T00:00:00 | 2026-10-26T00:00:00 | 30 | 0 | 30 | 22.54 | 676.2 | 55316-3157 | USA | D02 | 7 | BORDER STATES - MPL | 55485-1450 | M9F42102 | 2A 1-Pole Miniature circuit breaker, 277VAC, 60VDC, 10kA, UL489, C-curve | PUR | 2A 1-Pole Miniature circuit breaker, 277VAC, 60VDC, 10kA, UL489, C-curve | EA | EA |  | TRUE |  | P | DEL | 100
132880 | 4 | 1 | States | Dayton | Andrew Olson | TRUE | 2026-04-30T00:00:00 | 2026-09-18T00:00:00 | 2026-07-21T00:00:00 | 384 | 0 | 384 | 7.84 | 11038.72 | 55369-6417 | USA | D02 | 7 | BORDER STATES - MPL | 55485-1450 | KA34U | KA34U, ALUMINUM UNIVERSAL TERMINAL, 1 HOLE, 4 AWG (STR)-500 KCMIL, 3/8" STUD, 1 SCREW, AL/CU RATED, TIN PLATED. | PUR | KA34U, ALUMINUM UNIVERSAL TERMINAL, 1 HOLE, 4 AWG (STR)-500 KCMIL, 3/8" STUD, 1 SCREW, AL/CU RATED, TIN PLATED. | EA | EA |  | TRUE |  | P | DEL | DAYTON | 2026-07-21T00:00:00
132880 | 4 | 2 | States | Dayton | Andrew Olson | TRUE | 2026-04-30T00:00:00 | 2026-09-18T00:00:00 | 2026-07-21T00:00:00 | 1024 | 0 | 1024 | 7.84 | 11038.72 | 55369-6417 | USA | D02 | 7 | BORDER STATES - MPL | 55485-1450 | KA34U | KA34U, ALUMINUM UNIVERSAL TERMINAL, 1 HOLE, 4 AWG (STR)-500 KCMIL, 3/8" STUD, 1 SCREW, AL/CU RATED, TIN PLATED. | PUR | KA34U, ALUMINUM UNIVERSAL TERMINAL, 1 HOLE, 4 AWG (STR)-500 KCMIL, 3/8" STUD, 1 SCREW, AL/CU RATED, TIN PLATED. | EA | EA |  | TRUE |  | P | DEL | DAYTON | 2026-07-21T00:00:00
133350 | 1 | 1 | States | Champlin | Andrew Olson | TRUE | 2026-05-18T00:00:00 | 2026-09-22T00:00:00 | 2026-06-19T00:00:00 | 1 | 0 | 1 | 139.45 | 139.45 | 55316-3157 | USA | D02 | 7 | BORDER STATES - MPL | 55485-1450 | 2132657314 | Surge Arrestor, distribution Class, 18kV duty cycle, 15.3kV MCOV, | PUR | Surge Arrestor, distribution Class, 18kV duty cycle, 15.3kV MCOV, | EA | EA |  | TRUE |  | P | DEL | DAYTON
136032 | 1 | 1 | States | Champlin | Andrew Olson | TRUE | 2026-09-11T00:00:00 | 2026-10-08T00:00:00 | 2026-10-08T00:00:00 | 540 | 0 | 540 | 51.44 | 833.33 | 55316 | USA | D02 | 7 | BORDER STATES - MPL | 55485-1450 | 1061200000 | End clamp, width: 9.5 mm, color: gray | PUR | End clamp, width: 9.5 mm, color: gray | EA | EA |  | TRUE |  | P | DEL | 100
136032 | 1 | 2 | States | Champlin | Andrew Olson | TRUE | 2026-09-11T00:00:00 | 2026-10-26T00:00:00 | 2026-10-26T00:00:00 | 1080 | 0 | 1080 | 51.44 | 833.33 | 55316 | USA | D02 | 7 | BORDER STATES - MPL | 55485-1450 | 1061200000 | End clamp, width: 9.5 mm, color: gray | PUR | End clamp, width: 9.5 mm, color: gray | EA | EA |  | TRUE |  | P | DEL | 100
132971 | 1 | 2 | States | Dayton | Andrew Olson | TRUE | 2026-05-04T00:00:00 | 2026-10-02T00:00:00 | 2026-08-27T00:00:00 | 399 | 0 | 399 | 197.55 | 114974.1 | 55369-6417 | USA | D02 | 7 | BORDER STATES - MPL | 55485-1450 | 2132727314 | PDV-65 Optima Arrester (22 kV MCOV, 7314 Hardware) Distribution Class | PUR | PDV-65 Optima Arrester (22 kV MCOV, 7314 Hardware) Distribution Class | EA | EA |  | TRUE |  | P | DEL | DAYTON
132971 | 1 | 1 | States | Dayton | Andrew Olson | TRUE | 2026-05-04T00:00:00 | 2026-10-02T00:00:00 | 2026-08-27T00:00:00 | 183 | 6 | 177 | 197.55 | 114974.1 | 55369-6417 | USA | D02 | 7 | BORDER STATES - MPL | 55485-1450 | 2132727314 | PDV-65 Optima Arrester (22 kV MCOV, 7314 Hardware) Distribution Class | PUR | PDV-65 Optima Arrester (22 kV MCOV, 7314 Hardware) Distribution Class | EA | EA |  | TRUE |  | P | DEL | DAYTON
132464 | 1 | 1 | States | Dayton | Andrew Olson | TRUE | 2026-04-14T00:00:00 | 2026-09-10T00:00:00 | 2026-07-14T00:00:00 | 3 | 0 | 3 | 1245.9 | 3737.7 | 55369-6417 | USA | D02 | 7 | BORDER STATES - MPL | 55485-1450 | EVP002900-3002 | Station class surge arrestors, EVP, 29kV MCOV / Uc, 36kV Duty Cycle Rating / Ur, With 3002: Line: Single eye bolt Ground: Single eye bolt | PUR | Station class surge arrestors, EVP, 29kV MCOV / Uc, 36kV Duty Cycle Rating / Ur, With 3002: Line: Single eye bolt Ground: Single eye bolt | EA | EA |  | TRUE |  | P | DEL | DAYTON
132320 | 3 | 1 | States | Dayton | Andrew Olson | TRUE | 2026-04-08T00:00:00 | 2026-12-22T00:00:00 | 2026-12-22T00:00:00 | 18 | 0 | 18 | 20.64 | 371.52 | 55369-6417 | USA | D02 | 7 | BORDER STATES - MPL | 55485-1450 | M9F42110 | 10A 1-Pole Miniature circuit breaker, 277VAC, 60VDC, 10kA, UL489, C-curve | PUR | 10A 1-Pole Miniature circuit breaker, 277VAC, 60VDC, 10kA, UL489, C-curve | EA | EA |  | TRUE |  | P | DEL | DAYTON
132320 | 5 | 1 | States | Dayton | Andrew Olson | TRUE | 2026-04-08T00:00:00 | 2026-11-20T00:00:00 | 2026-11-20T00:00:00 | 10 | 0 | 10 | 7.65 | 76.5 | 55369-6417 | USA | D02 | 7 | BORDER STATES - MPL | 55485-1450 | QO120 | Square-D 20A 1 pole circuit breaker | PUR | Square-D 20A 1 pole circuit breaker | EA | EA |  | TRUE |  | P | DEL | Dayton
132320 | 4 | 1 | States | Dayton | Andrew Olson | TRUE | 2026-04-08T00:00:00 | 2026-12-22T00:00:00 | 2026-12-22T00:00:00 | 2 | 0 | 2 | 67.59 | 135.18 | 55369-6417 | USA | D02 | 7 | BORDER STATES - MPL | 55485-1450 | M9F42310 | 10A 3-Pole Miniature circuit breaker, 480Y/277VAC, 10kA, UL489, C-curve | SRPP | 10A 3-Pole Miniature circuit breaker, 480Y/277VAC, 10kA, UL489, C-curve | EA | EA |  | TRUE |  | P | DEL | DAYTON
132320 | 6 | 1 | States | Dayton | Andrew Olson | TRUE | 2026-04-08T00:00:00 | 2026-11-20T00:00:00 | 2026-11-20T00:00:00 | 3 | 0 | 3 | 15.26 | 45.78 | 55369-6417 | USA | D02 | 7 | BORDER STATES - MPL | 55485-1450 | QO220 | Square-D 20A 2 pole circuit breaker | PUR | Square-D 20A 2 pole circuit breaker | EA | EA |  | TRUE |  | P | DEL | DAYTON
135187 | 4 | 1 | States | Dayton | Andrew Olson | TRUE | 2026-08-04T00:00:00 | 2026-09-11T00:00:00 | 2026-09-11T00:00:00 | 50 | 0 | 50 | 45.04 | 2252 | 55369-6417 | USA | D02 | 7 | BORDER STATES - MPL | 55485-1450 | M9F42205 | 5A 2-POLE, MULTI 9 - C60BP C-CURVE, 480Y/277V, 10kA, UL489 MINITURE CIRCUIT BREAKER | CB | 5A 2-POLE, MULTI 9 - C60BP C-CURVE, 480Y/277V, 10kA, UL489 MINITURE CIRCUIT BREAKER | EA | EA |  | TRUE |  | P | DEL | Dayton | 2026-08-24T00:00:00
133048 | 4 | 6 | States | Champlin | Andrew Olson | TRUE | 2026-05-07T00:00:00 | 2026-10-12T00:00:00 | 2026-10-12T00:00:00 | 207 | 0 | 207 | 22.54 | 43659.98 | 55316-3157 | USA | D02 | 7 | BORDER STATES - MPL | 55485-1450 | M9F42102 | 2A 1-Pole Miniature circuit breaker, 277VAC, 60VDC, 10kA, UL489, C-curve | PUR | 2A 1-Pole Miniature circuit breaker, 277VAC, 60VDC, 10kA, UL489, C-curve | EA | EA |  | TRUE |  | P | DEL | 100
133048 | 3 | 5 | States | Champlin | Andrew Olson | TRUE | 2026-05-07T00:00:00 | 2026-10-26T00:00:00 | 2026-10-26T00:00:00 | 150 | 0 | 150 | 36.23 | 52750.88 | 55316-3157 | USA | D02 | 7 | BORDER STATES - MPL | 55485-1450 | HBLFRBY | Bus bar mount receptacle, yellow, 400A, Female | PUR | Bus bar mount receptacle, yellow, 400A, Female | EA | EA |  | TRUE |  | P | DEL | 100
133048 | 4 | 5 | States | Champlin | Andrew Olson | TRUE | 2026-05-07T00:00:00 | 2026-09-24T00:00:00 | 2026-09-24T00:00:00 | 546 | 0 | 546 | 22.54 | 43659.98 | 55316-3157 | USA | D02 | 7 | BORDER STATES - MPL | 55485-1450 | M9F42102 | 2A 1-Pole Miniature circuit breaker, 277VAC, 60VDC, 10kA, UL489, C-curve | PUR | 2A 1-Pole Miniature circuit breaker, 277VAC, 60VDC, 10kA, UL489, C-curve | EA | EA |  | TRUE |  | P | DEL | 100
133048 | 5 | 1 | States | Champlin | Andrew Olson | TRUE | 2026-05-07T00:00:00 | 2026-09-30T00:00:00 | 2026-09-30T00:00:00 | 4 | 0 | 4 | 21.68 | 86.72 | 55316-3157 | USA | D02 | 7 | BORDER STATES - MPL | 55485-1450 | M9F42110 | 10A 1-Pole Miniature circuit breaker, 277VAC, 60VDC, 10kA, UL489, C-curve | PUR | 10A 1-Pole Miniature circuit breaker, 277VAC, 60VDC, 10kA, UL489, C-curve | EA | EA |  | TRUE |  | P | DEL | 100
133048 | 8 | 5 | States | Champlin | Andrew Olson | TRUE | 2026-05-07T00:00:00 | 2026-09-24T00:00:00 | 2026-09-24T00:00:00 | 90 | 0 | 90 | 67.59 | 20141.82 | 55316-3157 | USA | D02 | 7 | BORDER STATES - MPL | 55485-1450 | M9F42302 | 2A 3-Pole Miniature circuit breaker, 480Y/277VAC, 10kA, UL489, C-curve | PUR | 2A 3-Pole Miniature circuit breaker, 480Y/277VAC, 10kA, UL489, C-curve | EA | EA |  | TRUE |  | P | DEL | 100
133048 | 1 | 4 | States | Champlin | Andrew Olson | TRUE | 2026-05-07T00:00:00 | 2026-09-24T00:00:00 | 2026-09-24T00:00:00 | 420 | 0 | 420 | 36.23 | 53040.72 | 55316-3157 | USA | D02 | 7 | BORDER STATES - MPL | 55485-1450 | HBLFRBBN_ | Bus bar mount receptacle, brown, 400A, Female | PUR | Bus bar mount receptacle, brown, 400A, Female | EA | EA |  | TRUE |  | P | DEL | 100
133048 | 3 | 4 | States | Champlin | Andrew Olson | TRUE | 2026-05-07T00:00:00 | 2026-09-24T00:00:00 | 2026-09-24T00:00:00 | 420 | 0 | 420 | 36.23 | 52750.88 | 55316-3157 | USA | D02 | 7 | BORDER STATES - MPL | 55485-1450 | HBLFRBY | Bus bar mount receptacle, yellow, 400A, Female | PUR | Bus bar mount receptacle, yellow, 400A, Female | EA | EA |  | TRUE |  | P | DEL | 100
133048 | 2 | 5 | States | Champlin | Andrew Olson | TRUE | 2026-05-07T00:00:00 | 2026-10-26T00:00:00 | 2026-10-26T00:00:00 | 150 | 0 | 150 | 36.23 | 53040.72 | 55316-3157 | USA | D02 | 7 | BORDER STATES - MPL | 55485-1450 | HBLFRBO_ | CAM LOCK ORANGE HUBBELL | PUR | CAM LOCK ORANGE HUBBELL | EA | EA |  | TRUE |  | P | DEL | 100
133048 | 7 | 4 | States | Champlin | Andrew Olson | TRUE | 2026-05-07T00:00:00 | 2026-10-26T00:00:00 | 2026-10-26T00:00:00 | 15 | 0 | 15 | 45.04 | 6575.84 | 55316-3157 | USA | D02 | 7 | BORDER STATES - MPL | 55485-1450 | M9F42220 | 20A 2-Pole Miniature circuit breaker, 480Y/277VAC, 60/125VDC, 10kA, UL489, C-curve | PUR | 20A 2-Pole Miniature circuit breaker, 480Y/277VAC, 60/125VDC, 10kA, UL489, C-curve | EA | EA |  | TRUE |  | P | DEL | 100
133048 | 1 | 5 | States | Champlin | Andrew Olson | TRUE | 2026-05-07T00:00:00 | 2026-10-26T00:00:00 | 2026-10-26T00:00:00 | 150 | 0 | 150 | 36.23 | 53040.72 | 55316-3157 | USA | D02 | 7 | BORDER STATES - MPL | 55485-1450 | HBLFRBBN_ | Bus bar mount receptacle, brown, 400A, Female | PUR | Bus bar mount receptacle, brown, 400A, Female | EA | EA |  | TRUE |  | P | DEL | 100
133048 | 8 | 7 | States | Champlin | Andrew Olson | TRUE | 2026-05-07T00:00:00 | 2026-10-21T00:00:00 | 2026-10-21T00:00:00 | 39 | 0 | 39 | 67.59 | 20141.82 | 55316-3157 | USA | D02 | 7 | BORDER STATES - MPL | 55485-1450 | M9F42302 | 2A 3-Pole Miniature circuit breaker, 480Y/277VAC, 10kA, UL489, C-curve | PUR | 2A 3-Pole Miniature circuit breaker, 480Y/277VAC, 10kA, UL489, C-curve | EA | EA |  | TRUE |  | P | DEL | 100
133048 | 7 | 3 | States | Champlin | Andrew Olson | TRUE | 2026-05-07T00:00:00 | 2026-09-24T00:00:00 | 2026-09-24T00:00:00 | 42 | 0 | 42 | 45.04 | 6575.84 | 55316-3157 | USA | D02 | 7 | BORDER STATES - MPL | 55485-1450 | M9F42220 | 20A 2-Pole Miniature circuit breaker, 480Y/277VAC, 60/125VDC, 10kA, UL489, C-curve | PUR | 20A 2-Pole Miniature circuit breaker, 480Y/277VAC, 60/125VDC, 10kA, UL489, C-curve | EA | EA |  | TRUE |  | P | DEL | 100
131241 | 3 | 3 | States | Dayton | Andrew Olson | TRUE | 2026-02-11T00:00:00 | 2026-09-11T00:00:00 | 2026-07-23T00:00:00 | 60 | 37 | 23 | 141.27 | 70635 | 55369 | USA | D02 | 7 | BORDER STATES - MPL | 55485-1450 | BDL26015 | Molded case circuit breaker: 15A, 2P, DIN rail mount, 25kA at 480Y/277VAC, 18kA at 125/250VDC | PUR | Molded case circuit breaker: 15A, 2P, DIN rail mount, 25kA at 480Y/277VAC, 18kA at 125/250VDC | EA | EA |  | TRUE |  | P | DEL | DAYTON | 2026-07-23T00:00:00
133089 | 2 | 6 | States | Dayton | Andrew Olson | TRUE | 2026-05-08T00:00:00 | 2026-11-04T00:00:00 | 2026-11-04T00:00:00 | 6 | 0 | 6 | 22.54 | 540.96 | 55369-6417 | USA | D02 | 7 | BORDER STATES - MPL | 55485-1450 | M9F42130 | 30A 1-POLE, MULTI 9 - C60BP C-CURVE, 277V, 10kA, UL489 MINITURE CIRCUIT BREAKER | CB | 30A 1-POLE, MULTI 9 - C60BP C-CURVE, 277V, 10kA, UL489 MINITURE CIRCUIT BREAKER | EA | EA |  | TRUE |  | P | DEL | Dayton
133089 | 1 | 2 | States | Dayton | Andrew Olson | TRUE | 2026-05-08T00:00:00 | 2026-11-04T00:00:00 | 2026-09-24T00:00:00 | 51 | 21 | 30 | 74.05 | 7553.1 | 55369-6417 | USA | D02 | 7 | BORDER STATES - MPL | 55485-1450 | 213703-7314 | PDV-100 Optima: Heavy Duty, 2.55kV MCOV / Uc, 3kV Duty Cycle Rating / Ur Top Hardware - Hex Nut, Wire Clamp, & Protective Cap. Mounting Hardware - Insulating Bracket. Bottom Hardware - Isolator, Hex Nut, Wire Clamp, Flat Washer & Nylon Retainer Washer | PUR | PDV-100 Optima: Heavy Duty, 2.55kV MCOV / Uc, 3kV Duty Cycle Rating / Ur Top Hardware - Hex Nut, Wire Clamp, & Protective Cap. Mounting Hardware - Insulating Bracket. Bottom Hardware - Isolator, Hex Nut, Wire Clamp, Flat Washer & Nylon Retainer Washer | EA | EA |  | TRUE |  | P | DEL | DAYTON
133089 | 2 | 5 | States | Dayton | Andrew Olson | TRUE | 2026-05-08T00:00:00 | 2026-11-02T00:00:00 | 2026-11-02T00:00:00 | 6 | 3 | 3 | 22.54 | 540.96 | 55369-6417 | USA | D02 | 7 | BORDER STATES - MPL | 55485-1450 | M9F42130 | 30A 1-POLE, MULTI 9 - C60BP C-CURVE, 277V, 10kA, UL489 MINITURE CIRCUIT BREAKER | CB | 30A 1-POLE, MULTI 9 - C60BP C-CURVE, 277V, 10kA, UL489 MINITURE CIRCUIT BREAKER | EA | EA |  | TRUE |  | P | DEL | Dayton
136238 | 1 | 1 | States | Dayton | Andrew Olson | TRUE | 2026-09-21T00:00:00 | 2026-10-05T00:00:00 |  | 500 | 0 | 500 | 22.54 | 11270 | 55369 | USA | D02 | 7 | BORDER STATES - MPL | 55485-1450 | M9F42102 | 2A 1-Pole Miniature circuit breaker, 277VAC, 60VDC, 10kA, UL489, C-curve | PUR | 2A 1-Pole Miniature circuit breaker, 277VAC, 60VDC, 10kA, UL489, C-curve | EA | EA |  | FALSE |  | P | DEL | DAYTON | 2026-10-05T00:00:00
136238 | 2 | 1 | States | Dayton | Andrew Olson | TRUE | 2026-09-21T00:00:00 | 2027-03-25T00:00:00 |  | 100 | 0 | 100 | 22.54 | 2254 | 55369 | USA | D02 | 7 | BORDER STATES - MPL | 55485-1450 | M9F42105 | 5A 1-Pole Miniature circuit breaker, 277VAC, 60VDC, 10kA, UL489, C-curve | PUR | 5A 1-Pole Miniature circuit breaker, 277VAC, 60VDC, 10kA, UL489, C-curve | EA | EA |  | FALSE |  | P | DEL | DAYTON | 2027-03-25T00:00:00
133347 | 2 | 3 | States | Champlin | Andrew Olson | TRUE | 2026-05-18T00:00:00 | 2026-10-26T00:00:00 | 2026-10-26T00:00:00 | 45 | 0 | 45 | 36.23 | 7101.08 | 55316-3157 | USA | D02 | 7 | BORDER STATES - MPL | 55485-1450 | HBLFRBGN_ | Bus bar mount receptacle, green, 400A, Female | PUR | Bus bar mount receptacle, green, 400A, Female | EA | EA |  | TRUE |  | P | DEL | 100
133347 | 3 | 1 | States | Champlin | Andrew Olson | TRUE | 2026-05-18T00:00:00 | 2026-09-24T00:00:00 | 2026-09-24T00:00:00 | 334 | 0 | 334 | 36.23 | 17535.32 | 55316-3157 | USA | D02 | 7 | BORDER STATES - MPL | 55485-1450 | HBLFRBO_ | CAM LOCK ORANGE HUBBELL | PUR | CAM LOCK ORANGE HUBBELL | EA | EA |  | TRUE |  | P | DEL | 100
133347 | 1 | 2 | States | Champlin | Andrew Olson | TRUE | 2026-05-18T00:00:00 | 2026-10-26T00:00:00 | 2026-10-26T00:00:00 | 150 | 0 | 150 | 36.23 | 17535.32 | 55316-3157 | USA | D02 | 7 | BORDER STATES - MPL | 55485-1450 | HBLFRBBN_ | Bus bar mount receptacle, brown, 400A, Female | PUR | Bus bar mount receptacle, brown, 400A, Female | EA | EA |  | TRUE |  | P | DEL | 100
133347 | 1 | 1 | States | Champlin | Andrew Olson | TRUE | 2026-05-18T00:00:00 | 2026-09-24T00:00:00 | 2026-09-24T00:00:00 | 334 | 0 | 334 | 36.23 | 17535.32 | 55316-3157 | USA | D02 | 7 | BORDER STATES - MPL | 55485-1450 | HBLFRBBN_ | Bus bar mount receptacle, brown, 400A, Female | PUR | Bus bar mount receptacle, brown, 400A, Female | EA | EA |  | TRUE |  | P | DEL | 100
133347 | 3 | 2 | States | Champlin | Andrew Olson | TRUE | 2026-05-18T00:00:00 | 2026-10-26T00:00:00 | 2026-10-26T00:00:00 | 150 | 0 | 150 | 36.23 | 17535.32 | 55316-3157 | USA | D02 | 7 | BORDER STATES - MPL | 55485-1450 | HBLFRBO_ | CAM LOCK ORANGE HUBBELL | PUR | CAM LOCK ORANGE HUBBELL | EA | EA |  | TRUE |  | P | DEL | 100
136162 | 1 | 1 | States | Champlin | Andrew Olson | TRUE | 2026-09-16T00:00:00 | 2026-12-21T00:00:00 | 2026-12-21T00:00:00 | 100 | 0 | 100 | 37.31 | 3731 | 55316 | USA | D02 | 7 | BORDER STATES - MPL | 55485-1450 | HBLFRBO_ | CAM LOCK ORANGE HUBBELL | PUR | CAM LOCK ORANGE HUBBELL | EA | EA |  | TRUE |  | P | DEL | 100
134967 | 1 | 1 | States | Champlin | Andrew Olson | TRUE | 2026-07-23T00:00:00 | 2026-08-31T00:00:00 | 2026-08-31T00:00:00 | 1 | 0 | 1 | 1532.49 | 1532.49 | 55316-3157 | USA | D02 | 7 | BORDER STATES - MPL | 55485-1450 | BMXCPS4022 | SQD - BMXCPS4022 REDUNDANT 24-48 VDC PWR SPLY | PUR | SQD - BMXCPS4022 REDUNDANT 24-48 VDC PWR SPLY | EA | EA |  | TRUE |  | P | DEL | 100
134257 | 1 | 1 | States | Dayton | Andrew Olson | TRUE | 2026-06-22T00:00:00 | 2027-01-15T00:00:00 | 2027-01-12T00:00:00 | 36 | 0 | 36 | 197.55 | 7111.8 | 55369-6417 | USA | D02 | 7 | BORDER STATES - MPL | 55485-1450 | 2132727314 | PDV-65 Optima Arrester (22 kV MCOV, 7314 Hardware) Distribution Class | PUR | PDV-65 Optima Arrester (22 kV MCOV, 7314 Hardware) Distribution Class | EA | EA |  | TRUE |  | P | DEL | DAYTON
134257 | 2 | 1 | States | Dayton | Andrew Olson | TRUE | 2026-06-22T00:00:00 | 2027-01-11T00:00:00 | 2027-01-11T00:00:00 | 6 | 0 | 6 | 162.9 | 977.4 | 55369-6417 | USA | D02 | 7 | BORDER STATES - MPL | 55485-1450 | BDL26060 | Molded case circuit breaker: 60A, 2P, DIN rail mount, 25kA at 480Y/277VAC, 18kA at 125/250VDC | PUR | Molded case circuit breaker: 60A, 2P, DIN rail mount, 25kA at 480Y/277VAC, 18kA at 125/250VDC | EA | EA |  | TRUE |  | P | DEL | DAYTON
135706 | 3 | 1 | States | Dayton | Andrew Olson | TRUE | 2026-08-25T00:00:00 | 2027-02-15T00:00:00 | 2027-02-15T00:00:00 | 115 | 0 | 115 | 22.54 | 2592.1 | 55369 | USA | D02 | 7 | BORDER STATES - MPL | 55485-1450 | M9F42105 | 5A 1-Pole Miniature circuit breaker, 277VAC, 60VDC, 10kA, UL489, C-curve | PUR | 5A 1-Pole Miniature circuit breaker, 277VAC, 60VDC, 10kA, UL489, C-curve | EA | EA |  | TRUE |  | P | DEL | DAYTON
135706 | 2 | 2 | States | Dayton | Andrew Olson | TRUE | 2026-08-25T00:00:00 | 2027-02-15T00:00:00 | 2027-02-15T00:00:00 | 250 | 0 | 250 | 22.54 | 10143 | 55369 | USA | D02 | 7 | BORDER STATES - MPL | 55485-1450 | M9F42101 | 1A 1-Pole Miniature circuit breaker, 277VAC, 60VDC, 10kA, UL489, C-curve | CB | 1A 1-Pole Miniature circuit breaker, 277VAC, 60VDC, 10kA, UL489, C-curve | EA | EA |  | TRUE |  | P | DEL | DAYTON
135706 | 4 | 2 | States | Dayton | Andrew Olson | TRUE | 2026-08-25T00:00:00 | 2027-02-15T00:00:00 | 2027-02-15T00:00:00 | 360 | 0 | 360 | 21.68 | 15392.8 | 55369 | USA | D02 | 7 | BORDER STATES - MPL | 55485-1450 | M9F42110 | 10A 1-Pole Miniature circuit breaker, 277VAC, 60VDC, 10kA, UL489, C-curve | PUR | 10A 1-Pole Miniature circuit breaker, 277VAC, 60VDC, 10kA, UL489, C-curve | EA | EA |  | TRUE |  | P | DEL | DAYTON
135706 | 5 | 1 | States | Dayton | Andrew Olson | TRUE | 2026-08-25T00:00:00 | 2027-02-15T00:00:00 | 2027-02-15T00:00:00 | 200 | 0 | 200 | 67.59 | 13518 | 55369 | USA | D02 | 7 | BORDER STATES - MPL | 55485-1450 | M9F42302 | 2A 3-Pole Miniature circuit breaker, 480Y/277VAC, 10kA, UL489, C-curve | PUR | 2A 3-Pole Miniature circuit breaker, 480Y/277VAC, 10kA, UL489, C-curve | EA | EA |  | TRUE |  | P | DEL | DAYTON
135706 | 2 | 1 | States | Dayton | Andrew Olson | TRUE | 2026-08-25T00:00:00 | 2026-11-20T00:00:00 | 2026-11-20T00:00:00 | 200 | 0 | 200 | 22.54 | 10143 | 55369 | USA | D02 | 7 | BORDER STATES - MPL | 55485-1450 | M9F42101 | 1A 1-Pole Miniature circuit breaker, 277VAC, 60VDC, 10kA, UL489, C-curve | CB | 1A 1-Pole Miniature circuit breaker, 277VAC, 60VDC, 10kA, UL489, C-curve | EA | EA |  | TRUE |  | P | DEL | DAYTON
135706 | 1 | 1 | States | Dayton | Andrew Olson | TRUE | 2026-08-25T00:00:00 | 2027-01-19T00:00:00 | 2027-01-19T00:00:00 | 60 | 0 | 60 | 162.9 | 9774 | 55369 | USA | D02 | 7 | BORDER STATES - MPL | 55485-1450 | BDL26060 | Molded case circuit breaker: 60A, 2P, DIN rail mount, 25kA at 480Y/277VAC, 18kA at 125/250VDC | PUR | Molded case circuit breaker: 60A, 2P, DIN rail mount, 25kA at 480Y/277VAC, 18kA at 125/250VDC | EA | EA |  | TRUE |  | P | DEL | DAYTON
135706 | 4 | 1 | States | Dayton | Andrew Olson | TRUE | 2026-08-25T00:00:00 | 2026-11-20T00:00:00 | 2026-11-20T00:00:00 | 350 | 0 | 350 | 21.68 | 15392.8 | 55369 | USA | D02 | 7 | BORDER STATES - MPL | 55485-1450 | M9F42110 | 10A 1-Pole Miniature circuit breaker, 277VAC, 60VDC, 10kA, UL489, C-curve | PUR | 10A 1-Pole Miniature circuit breaker, 277VAC, 60VDC, 10kA, UL489, C-curve | EA | EA |  | TRUE |  | P | DEL | DAYTON
136126 | 2 | 1 | States | Champlin | Andrew Olson | TRUE | 2026-09-15T00:00:00 | 2026-12-22T00:00:00 | 2026-12-22T00:00:00 | 25 | 0 | 25 | 45.04 | 1126 | 55316 | USA | D02 | 7 | BORDER STATES - MPL | 55485-1450 | M9F42220 | 20A 2-Pole Miniature circuit breaker, 480Y/277VAC, 60/125VDC, 10kA, UL489, C-curve | PUR | 20A 2-Pole Miniature circuit breaker, 480Y/277VAC, 60/125VDC, 10kA, UL489, C-curve | EA | EA |  | TRUE |  | P | DEL | 100
136126 | 1 | 1 | States | Champlin | Andrew Olson | TRUE | 2026-09-15T00:00:00 | 2026-12-22T00:00:00 | 2027-01-22T00:00:00 | 10 | 0 | 10 | 21.68 | 216.8 | 55316 | USA | D02 | 7 | BORDER STATES - MPL | 55485-1450 | M9F42115 | MINIATURE CIRCUIT BREAKER (MCB), MULTI9 C60BP, 1P, 15A, C CURVE, 14KA (UL489), 10KA (IEC/EN 60947-2) | PUR | MINIATURE CIRCUIT BREAKER (MCB), MULTI9 C60BP, 1P, 15A, C CURVE, 14KA (UL489), 10KA (IEC/EN 60947-2) | EA | EA |  | TRUE |  | P | DEL | 100
135917 | 3 | 4 | States | Champlin | Andrew Olson | TRUE | 2026-09-04T00:00:00 | 2026-11-03T00:00:00 | 2026-11-03T00:00:00 | 250 | 0 | 250 | 22.54 | 28175 | 55316 | USA | D02 | 7 | BORDER STATES - MPL | 55485-1450 | M9F42105 | 5A 1-Pole Miniature circuit breaker, 277VAC, 60VDC, 10kA, UL489, C-curve | PUR | M9F42105 5A 1-Pole Miniature circuit breaker, 277VAC, 60VDC, 10kA, UL489, C-curve | EA | EA |  | TRUE |  | P | DEL | 100 |  | 76806-34-1
135917 | 4 | 2 | States | Champlin | Andrew Olson | TRUE | 2026-09-04T00:00:00 | 2026-11-03T00:00:00 | 2026-11-03T00:00:00 | 100 | 0 | 100 | 21.68 | 6504 | 55316 | USA | D02 | 7 | BORDER STATES - MPL | 55485-1450 | M9F42110 | 10A 1-Pole Miniature circuit breaker, 277VAC, 60VDC, 10kA, UL489, C-curve | PUR | M9F42110-10A 1-Pole Miniature circuit breaker, 277VAC, 60VDC, 10kA, UL489, C-curve | EA | EA |  | TRUE |  | P | DEL | 100 |  | 76806-34-1
135917 | 1 | 1 | States | Champlin | Andrew Olson | TRUE | 2026-09-04T00:00:00 | 2026-11-10T00:00:00 | 2026-11-10T00:00:00 | 3 | 0 | 3 | 601.35 | 1804.05 | 55316 | USA | D02 | 7 | BORDER STATES - MPL | 55485-1450 | 300809-3001 | Surge Arrester: 10kV, 8.4MCOV, Intermediate Class (on main) | PUR | 300809-3001 Surge Arrester: 10kV, 8.4MCOV, Intermediate Class | EA | EA |  | TRUE |  | P | DEL | 100 |  | 76806-34-1
135917 | 10 | 1 | States | Champlin | Andrew Olson | TRUE | 2026-09-04T00:00:00 | 2026-11-03T00:00:00 | 2026-11-03T00:00:00 | 1 | 0 | 1 | 45.04 | 45.04 | 55316 | USA | D02 | 7 | BORDER STATES - MPL | 55485-1450 | M9F42240 | 40A 2-Pole Miniature circuit breaker, 277VAC, 60VDC, 10kA, UL489, C-curve | PUR | M9F42240 40A 2-Pole Miniature circuit breaker, 277VAC, 60VDC, 10kA, UL489, C-curve | EA | EA |  | TRUE |  | P | DEL | 100 |  | 76806-34-1
135917 | 4 | 1 | States | Champlin | Andrew Olson | TRUE | 2026-09-04T00:00:00 | 2026-11-03T00:00:00 | 2026-11-03T00:00:00 | 100 | 0 | 100 | 21.68 | 6504 | 55316 | USA | D02 | 7 | BORDER STATES - MPL | 55485-1450 | M9F42110 | 10A 1-Pole Miniature circuit breaker, 277VAC, 60VDC, 10kA, UL489, C-curve | PUR | M9F42110-10A 1-Pole Miniature circuit breaker, 277VAC, 60VDC, 10kA, UL489, C-curve | EA | EA |  | TRUE |  | P | DEL | 100 |  | 76806-34-1
135917 | 3 | 2 | States | Champlin | Andrew Olson | TRUE | 2026-09-04T00:00:00 | 2026-11-03T00:00:00 | 2026-11-03T00:00:00 | 250 | 0 | 250 | 22.54 | 28175 | 55316 | USA | D02 | 7 | BORDER STATES - MPL | 55485-1450 | M9F42105 | 5A 1-Pole Miniature circuit breaker, 277VAC, 60VDC, 10kA, UL489, C-curve | PUR | M9F42105 5A 1-Pole Miniature circuit breaker, 277VAC, 60VDC, 10kA, UL489, C-curve | EA | EA |  | TRUE |  | P | DEL | 100 |  | 76806-34-1
135917 | 8 | 1 | States | Champlin | Andrew Olson | TRUE | 2026-09-04T00:00:00 | 2026-11-03T00:00:00 | 2026-11-03T00:00:00 | 25 | 0 | 25 | 45.04 | 1126 | 55316 | USA | D02 | 7 | BORDER STATES - MPL | 55485-1450 | M9F42220 | 20A 2-Pole Miniature circuit breaker, 480Y/277VAC, 60/125VDC, 10kA, UL489, C-curve | PUR | M9F42220 20A 2-Pole Miniature circuit breaker, 277VAC, 60VDC, 10kA, UL489, C-curve | EA | EA |  | TRUE |  | P | DEL | 100 |  | 76806-34-1
135917 | 6 | 3 | States | Champlin | Andrew Olson | TRUE | 2026-09-04T00:00:00 | 2026-11-03T00:00:00 | 2026-11-03T00:00:00 | 50 | 0 | 50 | 21.68 | 3252 | 55316 | USA | D02 | 7 | BORDER STATES - MPL | 55485-1450 | M9F42120 | 20A 1-POLE, MULTI 9 - C60BP C-CURVE, 277V, 10kA, UL489 MINITURE CIRCUIT BREAKER | CB | M9F42120-20A 1-Pole Miniature circuit breaker, 277VAC, 60VDC, 10kA, UL489, C-curve | EA | EA |  | TRUE |  | P | DEL | 100 |  | 76806-34-1
135917 | 9 | 1 | States | Champlin | Andrew Olson | TRUE | 2026-09-04T00:00:00 | 2026-11-03T00:00:00 | 2026-11-03T00:00:00 | 1 | 0 | 1 | 45.04 | 45.04 | 55316 | USA | D02 | 7 | BORDER STATES - MPL | 55485-1450 | M9F42230 | 30A 2-POLE, MULTI 9 - C60BP C-CURVE, 480Y/277V, 10kA, UL489 MINITURE CIRCUIT BREAKER | PUR | M9F42230-30A 2-Pole Miniature circuit breaker, 277VAC, 60VDC, 10kA, UL489, C-curve | EA | EA |  | TRUE |  | P | DEL | 100 |  | 76806-34-1
135917 | 6 | 2 | States | Champlin | Andrew Olson | TRUE | 2026-09-04T00:00:00 | 2026-11-03T00:00:00 | 2026-11-03T00:00:00 | 50 | 0 | 50 | 21.68 | 3252 | 55316 | USA | D02 | 7 | BORDER STATES - MPL | 55485-1450 | M9F42120 | 20A 1-POLE, MULTI 9 - C60BP C-CURVE, 277V, 10kA, UL489 MINITURE CIRCUIT BREAKER | CB | M9F42120-20A 1-Pole Miniature circuit breaker, 277VAC, 60VDC, 10kA, UL489, C-curve | EA | EA |  | TRUE |  | P | DEL | 100 |  | 76806-34-1
135917 | 3 | 3 | States | Champlin | Andrew Olson | TRUE | 2026-09-04T00:00:00 | 2026-11-03T00:00:00 | 2026-11-03T00:00:00 | 250 | 0 | 250 | 22.54 | 28175 | 55316 | USA | D02 | 7 | BORDER STATES - MPL | 55485-1450 | M9F42105 | 5A 1-Pole Miniature circuit breaker, 277VAC, 60VDC, 10kA, UL489, C-curve | PUR | M9F42105 5A 1-Pole Miniature circuit breaker, 277VAC, 60VDC, 10kA, UL489, C-curve | EA | EA |  | TRUE |  | P | DEL | 100 |  | 76806-34-1
135917 | 7 | 1 | States | Champlin | Andrew Olson | TRUE | 2026-09-04T00:00:00 | 2026-11-03T00:00:00 | 2026-11-03T00:00:00 | 1 | 0 | 1 | 45.04 | 90.08 | 55316 | USA | D02 | 7 | BORDER STATES - MPL | 55485-1450 | M9F42210 | 10A 2-POLE, MULTI 9 - C60BP C-CURVE, 480Y/277V, 10kA, UL489 MINITURE CIRCUIT BREAKER | CB | M9F42210-10A 2-Pole Miniature circuit breaker, 277VAC, 60VDC, 10kA, UL489, C-curve | EA | EA |  | TRUE |  | P | DEL | 100 |  | 76806-34-1
135917 | 4 | 3 | States | Champlin | Andrew Olson | TRUE | 2026-09-04T00:00:00 | 2026-11-03T00:00:00 | 2026-11-03T00:00:00 | 100 | 0 | 100 | 21.68 | 6504 | 55316 | USA | D02 | 7 | BORDER STATES - MPL | 55485-1450 | M9F42110 | 10A 1-Pole Miniature circuit breaker, 277VAC, 60VDC, 10kA, UL489, C-curve | PUR | M9F42110-10A 1-Pole Miniature circuit breaker, 277VAC, 60VDC, 10kA, UL489, C-curve | EA | EA |  | TRUE |  | P | DEL | 100 |  | 76806-34-1
135917 | 3 | 5 | States | Champlin | Andrew Olson | TRUE | 2026-09-04T00:00:00 | 2026-11-03T00:00:00 | 2026-11-03T00:00:00 | 250 | 0 | 250 | 22.54 | 28175 | 55316 | USA | D02 | 7 | BORDER STATES - MPL | 55485-1450 | M9F42105 | 5A 1-Pole Miniature circuit breaker, 277VAC, 60VDC, 10kA, UL489, C-curve | PUR | M9F42105 5A 1-Pole Miniature circuit breaker, 277VAC, 60VDC, 10kA, UL489, C-curve | EA | EA |  | TRUE |  | P | DEL | 100 |  | 76806-34-1
135917 | 11 | 1 | States | Champlin | Andrew Olson | TRUE | 2026-09-04T00:00:00 | 2026-11-03T00:00:00 | 2026-11-03T00:00:00 | 50 | 0 | 50 | 67.59 | 3379.5 | 55316 | USA | D02 | 7 | BORDER STATES - MPL | 55485-1450 | M9F42302 | 2A 3-Pole Miniature circuit breaker, 480Y/277VAC, 10kA, UL489, C-curve | PUR | M9F42302-2A 3-Pole Miniature circuit breaker, 480Y/277VAC, 10kA, UL489, C-curve | EA | EA |  | TRUE |  | P | DEL | 100 |  | 76806-34-1
135917 | 5 | 1 | States | Champlin | Andrew Olson | TRUE | 2026-09-04T00:00:00 | 2026-11-03T00:00:00 | 2026-11-03T00:00:00 | 1 | 0 | 1 | 21.68 | 21.68 | 55316 | USA | D02 | 7 | BORDER STATES - MPL | 55485-1450 | M9F42115 | MINIATURE CIRCUIT BREAKER (MCB), MULTI9 C60BP, 1P, 15A, C CURVE, 14KA (UL489), 10KA (IEC/EN 60947-2) | PUR | M9F42115 15A 1-Pole Miniature circuit breaker, 277VAC, 60VDC, 10kA, UL489, C-curve | EA | EA |  | TRUE |  | P | DEL | 100 |  | 76806-34-1
135917 | 2 | 1 | States | Champlin | Andrew Olson | TRUE | 2026-09-04T00:00:00 | 2026-11-03T00:00:00 | 2026-11-03T00:00:00 | 500 | 0 | 500 | 22.54 | 11270 | 55316 | USA | D02 | 7 | BORDER STATES - MPL | 55485-1450 | M9F42102 | 2A 1-Pole Miniature circuit breaker, 277VAC, 60VDC, 10kA, UL489, C-curve | PUR | M9F42102 2A 1-Pole Miniature circuit breaker, 277VAC, 60VDC, 10kA, UL489, C-curve | EA | EA |  | TRUE |  | P | DEL | 100 |  | 76806-34-1
135917 | 7 | 2 | States | Champlin | Andrew Olson | TRUE | 2026-09-04T00:00:00 | 2026-11-03T00:00:00 | 2026-11-03T00:00:00 | 1 | 0 | 1 | 45.04 | 90.08 | 55316 | USA | D02 | 7 | BORDER STATES - MPL | 55485-1450 | M9F42210 | 10A 2-POLE, MULTI 9 - C60BP C-CURVE, 480Y/277V, 10kA, UL489 MINITURE CIRCUIT BREAKER | CB | M9F42210-10A 2-Pole Miniature circuit breaker, 277VAC, 60VDC, 10kA, UL489, C-curve | EA | EA |  | TRUE |  | P | DEL | 100 |  | 76806-34-1
135917 | 6 | 1 | States | Champlin | Andrew Olson | TRUE | 2026-09-04T00:00:00 | 2026-11-03T00:00:00 | 2026-11-03T00:00:00 | 50 | 0 | 50 | 21.68 | 3252 | 55316 | USA | D02 | 7 | BORDER STATES - MPL | 55485-1450 | M9F42120 | 20A 1-POLE, MULTI 9 - C60BP C-CURVE, 277V, 10kA, UL489 MINITURE CIRCUIT BREAKER | CB | M9F42120-20A 1-Pole Miniature circuit breaker, 277VAC, 60VDC, 10kA, UL489, C-curve | EA | EA |  | TRUE |  | P | DEL | 100 |  | 76806-34-1
135917 | 3 | 1 | States | Champlin | Andrew Olson | TRUE | 2026-09-04T00:00:00 | 2026-11-03T00:00:00 | 2026-11-03T00:00:00 | 250 | 0 | 250 | 22.54 | 28175 | 55316 | USA | D02 | 7 | BORDER STATES - MPL | 55485-1450 | M9F42105 | 5A 1-Pole Miniature circuit breaker, 277VAC, 60VDC, 10kA, UL489, C-curve | PUR | M9F42105 5A 1-Pole Miniature circuit breaker, 277VAC, 60VDC, 10kA, UL489, C-curve | EA | EA |  | TRUE |  | P | DEL | 100 |  | 76806-34-1
133092 | 5 | 1 | States | Champlin | Andrew Olson | TRUE | 2026-05-08T00:00:00 | 2026-10-26T00:00:00 | 2026-10-26T00:00:00 | 4 | 0 | 4 | 67.59 | 270.36 | 55316-3157 | USA | D02 | 7 | BORDER STATES - MPL | 55485-1450 | M9F42302 | 2A 3-Pole Miniature circuit breaker, 480Y/277VAC, 10kA, UL489, C-curve | PUR | 2A 3-Pole Miniature circuit breaker, 480Y/277VAC, 10kA, UL489, C-curve | EA | EA |  | TRUE |  | P | DEL | 100
133092 | 4 | 1 | States | Champlin | Andrew Olson | TRUE | 2026-05-08T00:00:00 | 2026-10-26T00:00:00 | 2026-10-26T00:00:00 | 6 | 0 | 6 | 45.04 | 270.24 | 55316-3157 | USA | D02 | 7 | BORDER STATES - MPL | 55485-1450 | M9F42220 | 20A 2-Pole Miniature circuit breaker, 480Y/277VAC, 60/125VDC, 10kA, UL489, C-curve | PUR | 20A 2-Pole Miniature circuit breaker, 480Y/277VAC, 60/125VDC, 10kA, UL489, C-curve | EA | EA |  | TRUE |  | P | DEL | 100
133092 | 2 | 1 | States | Champlin | Andrew Olson | TRUE | 2026-05-08T00:00:00 | 2026-10-21T00:00:00 | 2026-10-21T00:00:00 | 9 | 0 | 9 | 22.54 | 202.86 | 55316-3157 | USA | D02 | 7 | BORDER STATES - MPL | 55485-1450 | M9F42105 | 5A 1-Pole Miniature circuit breaker, 277VAC, 60VDC, 10kA, UL489, C-curve | PUR | 5A 1-Pole Miniature circuit breaker, 277VAC, 60VDC, 10kA, UL489, C-curve | EA | EA |  | TRUE |  | P | DEL | 100
134844 | 1 | 1 | States | Dayton | Andrew Olson | TRUE | 2026-07-17T00:00:00 | 2026-10-27T00:00:00 | 2026-10-27T00:00:00 | 9 | 0 | 9 | 95.24 | 857.16 | 55369-6417 | USA | D02 | 7 | BORDER STATES - MPL | 55485-1450 | 213708-7314 | 9/7.65 kV Heavy Duty Distribution Surge Arrester | PUR | 9/7.65 kV Heavy Duty Distribution Surge Arrester | EA | EA |  | TRUE |  | P | DEL | DAYTON
134865 | 3 | 1 | States | Champlin | Andrew Olson | TRUE | 2026-07-20T00:00:00 | 2026-10-02T00:00:00 | 2026-08-07T00:00:00 | 100 | 35 | 65 | 18.14 | 1814 | 55316-3157 | USA | D02 | 7 | BORDER STATES - MPL | 55485-1450 | HBLMRSCGN | Threaded stud mount receptacle, green, 400A, male, threaded mounting holes, 1.11" stud | PUR | Threaded stud mount receptacle, green, 400A, male, threaded mounting holes, 1.11" stud | EA | EA |  | TRUE |  | P | DEL | 100 | 2026-08-07T00:00:00
134865 | 1 | 1 | States | Champlin | Andrew Olson | TRUE | 2026-07-20T00:00:00 | 2026-09-21T00:00:00 | 2026-09-21T00:00:00 | 100 | 0 | 100 | 36.23 | 3623 | 55316-3157 | USA | D02 | 7 | BORDER STATES - MPL | 55485-1450 | HBLFRBO_ | CAM LOCK ORANGE HUBBELL | PUR | CAM LOCK ORANGE HUBBELL | EA | EA |  | TRUE |  | P | DEL | 100
133730 | 3 | 1 | States | Champlin | Andrew Olson | TRUE | 2026-05-29T00:00:00 | 2026-11-02T00:00:00 | 2026-11-02T00:00:00 | 10 | 0 | 10 | 227.34 | 2273.4 | 55316-3157 | USA | D02 | 7 | BORDER STATES - MPL | 55485-1450 | A72P36 | Panel for Type 3R 4 4X 12 13 Enclosure, fits 72x36, White, Steel Catalog#: A72P36 | PUR | Panel for Type 3R 4 4X 12 13 Enclosure, fits 72x36, White, Steel Catalog#: A72P36 | EA | EA |  | TRUE |  | P | DEL | 100
133730 | 9 | 1 | States | Champlin | Andrew Olson | TRUE | 2026-05-29T00:00:00 | 2026-11-02T00:00:00 | 2026-11-02T00:00:00 | 25 | 0 | 25 | 45.04 | 1126 | 55316-3157 | USA | D02 | 7 | BORDER STATES - MPL | 55485-1450 | M9F42230 | 30A 2-POLE, MULTI 9 - C60BP C-CURVE, 480Y/277V, 10kA, UL489 MINITURE CIRCUIT BREAKER | PUR | 30A 2-POLE, MULTI 9 - C60BP C-CURVE, 480Y/277V, 10kA, UL489 MINITURE CIRCUIT BREAKER | EA | EA |  | TRUE |  | P | DEL | 100
133730 | 6 | 1 | States | Champlin | Andrew Olson | TRUE | 2026-05-29T00:00:00 | 2026-11-02T00:00:00 | 2026-11-02T00:00:00 | 20 | 0 | 20 | 22.54 | 450.8 | 55316-3157 | USA | D02 | 7 | BORDER STATES - MPL | 55485-1450 | M9F42102 | 2A 1-Pole Miniature circuit breaker, 277VAC, 60VDC, 10kA, UL489, C-curve | PUR | 2A 1-Pole Miniature circuit breaker, 277VAC, 60VDC, 10kA, UL489, C-curve | EA | EA |  | TRUE |  | P | DEL | 100
133730 | 8 | 1 | States | Champlin | Andrew Olson | TRUE | 2026-05-29T00:00:00 | 2026-11-02T00:00:00 | 2026-11-02T00:00:00 | 25 | 0 | 25 | 45.04 | 1126 | 55316-3157 | USA | D02 | 7 | BORDER STATES - MPL | 55485-1450 | M9F42210 | 10A 2-POLE, MULTI 9 - C60BP C-CURVE, 480Y/277V, 10kA, UL489 MINITURE CIRCUIT BREAKER | CB | 10A 2-POLE, MULTI 9 - C60BP C-CURVE, 480Y/277V, 10kA, UL489 MINITURE CIRCUIT BREAKER | EA | EA |  | TRUE |  | P | DEL | 100
133730 | 10 | 1 | States | Champlin | Andrew Olson | TRUE | 2026-05-29T00:00:00 | 2026-11-02T00:00:00 | 2026-11-02T00:00:00 | 5 | 0 | 5 | 45.04 | 225.2 | 55316-3157 | USA | D02 | 7 | BORDER STATES - MPL | 55485-1450 | M9F42240 | 40A 2-Pole Miniature circuit breaker, 277VAC, 60VDC, 10kA, UL489, C-curve | PUR | 40A 2-Pole Miniature circuit breaker, 277VAC, 60VDC, 10kA, UL489, C-curve | EA | EA |  | TRUE |  | P | DEL | 100
133730 | 5 | 1 | States | Champlin | Andrew Olson | TRUE | 2026-05-29T00:00:00 | 2026-11-02T00:00:00 | 2026-11-02T00:00:00 | 10 | 0 | 10 | 54.07 | 540.7 | 55316-3157 | USA | D02 | 7 | BORDER STATES - MPL | 55485-1450 | HG1000404 | HG Filter Fan Exhaust Grille IP54, fits HF10 fans 10-inch, Lt Gray, Plastic | PUR | HG Filter Fan Exhaust Grille IP54, fits HF10 fans 10-inch, Lt Gray, Plastic | EA | EA |  | TRUE |  | P | DEL | 100
133730 | 7 | 1 | States | Champlin | Andrew Olson | TRUE | 2026-05-29T00:00:00 | 2026-11-02T00:00:00 | 2026-11-02T00:00:00 | 40 | 0 | 40 | 21.68 | 867.2 | 55316-3157 | USA | D02 | 7 | BORDER STATES - MPL | 55485-1450 | M9F42120 | 20A 1-POLE, MULTI 9 - C60BP C-CURVE, 277V, 10kA, UL489 MINITURE CIRCUIT BREAKER | CB | 20A 1-POLE, MULTI 9 - C60BP C-CURVE, 277V, 10kA, UL489 MINITURE CIRCUIT BREAKER | EA | EA |  | TRUE |  | P | DEL | 100
133730 | 2 | 1 | States | Champlin | Andrew Olson | TRUE | 2026-05-29T00:00:00 | 2026-11-02T00:00:00 | 2026-11-02T00:00:00 | 10 | 0 | 10 | 1185.75 | 11857.5 | 55316-3157 | USA | D02 | 7 | BORDER STATES - MPL | 55485-1450 | A72H36DLP3PT | Marshalling Cabinet, 72x36x12, continuous hinge, NEMA 3R/4/4X/12/13 | PUR | Marshalling Cabinet, 72x36x12, continuous hinge, NEMA 3R/4/4X/12/13 | EA | EA |  | TRUE |  | P | DEL | 100
133730 | 1 | 1 | States | Champlin | Andrew Olson | TRUE | 2026-05-29T00:00:00 | 2026-09-22T00:00:00 | 2026-06-30T00:00:00 | 5 | 0 | 5 | 139.45 | 697.25 | 55316-3157 | USA | D02 | 7 | BORDER STATES - MPL | 55485-1450 | 2132657314 | Surge Arrestor, distribution Class, 18kV duty cycle, 15.3kV MCOV, | PUR | Surge Arrestor, distribution Class, 18kV duty cycle, 15.3kV MCOV, | EA | EA |  | TRUE |  | P | DEL | DAYTON
133730 | 4 | 1 | States | Champlin | Andrew Olson | TRUE | 2026-05-29T00:00:00 | 2026-11-02T00:00:00 | 2026-11-02T00:00:00 | 10 | 0 | 10 | 250 | 2500 | 55316-3157 | USA | D02 | 7 | BORDER STATES - MPL | 55485-1450 | HF1016414 | HF10 Side-Mount Filter Fan, 115V 159CFM, Lt Gray | PUR | HF10 Side-Mount Filter Fan, 115V 159CFM, Lt Gray | EA | EA |  | TRUE |  | P | DEL | 100
132670 | 7 | 12 | States | Champlin | Andrew Olson | TRUE | 2026-04-22T00:00:00 | 2026-09-04T00:00:00 | 2026-09-04T00:00:00 | 20 | 0 | 20 | 22.54 | 20218.38 | 55316-3157 | USA | D02 | 7 | BORDER STATES - MPL | 55485-1450 | M9F42105 | 5A 1-Pole Miniature circuit breaker, 277VAC, 60VDC, 10kA, UL489, C-curve | PUR | 5A 1-Pole Miniature circuit breaker, 277VAC, 60VDC, 10kA, UL489, C-curve | EA | EA |  | TRUE |  | P | DEL | 100
132670 | 7 | 13 | States | Champlin | Andrew Olson | TRUE | 2026-04-22T00:00:00 | 2026-10-21T00:00:00 | 2026-10-21T00:00:00 | 30 | 0 | 30 | 22.54 | 20218.38 | 55316-3157 | USA | D02 | 7 | BORDER STATES - MPL | 55485-1450 | M9F42105 | 5A 1-Pole Miniature circuit breaker, 277VAC, 60VDC, 10kA, UL489, C-curve | PUR | 5A 1-Pole Miniature circuit breaker, 277VAC, 60VDC, 10kA, UL489, C-curve | EA | EA |  | TRUE |  | P | DEL | 100
132670 | 7 | 11 | States | Champlin | Andrew Olson | TRUE | 2026-04-22T00:00:00 | 2026-08-25T00:00:00 | 2026-08-25T00:00:00 | 32 | 0 | 32 | 22.54 | 20218.38 | 55316-3157 | USA | D02 | 7 | BORDER STATES - MPL | 55485-1450 | M9F42105 | 5A 1-Pole Miniature circuit breaker, 277VAC, 60VDC, 10kA, UL489, C-curve | PUR | 5A 1-Pole Miniature circuit breaker, 277VAC, 60VDC, 10kA, UL489, C-curve | EA | EA |  | TRUE |  | P | DEL | 100
134301 | 1 | 1 | States | Dayton | Andrew Olson | TRUE | 2026-06-23T00:00:00 | 2026-09-08T00:00:00 | 2026-09-08T00:00:00 | 6 | 1 | 5 | 1185.74 | 7114.44 | 55369-6417 | USA | D02 | 7 | BORDER STATES - MPL | 55485-1450 | A72H36DLP3PT | Marshalling Cabinet, 72x36x12, continuous hinge, NEMA 3R/4/4X/12/13 | PUR | Marshalling Cabinet, 72x36x12, continuous hinge, NEMA 3R/4/4X/12/13 | EA | EA |  | TRUE |  | P | DEL | DAYTON
134301 | 5 | 1 | States | Dayton | Andrew Olson | TRUE | 2026-06-23T00:00:00 | 2026-10-19T00:00:00 | 2026-10-19T00:00:00 | 40 | 0 | 40 | 22.54 | 901.6 | 55369-6417 | USA | D02 | 7 | BORDER STATES - MPL | 55485-1450 | M9F42101 | 1A 1-Pole Miniature circuit breaker, 277VAC, 60VDC, 10kA, UL489, C-curve | CB | 1A 1-Pole Miniature circuit breaker, 277VAC, 60VDC, 10kA, UL489, C-curve | EA | EA |  | TRUE |  | P | DEL | DAYTON
134301 | 4 | 1 | States | Dayton | Andrew Olson | TRUE | 2026-06-23T00:00:00 | 2026-11-03T00:00:00 | 2026-10-19T00:00:00 | 20 | 0 | 20 | 1245.9 | 24918 | 55369-6417 | USA | D02 | 7 | BORDER STATES - MPL | 55485-1450 | EVP002900-3002 | Station class surge arrestors, EVP, 29kV MCOV / Uc, 36kV Duty Cycle Rating / Ur, With 3002: Line: Single eye bolt Ground: Single eye bolt | PUR | Station class surge arrestors, EVP, 29kV MCOV / Uc, 36kV Duty Cycle Rating / Ur, With 3002: Line: Single eye bolt Ground: Single eye bolt | EA | EA |  | TRUE |  | P | DEL | DAYTON
134301 | 3 | 1 | States | Dayton | Andrew Olson | TRUE | 2026-06-23T00:00:00 | 2026-10-19T00:00:00 | 2026-10-19T00:00:00 | 50 | 0 | 50 | 148.33 | 7416.5 | 55369-6417 | USA | D02 | 7 | BORDER STATES - MPL | 55485-1450 | BDL26015 | Molded case circuit breaker: 15A, 2P, DIN rail mount, 25kA at 480Y/277VAC, 18kA at 125/250VDC | PUR | Molded case circuit breaker: 15A, 2P, DIN rail mount, 25kA at 480Y/277VAC, 18kA at 125/250VDC | EA | EA |  | TRUE |  | P | DEL | DAYTON
133631 | 1 | 1 | States | Champlin | Andrew Olson | TRUE | 2026-05-27T00:00:00 | 2026-10-26T00:00:00 | 2026-10-26T00:00:00 | 100 | 0 | 100 | 36.23 | 3623 | 55316-3157 | USA | D02 | 7 | BORDER STATES - MPL | 55485-1450 | HBLFRBBN_ | Bus bar mount receptacle, brown, 400A, Female | PUR | Bus bar mount receptacle, brown, 400A, Female | EA | EA |  | TRUE |  | P | DEL | 100
133631 | 4 | 1 | States | Champlin | Andrew Olson | TRUE | 2026-05-27T00:00:00 | 2026-10-26T00:00:00 | 2026-10-26T00:00:00 | 15 | 0 | 15 | 22.54 | 338.1 | 55316-3157 | USA | D02 | 7 | BORDER STATES - MPL | 55485-1450 | M9F42102 | 2A 1-Pole Miniature circuit breaker, 277VAC, 60VDC, 10kA, UL489, C-curve | PUR | 2A 1-Pole Miniature circuit breaker, 277VAC, 60VDC, 10kA, UL489, C-curve | EA | EA |  | TRUE |  | P | DEL | 100
133631 | 3 | 1 | States | Champlin | Andrew Olson | TRUE | 2026-05-27T00:00:00 | 2026-10-26T00:00:00 | 2026-10-26T00:00:00 | 100 | 0 | 100 | 36.23 | 3623 | 55316-3157 | USA | D02 | 7 | BORDER STATES - MPL | 55485-1450 | HBLFRBO_ | CAM LOCK ORANGE HUBBELL | PUR | CAM LOCK ORANGE HUBBELL | EA | EA |  | TRUE |  | P | DEL | 100
133631 | 2 | 1 | States | Champlin | Andrew Olson | TRUE | 2026-05-27T00:00:00 | 2026-10-26T00:00:00 | 2026-10-26T00:00:00 | 25 | 0 | 25 | 36.23 | 905.75 | 55316-3157 | USA | D02 | 7 | BORDER STATES - MPL | 55485-1450 | HBLFRBGN_ | Bus bar mount receptacle, green, 400A, Female | PUR | Bus bar mount receptacle, green, 400A, Female | EA | EA |  | TRUE |  | P | DEL | 100
135234 | 1 | 3 | States | Champlin | Andrew Olson | TRUE | 2026-08-05T00:00:00 | 2026-09-28T00:00:00 | 2026-09-28T00:00:00 | 246 | 0 | 246 | 37.31 | 45742.06 | 55316-3157 | USA | D02 | 7 | BORDER STATES - MPL | 55485-1450 | HBLFRBGN_ | Bus bar mount receptacle, green, 400A, Female | PUR | Bus bar mount receptacle, green, 400A, Female | EA | EA |  | TRUE |  | P | DEL | 100 | 2026-09-28T00:00:00
134026 | 1 | 1 | States | Dayton | Andrew Olson | TRUE | 2026-06-11T00:00:00 | 2026-12-30T00:00:00 | 2026-12-30T00:00:00 | 281 | 0 | 281 | 1064.89 | 920064.96 | 55369-6417 | USA | D02 | 7 | BORDER STATES - MPL | 55485-1450 | 300822-3001 | Surge Arrestor, Intermediate Class, 22kV MCOV, 27kV Rated, Line: 4-Hole NEMA pad, Ground: Single eye bolt | PUR | Surge Arrestor, Intermediate Class, 22kV MCOV, 27kV Rated, Line: 4-Hole NEMA pad, Ground: Single eye bolt | EA | EA |  | TRUE |  | P | DEL | DAYTON | 2027-01-04T00:00:00
134026 | 1 | 2 | States | Dayton | Andrew Olson | TRUE | 2026-06-11T00:00:00 | 2027-01-19T00:00:00 | 2027-01-19T00:00:00 | 65 | 0 | 65 | 1064.89 | 920064.96 | 55369-6417 | USA | D02 | 7 | BORDER STATES - MPL | 55485-1450 | 300822-3001 | Surge Arrestor, Intermediate Class, 22kV MCOV, 27kV Rated, Line: 4-Hole NEMA pad, Ground: Single eye bolt | PUR | Surge Arrestor, Intermediate Class, 22kV MCOV, 27kV Rated, Line: 4-Hole NEMA pad, Ground: Single eye bolt | EA | EA |  | TRUE |  | P | DEL | DAYTON | 2026-12-29T00:00:00
134026 | 1 | 4 | States | Dayton | Andrew Olson | TRUE | 2026-06-11T00:00:00 | 2027-01-26T00:00:00 | 2027-01-26T00:00:00 | 323 | 0 | 323 | 1064.89 | 920064.96 | 55369-6417 | USA | D02 | 7 | BORDER STATES - MPL | 55485-1450 | 300822-3001 | Surge Arrestor, Intermediate Class, 22kV MCOV, 27kV Rated, Line: 4-Hole NEMA pad, Ground: Single eye bolt | PUR | Surge Arrestor, Intermediate Class, 22kV MCOV, 27kV Rated, Line: 4-Hole NEMA pad, Ground: Single eye bolt | EA | EA |  | TRUE |  | P | DEL | DAYTON | 2027-03-08T00:00:00
134026 | 1 | 3 | States | Dayton | Andrew Olson | TRUE | 2026-06-11T00:00:00 | 2027-01-19T00:00:00 | 2027-01-19T00:00:00 | 195 | 0 | 195 | 1064.89 | 920064.96 | 55369-6417 | USA | D02 | 7 | BORDER STATES - MPL | 55485-1450 | 300822-3001 | Surge Arrestor, Intermediate Class, 22kV MCOV, 27kV Rated, Line: 4-Hole NEMA pad, Ground: Single eye bolt | PUR | Surge Arrestor, Intermediate Class, 22kV MCOV, 27kV Rated, Line: 4-Hole NEMA pad, Ground: Single eye bolt | EA | EA |  | TRUE |  | P | DEL | DAYTON
135920 | 3 | 2 | States | Dayton | Andrew Olson | TRUE | 2026-09-04T00:00:00 | 2026-12-14T00:00:00 | 2026-12-14T00:00:00 | 10 | 0 | 10 | 45.04 | 900.8 | 55369 | USA | D02 | 7 | BORDER STATES - MPL | 55485-1450 | M9F42230 | 30A 2-POLE, MULTI 9 - C60BP C-CURVE, 480Y/277V, 10kA, UL489 MINITURE CIRCUIT BREAKER | PUR | 30A 2-POLE, MULTI 9 - C60BP C-CURVE, 480Y/277V, 10kA, UL489 MINITURE CIRCUIT BREAKER | EA | EA |  | TRUE |  | P | DEL | DAYTON
135920 | 2 | 2 | States | Dayton | Andrew Olson | TRUE | 2026-09-04T00:00:00 | 2026-12-14T00:00:00 | 2026-12-14T00:00:00 | 1 | 0 | 1 | 45.04 | 90.08 | 55369 | USA | D02 | 7 | BORDER STATES - MPL | 55485-1450 | M9F42240 | 40A 2-Pole Miniature circuit breaker, 277VAC, 60VDC, 10kA, UL489, C-curve | PUR | 40A 2-Pole Miniature circuit breaker, 277VAC, 60VDC, 10kA, UL489, C-curve | EA | EA |  | TRUE |  | P | DEL | Dayton |  | 76828-36-1
134232 | 5 | 1 | States | Champlin | Andrew Olson | TRUE | 2026-06-19T00:00:00 | 2026-08-25T00:00:00 | 2026-08-25T00:00:00 | 300 | 103 | 197 | 45.04 | 13512 | 55316-3157 | USA | D02 | 7 | BORDER STATES - MPL | 55485-1450 | M9F42202 | 2A 2-POLE, MULTI 9 - C60BP C-CURVE, 480Y/277V, 10kA, UL489 MINITURE CIRCUIT BREAKER | CB | 2A 2-POLE, MULTI 9 - C60BP C-CURVE, 480Y/277V, 10kA, UL489 MINITURE CIRCUIT BREAKER | EA | EA |  | TRUE |  | P | DEL | 100
134232 | 3 | 1 | States | Champlin | Andrew Olson | TRUE | 2026-06-19T00:00:00 | 2026-10-01T00:00:00 | 2026-10-01T00:00:00 | 500 | 97 | 403 | 22.54 | 11270 | 55316-3157 | USA | D02 | 7 | BORDER STATES - MPL | 55485-1450 | M9F42102 | 2A 1-Pole Miniature circuit breaker, 277VAC, 60VDC, 10kA, UL489, C-curve | PUR | 2A 1-Pole Miniature circuit breaker, 277VAC, 60VDC, 10kA, UL489, C-curve | EA | EA |  | TRUE |  | P | DEL | 100
135113 | 1 | 1 | States | Champlin | Taylor Barrett | TRUE | 2026-07-30T00:00:00 | 2026-10-28T00:00:00 | 2026-10-28T00:00:00 | 2 | 0 | 2 | 205 | 820 | 55316-3157 | USA | D05 | 8 | BROWN-CAMPBELL COMPANY | 48315 | ALP-.050-48X120 | 3003-H14 ALUMINUM PERFORATED SHEET .050 X 48" X 120" - 1/8 DIA HOLE - 3/16 STAG CENTERS | ALUM | 3003-H14 ALUMINUM PERFORATED SHEET .050 X 48" X 120" - 1/8 DIA HOLE - 3/16 STAG CENTERS | SF | SH40 |  | TRUE |  | P | PPD | 100
135113 | 1 | 2 | States | Champlin | Taylor Barrett | TRUE | 2026-07-30T00:00:00 | 2026-11-19T00:00:00 | 2026-11-19T00:00:00 | 2 | 0 | 2 | 205 | 820 | 55316-3157 | USA | D05 | 8 | BROWN-CAMPBELL COMPANY | 48315 | ALP-.050-48X120 | 3003-H14 ALUMINUM PERFORATED SHEET .050 X 48" X 120" - 1/8 DIA HOLE - 3/16 STAG CENTERS | ALUM | 3003-H14 ALUMINUM PERFORATED SHEET .050 X 48" X 120" - 1/8 DIA HOLE - 3/16 STAG CENTERS | SF | SH40 |  | TRUE |  | P | PPD | 100
133240 | 1 | 1 | States | Champlin | Andrew Olson | TRUE | 2026-05-13T00:00:00 | 2026-10-05T00:00:00 | 2026-10-05T00:00:00 | 9 | 0 | 9 | 17.01 | 153.09 | 55316-3157 | USA | N30 | 14 | TYCO ELECTRONICS CORP | 75373-1225 | 2RL-401 | Current transformer, 400:5, 10VA, 2.46" dia with 1.05" dia window, with 24" leads | PUR | Current transformer, 400:5, 10VA, 2.46" dia with 1.05" dia window, with 24" leads | EA | EA |  | TRUE |  | P | PPD | 100 | 2026-10-05T00:00:00
136215 | 1 | 1 | States | Dayton | Andrew Olson | TRUE | 2026-09-18T00:00:00 | 2027-01-15T00:00:00 | 2027-01-15T00:00:00 | 2 | 0 | 2 | 161.85 | 323.7 | 55369 | USA | N30 | 14 | TYCO ELECTRONICS CORP | 75373-1225 | 252-PVZU-PQBX-C6-EB-T1 | Undervoltage Relay: 1-phase 120VAC adjustable time delay and drop out voltage. | PUR | Undervoltage Relay: 1-phase 120VAC adjustable time delay and drop out voltage. | EA | EA |  | TRUE |  | P | PPD | DAYTON | 2027-01-15T00:00:00
133494 | 1 | 4 | States | Champlin | Andrew Olson | TRUE | 2026-05-21T00:00:00 | 2026-11-20T00:00:00 | 2026-11-20T00:00:00 | 9 | 0 | 9 | 17.01 | 1428.84 | 55316-3157 | USA | N30 | 14 | TYCO ELECTRONICS CORP | 75373-1225 | 2RL-401 | Current transformer, 400:5, 10VA, 2.46" dia with 1.05" dia window, with 24" leads | PUR | Current transformer, 400:5, 10VA, 2.46" dia with 1.05" dia window, with 24" leads | EA | EA |  | TRUE |  | P | PPD | 100
133494 | 1 | 2 | States | Champlin | Andrew Olson | TRUE | 2026-05-21T00:00:00 | 2026-09-24T00:00:00 | 2026-09-24T00:00:00 | 18 | 0 | 18 | 17.01 | 1428.84 | 55316-3157 | USA | N30 | 14 | TYCO ELECTRONICS CORP | 75373-1225 | 2RL-401 | Current transformer, 400:5, 10VA, 2.46" dia with 1.05" dia window, with 24" leads | PUR | Current transformer, 400:5, 10VA, 2.46" dia with 1.05" dia window, with 24" leads | EA | EA |  | TRUE |  | P | PPD | 100
133494 | 1 | 3 | States | Champlin | Andrew Olson | TRUE | 2026-05-21T00:00:00 | 2026-11-02T00:00:00 | 2026-11-02T00:00:00 | 9 | 0 | 9 | 17.01 | 1428.84 | 55316-3157 | USA | N30 | 14 | TYCO ELECTRONICS CORP | 75373-1225 | 2RL-401 | Current transformer, 400:5, 10VA, 2.46" dia with 1.05" dia window, with 24" leads | PUR | Current transformer, 400:5, 10VA, 2.46" dia with 1.05" dia window, with 24" leads | EA | EA |  | TRUE |  | P | PPD | 100
135245 | 4 | 1 | States | Dayton | Taylor Barrett | TRUE | 2026-08-05T00:00:00 | 2026-10-19T00:00:00 | 2026-10-19T00:00:00 | 72 | 0 | 72 | 45 | 3240 | 55369-6417 | USA | N30 | 16 | MDI of Texas, Inc | 15701 | D-110-R (38kV) | Type 010 Standard Corner Boot: 1" x 4 1/4", 1" x 4 1/4" Riser Opening (38kV) | PUR | Type 010 Standard Corner Boot: 1" x 4 1/4", 1" x 4 1/4" Riser Opening (38kV) | EA | EA |  | TRUE |  | P | PPD | DAYTON
135245 | 5 | 1 | States | Dayton | Taylor Barrett | TRUE | 2026-08-05T00:00:00 | 2026-10-19T00:00:00 | 2026-10-19T00:00:00 | 270 | 0 | 270 | 57.82 | 15611.4 | 55369-6417 | USA | N30 | 16 | MDI of Texas, Inc | 15701 | G-108 (38kV) | Type 013 Standard Thru Boot: 1 1/4" x 4 1/4" Bus Opening (38kV) | PUR | Type 013 Standard Thru Boot: 1 1/4" x 4 1/4" Bus Opening (38kV) | EA | EA |  | TRUE |  | P | PPD | DAYTON
135245 | 8 | 1 | States | Dayton | Taylor Barrett | TRUE | 2026-08-05T00:00:00 | 2026-10-19T00:00:00 | 2026-10-19T00:00:00 | 675 | 0 | 675 | 50.27 | 33932.25 | 55369-6417 | USA | N30 | 16 | MDI of Texas, Inc | 15701 | O-125 (38kV) | Type 024 Standard Standoff Insulator Boot: 1/2" x 4 1/4" Bus Opening (38kV) | PUR | Type 024 Standard Standoff Insulator Boot: 1/2" x 4 1/4" Bus Opening (38kV) | EA | EA |  | TRUE |  | P | PPD | DAYTON
135245 | 7 | 1 | States | Dayton | Taylor Barrett | TRUE | 2026-08-05T00:00:00 | 2026-10-19T00:00:00 | 2026-10-19T00:00:00 | 84 | 0 | 84 | 40.46 | 3398.64 | 55369-6417 | USA | N30 | 16 | MDI of Texas, Inc | 15701 | H-127 (38kV) | (38kV) 016 STANDARD ROUND STUD RISER BOOTS | PUR | (38kV) 016 STANDARD ROUND STUD RISER BOOTS | EA | EA |  | TRUE |  | P | PPD | DAYTON
135245 | 6 | 1 | States | Dayton | Taylor Barrett | TRUE | 2026-08-05T00:00:00 | 2026-10-19T00:00:00 | 2026-10-19T00:00:00 | 86 | 0 | 86 | 44.01 | 3784.86 | 55369-6417 | USA | N30 | 16 | MDI of Texas, Inc | 15701 | G-126 (38kV) | (38kV) 013 STANDARD THRU BOOTS | PUR | (38kV) 013 STANDARD THRU BOOTS | EA | EA |  | TRUE |  | P | PPD | DAYTON
135245 | 9 | 2 | States | Dayton | Taylor Barrett | TRUE | 2026-08-05T00:00:00 | 2026-12-21T00:00:00 | 2026-12-21T00:00:00 | 18 | 0 | 18 | 49.89 | 1297.14 | 55369-6417 | USA | N30 | 16 | MDI of Texas, Inc | 15701 | O-126 (38 kV) | (38kV) EGER 024 STANDARD STANDOFF INSULATOR BOOTS | PUR | (38kV) EGER 024 STANDARD STANDOFF INSULATOR BOOTS | EA | EA |  | TRUE |  | P | PPD | DAYTON
135245 | 3 | 1 | States | Dayton | Taylor Barrett | TRUE | 2026-08-05T00:00:00 | 2026-10-19T00:00:00 | 2026-10-19T00:00:00 | 84 | 0 | 84 | 45.74 | 3842.16 | 55369-6417 | USA | N30 | 16 | MDI of Texas, Inc | 15701 | D-109-L (38kV) | (38kV) 010 STD CORNER BOOTS | PUR | (38kV) 010 STD CORNER BOOTS | EA | EA |  | TRUE |  | P | PPD | DAYTON
135245 | 1 | 1 | States | Dayton | Taylor Barrett | TRUE | 2026-08-05T00:00:00 | 2026-10-05T00:00:00 | 2026-10-05T00:00:00 | 347 | 0 | 347 | 38.26 | 13276.22 | 55369-6417 | USA | N30 | 16 | MDI of Texas, Inc | 15701 | 110 (38kV) | Type 027 Standard Customer Cable Boot: 1/2" x 4 1/4" Bus Opening (38kV) | PUR | Type 027 Standard Customer Cable Boot: 1/2" x 4 1/4" Bus Opening (38kV) | EA | EA |  | TRUE |  | P | PPD | DAYTON
135245 | 9 | 1 | States | Dayton | Taylor Barrett | TRUE | 2026-08-05T00:00:00 | 2026-10-26T00:00:00 | 2026-10-26T00:00:00 | 8 | 0 | 8 | 49.89 | 1297.14 | 55369-6417 | USA | N30 | 16 | MDI of Texas, Inc | 15701 | O-126 (38 kV) | (38kV) EGER 024 STANDARD STANDOFF INSULATOR BOOTS | PUR | (38kV) EGER 024 STANDARD STANDOFF INSULATOR BOOTS | EA | EA |  | TRUE |  | P | PPD | DAYTON
135245 | 2 | 1 | States | Dayton | Taylor Barrett | TRUE | 2026-08-05T00:00:00 | 2026-10-19T00:00:00 | 2026-10-19T00:00:00 | 252 | 0 | 252 | 35.1 | 8845.2 | 55369-6417 | USA | N30 | 16 | MDI of Texas, Inc | 15701 | AB-112 (38kV) | Type 001 Standard Tee Boot with 90 Riser: 3/4" x 4 3/8" Bus Opening, 3/4" x 4 3/8" Riser Opening (38kV) | PUR | Type 001 Standard Tee Boot with 90 Riser: 3/4" x 4 3/8" Bus Opening, 3/4" x 4 3/8" Riser Opening (38kV) | EA | EA |  | TRUE |  | P | PPD | DAYTON
135722 | 1 | 1 | States | Dayton | Taylor Barrett | TRUE | 2026-08-25T00:00:00 | 2026-10-26T00:00:00 |  | 624 | 0 | 624 | 50.27 | 31368.48 | 55369 | USA | N30 | 16 | MDI of Texas, Inc | 15701 | O-125 (38kV) | Type 024 Standard Standoff Insulator Boot: 1/2" x 4 1/4" Bus Opening (38kV) | PUR | Type 024 Standard Standoff Insulator Boot: 1/2" x 4 1/4" Bus Opening (38kV) | EA | EA |  | FALSE |  | P | PPD | DAYTON
133929 | 4 | 1 | States | Dayton | Taylor Barrett | TRUE | 2026-06-08T00:00:00 | 2027-04-26T00:00:00 | 2027-04-26T00:00:00 | 6 | 0 | 6 | 40.89 | 245.34 | 55369-6417 | USA | N30 | 16 | MDI of Texas, Inc | 15701 | G-104 | EGER BOOT THROUGH | SRPB | EGER BOOT THROUGH | EA | EA |  | TRUE |  | P | PPD | Dayton
133929 | 2 | 1 | States | Dayton | Taylor Barrett | TRUE | 2026-06-08T00:00:00 | 2026-10-26T00:00:00 | 2026-10-26T00:00:00 | 30 | 0 | 30 | 36.94 | 1108.2 | 55369-6417 | USA | N30 | 16 | MDI of Texas, Inc | 15701 | 111 | BOOT | PUR | BOOT | EA | EA |  | TRUE |  | P | PPD | DAYTON
133929 | 1 | 1 | States | Dayton | Taylor Barrett | TRUE | 2026-06-08T00:00:00 | 2026-11-20T00:00:00 | 2026-11-20T00:00:00 | 143 | 0 | 143 | 38.26 | 30263.66 | 55369-6417 | USA | N30 | 16 | MDI of Texas, Inc | 15701 | 110 (38kV) | Type 027 Standard Customer Cable Boot: 1/2" x 4 1/4" Bus Opening (38kV) | PUR | Type 027 Standard Customer Cable Boot: 1/2" x 4 1/4" Bus Opening (38kV) | EA | EA |  | TRUE |  | P | PPD | DAYTON
133929 | 11 | 1 | States | Dayton | Taylor Barrett | TRUE | 2026-06-08T00:00:00 | 2026-10-26T00:00:00 | 2026-10-26T00:00:00 | 102 | 0 | 102 | 45 | 4590 | 55369-6417 | USA | N30 | 16 | MDI of Texas, Inc | 15701 | O-148 | Type 024 Standard Insulator Boot: 1 3/8" x 6 1/4" Bus Opening | PUR | Type 024 Standard Insulator Boot: 1 3/8" x 6 1/4" Bus Opening | EA | EA |  | TRUE |  | P | PPD | DAYTON
133929 | 6 | 1 | States | Dayton | Taylor Barrett | TRUE | 2026-06-08T00:00:00 | 2026-10-26T00:00:00 | 2026-10-26T00:00:00 | 54 | 0 | 54 | 41.82 | 2258.28 | 55369-6417 | USA | N30 | 16 | MDI of Texas, Inc | 15701 | G-121 | STAND THRU BOOT | PUR | STAND THRU BOOT | EA | EA |  | TRUE |  | P | PPD | DAYTON
133929 | 1 | 4 | States | Dayton | Taylor Barrett | TRUE | 2026-06-08T00:00:00 | 2027-02-22T00:00:00 | 2027-02-22T00:00:00 | 144 | 0 | 144 | 38.26 | 30263.66 | 55369-6417 | USA | N30 | 16 | MDI of Texas, Inc | 15701 | 110 (38kV) | Type 027 Standard Customer Cable Boot: 1/2" x 4 1/4" Bus Opening (38kV) | PUR | Type 027 Standard Customer Cable Boot: 1/2" x 4 1/4" Bus Opening (38kV) | EA | EA |  | TRUE |  | P | PPD | DAYTON
133929 | 1 | 2 | States | Dayton | Taylor Barrett | TRUE | 2026-06-08T00:00:00 | 2026-12-21T00:00:00 | 2026-12-21T00:00:00 | 144 | 0 | 144 | 38.26 | 30263.66 | 55369-6417 | USA | N30 | 16 | MDI of Texas, Inc | 15701 | 110 (38kV) | Type 027 Standard Customer Cable Boot: 1/2" x 4 1/4" Bus Opening (38kV) | PUR | Type 027 Standard Customer Cable Boot: 1/2" x 4 1/4" Bus Opening (38kV) | EA | EA |  | TRUE |  | P | PPD | DAYTON
133929 | 8 | 1 | States | Dayton | Taylor Barrett | TRUE | 2026-06-08T00:00:00 | 2026-10-26T00:00:00 | 2026-10-26T00:00:00 | 14 | 0 | 14 | 38.11 | 533.54 | 55369-6417 | USA | N30 | 16 | MDI of Texas, Inc | 15701 | L-111 | 021 Standard 90 degree conn. boots | PUR | 021 Standard 90 degree conn. boots | EA | EA |  | TRUE |  | P | PPD | Dayton
133929 | 1 | 3 | States | Dayton | Taylor Barrett | TRUE | 2026-06-08T00:00:00 | 2027-01-25T00:00:00 | 2027-01-25T00:00:00 | 144 | 0 | 144 | 38.26 | 30263.66 | 55369-6417 | USA | N30 | 16 | MDI of Texas, Inc | 15701 | 110 (38kV) | Type 027 Standard Customer Cable Boot: 1/2" x 4 1/4" Bus Opening (38kV) | PUR | Type 027 Standard Customer Cable Boot: 1/2" x 4 1/4" Bus Opening (38kV) | EA | EA |  | TRUE |  | P | PPD | DAYTON
133929 | 1 | 6 | States | Dayton | Taylor Barrett | TRUE | 2026-06-08T00:00:00 | 2027-04-26T00:00:00 | 2027-04-26T00:00:00 | 72 | 0 | 72 | 38.26 | 30263.66 | 55369-6417 | USA | N30 | 16 | MDI of Texas, Inc | 15701 | 110 (38kV) | Type 027 Standard Customer Cable Boot: 1/2" x 4 1/4" Bus Opening (38kV) | PUR | Type 027 Standard Customer Cable Boot: 1/2" x 4 1/4" Bus Opening (38kV) | EA | EA |  | TRUE |  | P | PPD | DAYTON
133929 | 1 | 5 | States | Dayton | Taylor Barrett | TRUE | 2026-06-08T00:00:00 | 2027-03-25T00:00:00 | 2027-03-25T00:00:00 | 144 | 0 | 144 | 38.26 | 30263.66 | 55369-6417 | USA | N30 | 16 | MDI of Texas, Inc | 15701 | 110 (38kV) | Type 027 Standard Customer Cable Boot: 1/2" x 4 1/4" Bus Opening (38kV) | PUR | Type 027 Standard Customer Cable Boot: 1/2" x 4 1/4" Bus Opening (38kV) | EA | EA |  | TRUE |  | P | PPD | DAYTON
135024 | 14 | 3 | States | Dayton | Taylor Barrett | TRUE | 2026-07-27T00:00:00 | 2026-09-18T00:00:00 | 2026-09-04T00:00:00 | 72 | 0 | 72 | 47.04 | 33116.16 | 55369-6417 | USA | N30 | 16 | MDI of Texas, Inc | 15701 | O-123 (27kV) | Type 024 Standard Standoff Insulator Boot:1/2" x 4 1/4" Bus Opening (27kV) | PUR | Type 024 Standard Standoff Insulator Boot:1/2" x 4 1/4" Bus Opening (27kV) | EA | EA |  | TRUE |  | P | PPD | DAYTON
135024 | 12 | 1 | States | Dayton | Taylor Barrett | TRUE | 2026-07-27T00:00:00 | 2026-09-04T00:00:00 | 2026-09-04T00:00:00 | 18 | 0 | 18 | 51.86 | 1866.96 | 55369-6417 | USA | N30 | 16 | MDI of Texas, Inc | 15701 | L-107 (27kV) | 90 Deg Connector Boot: 1" x 4 1/4" Bus Opening, 1" x 4 1/4" Riser Opening (27kV) | PUR | 90 Deg Connector Boot: 1" x 4 1/4" Bus Opening, 1" x 4 1/4" Riser Opening (27kV) | EA | EA |  | TRUE |  | P | PPD | DAYTON
134086 | 1 | 1 | States | Dayton | Taylor Barrett | TRUE | 2026-06-15T00:00:00 | 2026-10-26T00:00:00 | 2026-10-26T00:00:00 | 15 | 0 | 15 | 43.7 | 655.5 | 55369-6417 | USA | N30 | 16 | MDI of Texas, Inc | 15701 | 104 | Type 027 Customer Cable Boot: 1 1/2" x 6 3/8" Bus Opening | PUR | Type 027 Customer Cable Boot: 1 1/2" x 6 3/8" Bus Opening | EA | EA |  | TRUE |  | P | PPD | DAYTON
134088 | 2 | 2 | States | Dayton | Taylor Barrett | TRUE | 2026-06-15T00:00:00 | 2026-12-28T00:00:00 | 2026-12-28T00:00:00 | 72 | 0 | 72 | 41 | 6642 | 55369-6417 | USA | N30 | 16 | MDI of Texas, Inc | 15701 | G-104 (38 kV) | (38kV) EGER 013 STANDARD THRU BOOT | PUR | (38kV) EGER 013 STANDARD THRU BOOT | EA | EA |  | TRUE |  | P | PPD | DAYTON
134088 | 3 | 1 | States | Dayton | Taylor Barrett | TRUE | 2026-06-15T00:00:00 | 2027-02-01T00:00:00 | 2027-02-01T00:00:00 | 36 | 0 | 36 | 41 | 7011 | 55369-6417 | USA | N30 | 16 | MDI of Texas, Inc | 15701 | O-123 (38 kV) | (38kV) EGER 024 STANDARD STANDOFF INSULATOR BOOTS | PUR | (38kV) EGER 024 STANDARD STANDOFF INSULATOR BOOTS | EA | EA |  | TRUE |  | P | PPD | DAYTON
134088 | 1 | 3 | States | Dayton | Taylor Barrett | TRUE | 2026-06-15T00:00:00 | 2027-01-11T00:00:00 | 2027-01-11T00:00:00 | 4 | 0 | 4 | 57.1 | 1998.5 | 55369-6417 | USA | N30 | 16 | MDI of Texas, Inc | 15701 | B-100 (38kV) | 005 Standard Right End Connection Boots | PUR | 005 Standard Right End Connection Boots | EA | EA |  | TRUE |  | P | PPD | DAYTON
134088 | 2 | 3 | States | Dayton | Taylor Barrett | TRUE | 2026-06-15T00:00:00 | 2027-01-11T00:00:00 | 2027-01-11T00:00:00 | 54 | 0 | 54 | 41 | 6642 | 55369-6417 | USA | N30 | 16 | MDI of Texas, Inc | 15701 | G-104 (38 kV) | (38kV) EGER 013 STANDARD THRU BOOT | PUR | (38kV) EGER 013 STANDARD THRU BOOT | EA | EA |  | TRUE |  | P | PPD | DAYTON
134088 | 2 | 1 | States | Dayton | Taylor Barrett | TRUE | 2026-06-15T00:00:00 | 2026-11-19T00:00:00 | 2026-11-19T00:00:00 | 36 | 0 | 36 | 41 | 6642 | 55369-6417 | USA | N30 | 16 | MDI of Texas, Inc | 15701 | G-104 (38 kV) | (38kV) EGER 013 STANDARD THRU BOOT | PUR | (38kV) EGER 013 STANDARD THRU BOOT | EA | EA |  | TRUE |  | P | PPD | DAYTON
134088 | 1 | 2 | States | Dayton | Taylor Barrett | TRUE | 2026-06-15T00:00:00 | 2027-01-04T00:00:00 | 2027-01-04T00:00:00 | 4 | 0 | 4 | 57.1 | 1998.5 | 55369-6417 | USA | N30 | 16 | MDI of Texas, Inc | 15701 | B-100 (38kV) | 005 Standard Right End Connection Boots | PUR | 005 Standard Right End Connection Boots | EA | EA |  | TRUE |  | P | PPD | DAYTON
134088 | 3 | 3 | States | Dayton | Taylor Barrett | TRUE | 2026-06-15T00:00:00 | 2026-11-16T00:00:00 | 2026-11-16T00:00:00 | 63 | 0 | 63 | 41 | 7011 | 55369-6417 | USA | N30 | 16 | MDI of Texas, Inc | 15701 | O-123 (38 kV) | (38kV) EGER 024 STANDARD STANDOFF INSULATOR BOOTS | PUR | (38kV) EGER 024 STANDARD STANDOFF INSULATOR BOOTS | EA | EA |  | TRUE |  | P | PPD | DAYTON
133289 | 3 | 1 | States | Dayton | Taylor Barrett | TRUE | 2026-05-14T00:00:00 | 2026-10-06T00:00:00 | 2026-10-06T00:00:00 | 382 | 100 | 282 | 50.27 | 19203.14 | 55369-6417 | USA | N30 | 16 | MDI of Texas, Inc | 15701 | O-125 (38kV) | Type 024 Standard Standoff Insulator Boot: 1/2" x 4 1/4" Bus Opening (38kV) | PUR | Type 024 Standard Standoff Insulator Boot: 1/2" x 4 1/4" Bus Opening (38kV) | EA | EA |  | TRUE |  | P | PPD | DAYTON
133289 | 2 | 1 | States | Dayton | Taylor Barrett | TRUE | 2026-05-14T00:00:00 | 2026-10-26T00:00:00 | 2026-10-26T00:00:00 | 72 | 0 | 72 | 40.89 | 2944.08 | 55369-6417 | USA | N30 | 16 | MDI of Texas, Inc | 15701 | G-105 (38kV) | Type 013 Standard Thru Boot: 3/4" x 4 1/4" Bus Opening (38kV) | PUR | Type 013 Standard Thru Boot: 3/4" x 4 1/4" Bus Opening (38kV) | EA | EA |  | TRUE |  | P | PPD | DAYTON
134707 | 1 | 1 | States | Dayton | Taylor Barrett | TRUE | 2026-07-13T00:00:00 | 2026-09-28T00:00:00 | 2026-09-28T00:00:00 | 160 | 112 | 48 | 38.26 | 6121.6 | 55369-6417 | USA | N30 | 16 | MDI of Texas, Inc | 15701 | 110 (38kV) | Type 027 Standard Customer Cable Boot: 1/2" x 4 1/4" Bus Opening (38kV) | PUR | Type 027 Standard Customer Cable Boot: 1/2" x 4 1/4" Bus Opening (38kV) | EA | EA |  | TRUE |  | P | PPD | DAYTON
134707 | 9 | 1 | States | Dayton | Taylor Barrett | TRUE | 2026-07-13T00:00:00 | 2026-10-26T00:00:00 | 2026-10-26T00:00:00 | 11 | 0 | 11 | 45.27 | 497.97 | 55369-6417 | USA | N30 | 16 | MDI of Texas, Inc | 15701 | O-140 | Type 024 Standard Insulator Boot: 2 3/8" x 4 1/4" Bus Opening | PUR | Type 024 Standard Insulator Boot: 2 3/8" x 4 1/4" Bus Opening | EA | EA |  | TRUE |  | P | PPD | DAYTON
134316 | 9 | 3 | States | Dayton | Taylor Barrett | TRUE | 2026-06-23T00:00:00 | 2026-09-23T00:00:00 | 2026-09-14T00:00:00 | 120 | 0 | 120 | 35.99 | 18390.89 | 55369-6417 | USA | N30 | 16 | MDI of Texas, Inc | 15701 | O-134 (38kV) | Type 024 Standard Standoff Insulator Boot: 1 1/4" x 4 1/4" Bus Opening (38kV) | PUR | Type 024 Standard Standoff Insulator Boot: 1 1/4" x 4 1/4" Bus Opening (38kV) | EA | EA |  | TRUE |  | P | PPD | DAYTON
134316 | 9 | 5 | States | Dayton | Taylor Barrett | TRUE | 2026-06-23T00:00:00 | 2026-10-07T00:00:00 | 2026-09-14T00:00:00 | 121 | 0 | 121 | 35.99 | 18390.89 | 55369-6417 | USA | N30 | 16 | MDI of Texas, Inc | 15701 | O-134 (38kV) | Type 024 Standard Standoff Insulator Boot: 1 1/4" x 4 1/4" Bus Opening (38kV) | PUR | Type 024 Standard Standoff Insulator Boot: 1 1/4" x 4 1/4" Bus Opening (38kV) | EA | EA |  | TRUE |  | P | PPD | DAYTON
134316 | 9 | 4 | States | Dayton | Taylor Barrett | TRUE | 2026-06-23T00:00:00 | 2026-09-30T00:00:00 | 2026-09-14T00:00:00 | 120 | 0 | 120 | 35.99 | 18390.89 | 55369-6417 | USA | N30 | 16 | MDI of Texas, Inc | 15701 | O-134 (38kV) | Type 024 Standard Standoff Insulator Boot: 1 1/4" x 4 1/4" Bus Opening (38kV) | PUR | Type 024 Standard Standoff Insulator Boot: 1 1/4" x 4 1/4" Bus Opening (38kV) | EA | EA |  | TRUE |  | P | PPD | DAYTON
134316 | 6 | 3 | States | Dayton | Taylor Barrett | TRUE | 2026-06-23T00:00:00 | 2026-09-23T00:00:00 | 2026-09-14T00:00:00 | 49 | 0 | 49 | 57.82 | 14397.18 | 55369-6417 | USA | N30 | 16 | MDI of Texas, Inc | 15701 | G-108 (38kV) | Type 013 Standard Thru Boot: 1 1/4" x 4 1/4" Bus Opening (38kV) | PUR | Type 013 Standard Thru Boot: 1 1/4" x 4 1/4" Bus Opening (38kV) | EA | EA |  | TRUE |  | P | PPD | DAYTON
134271 | 7 | 5 | States | Dayton | Taylor Barrett | TRUE | 2026-06-22T00:00:00 | 2027-01-05T00:00:00 | 2027-01-05T00:00:00 | 680 | 0 | 680 | 35.1 | 51948 | 55369-6417 | USA | N30 | 16 | MDI of Texas, Inc | 15701 | O-127 | Type 024 Standard Standoff Insulator Boot: 3/4" x 4 1/4" Bus Opening | PUR | Type 024 Standard Standoff Insulator Boot: 3/4" x 4 1/4" Bus Opening | EA | EA |  | TRUE |  | P | PPD | DAYTON
134271 | 4 | 4 | States | Dayton | Taylor Barrett | TRUE | 2026-06-22T00:00:00 | 2027-01-05T00:00:00 | 2027-01-05T00:00:00 | 72 | 0 | 72 | 40.89 | 36310.32 | 55369-6417 | USA | N30 | 16 | MDI of Texas, Inc | 15701 | G-105 | Type 013 Standard Thru Boot: 3/4" x 4 1/4" Bus Opening | PUR | Type 013 Standard Thru Boot: 3/4" x 4 1/4" Bus Opening | EA | EA |  | TRUE |  | P | PPD | DAYTON
134271 | 4 | 5 | States | Dayton | Taylor Barrett | TRUE | 2026-06-22T00:00:00 | 2027-01-05T00:00:00 | 2027-01-05T00:00:00 | 408 | 0 | 408 | 40.89 | 36310.32 | 55369-6417 | USA | N30 | 16 | MDI of Texas, Inc | 15701 | G-105 | Type 013 Standard Thru Boot: 3/4" x 4 1/4" Bus Opening | PUR | Type 013 Standard Thru Boot: 3/4" x 4 1/4" Bus Opening | EA | EA |  | TRUE |  | P | PPD | DAYTON
134271 | 7 | 4 | States | Dayton | Taylor Barrett | TRUE | 2026-06-22T00:00:00 | 2027-01-05T00:00:00 | 2027-01-05T00:00:00 | 120 | 0 | 120 | 35.1 | 51948 | 55369-6417 | USA | N30 | 16 | MDI of Texas, Inc | 15701 | O-127 | Type 024 Standard Standoff Insulator Boot: 3/4" x 4 1/4" Bus Opening | PUR | Type 024 Standard Standoff Insulator Boot: 3/4" x 4 1/4" Bus Opening | EA | EA |  | TRUE |  | P | PPD | DAYTON
134575 | 4 | 2 | States | Dayton | Taylor Barrett | TRUE | 2026-07-07T00:00:00 | 2026-10-06T00:00:00 | 2026-10-06T00:00:00 | 84 | 0 | 84 | 45.67 | 3927.62 | 55369-6417 | USA | N30 | 16 | MDI of Texas, Inc | 15701 | O-137 (38kV) | Type 024 Standard Standoff Insulator Boot: 1 3/4" x 4 1/4" Bus Opening (38kV) | PUR | Type 024 Standard Standoff Insulator Boot: 1 3/4" x 4 1/4" Bus Opening (38kV) | EA | EA |  | TRUE |  | P | PPD | DAYTON
134575 | 1 | 1 | States | Dayton | Taylor Barrett | TRUE | 2026-07-07T00:00:00 | 2026-10-26T00:00:00 | 2026-10-26T00:00:00 | 24 | 0 | 24 | 51.3 | 1231.2 | 55369-6417 | USA | N30 | 16 | MDI of Texas, Inc | 15701 | AB-110 (38kV) | Type 001 Standard Tee Boot with 90 Riser: 1 3/4" x 4 3/8" Bus Opening, 1 3/4" x 4 1/4" Riser Opening (38kV) | PUR | Type 001 Standard Tee Boot with 90 Riser: 1 3/4" x 4 3/8" Bus Opening, 1 3/4" x 4 1/4" Riser Opening (38kV) | EA | EA |  | TRUE |  | P | PPD | DAYTON
134575 | 2 | 1 | States | Dayton | Taylor Barrett | TRUE | 2026-07-07T00:00:00 | 2026-10-28T00:00:00 | 2026-10-28T00:00:00 | 4 | 0 | 4 | 35.1 | 140.4 | 55369-6417 | USA | N30 | 16 | MDI of Texas, Inc | 15701 | AB-112 (38kV) | Type 001 Standard Tee Boot with 90 Riser: 3/4" x 4 3/8" Bus Opening, 3/4" x 4 3/8" Riser Opening (38kV) | PUR | Type 001 Standard Tee Boot with 90 Riser: 3/4" x 4 3/8" Bus Opening, 3/4" x 4 3/8" Riser Opening (38kV) | EA | EA |  | TRUE |  | P | PPD | DAYTON
135407 | 2 | 1 | States | Dayton | Taylor Barrett | TRUE | 2026-08-12T00:00:00 | 2026-10-19T00:00:00 | 2026-10-19T00:00:00 | 100 | 0 | 100 | 50.27 | 5027 | 55369-6417 | USA | N30 | 16 | MDI of Texas, Inc | 15701 | O-125 (38kV) | Type 024 Standard Standoff Insulator Boot: 1/2" x 4 1/4" Bus Opening (38kV) | PUR | Type 024 Standard Standoff Insulator Boot: 1/2" x 4 1/4" Bus Opening (38kV) | EA | EA |  | TRUE |  | P | PPD | DAYTON
133429 | 2 | 1 | States | Dayton | Taylor Barrett | TRUE | 2026-05-20T00:00:00 | 2026-10-12T00:00:00 | 2026-10-12T00:00:00 | 24 | 0 | 24 | 40.89 | 981.36 | 55369-6417 | USA | N30 | 16 | MDI of Texas, Inc | 15701 | G-104 | EGER BOOT THROUGH | SRPB | EGER BOOT THROUGH | EA | EA |  | TRUE |  | P | PPD | Dayton
134424 | 2 | 1 | States | Dayton | Taylor Barrett | TRUE | 2026-06-29T00:00:00 | 2026-10-23T00:00:00 | 2026-10-23T00:00:00 | 21 | 0 | 21 | 40.89 | 858.69 | 55369-6417 | USA | N30 | 16 | MDI of Texas, Inc | 15701 | G-104 | EGER BOOT THROUGH | SRPB | EGER BOOT THROUGH | EA | EA |  | TRUE |  | P | PPD | Dayton
134424 | 1 | 1 | States | Dayton | Taylor Barrett | TRUE | 2026-06-29T00:00:00 | 2026-10-23T00:00:00 | 2026-10-23T00:00:00 | 6 | 0 | 6 | 38.26 | 229.56 | 55369-6417 | USA | N30 | 16 | MDI of Texas, Inc | 15701 | 110 | Type 027 Standard Customer Cable Boot: 1/2" x 4-1/4" Bus Opening-w/90 | PUR | Type 027 Standard Customer Cable Boot: 1/2" x 4-1/4" Bus Opening-w/90 | EA | EA |  | TRUE |  | P | PPD | DAYTON
133366 | 1 | 1 | States | Dayton | Taylor Barrett | TRUE | 2026-05-18T00:00:00 | 2026-10-12T00:00:00 | 2026-10-12T00:00:00 | 66 | 0 | 66 | 40.89 | 2698.74 | 55369-6417 | USA | N30 | 16 | MDI of Texas, Inc | 15701 | G-104 | EGER BOOT THROUGH | SRPB | EGER BOOT THROUGH | EA | EA |  | TRUE |  | P | PPD | Dayton
134965 | 2 | 1 | States | Dayton | Taylor Barrett | TRUE | 2026-07-22T00:00:00 | 2026-11-23T00:00:00 | 2026-11-23T00:00:00 | 6 | 0 | 6 | 0 | 0 | 55369-6417 | USA | N30 | 16 | MDI of Texas, Inc | 15701 | F-109 (27kV) | 012 Standard Expansion Joint (27kV) | PUR | 012 Standard Expansion Joint (27kV) | EA | EA |  | TRUE |  | P | PPD | DAYTON
134085 | 1 | 2 | States | Dayton | Taylor Barrett | TRUE | 2026-06-15T00:00:00 | 2027-01-05T00:00:00 | 2027-01-05T00:00:00 | 102 | 0 | 102 | 41.1 | 8384.4 | 55369-6417 | USA | N30 | 16 | MDI of Texas, Inc | 15701 | B-114 | Type 005 Standard Right End Connection Boot: 1/2" x 4", 3/4" x 4 1/8" Bus Opening | PUR | Type 005 Standard Right End Connection Boot: 1/2" x 4", 3/4" x 4 1/8" Bus Opening | EA | EA |  | TRUE |  | P | PPD | DAYTON
134085 | 3 | 2 | States | Dayton | Taylor Barrett | TRUE | 2026-06-15T00:00:00 | 2027-01-05T00:00:00 | 2027-01-05T00:00:00 | 102 | 0 | 102 | 43.47 | 8867.88 | 55369-6417 | USA | N30 | 16 | MDI of Texas, Inc | 15701 | F-107 | TYPE 012 EXPANSION JOINT BOOTS: 1/4" X 4" BUS SIZE | PUR | TYPE 012 EXPANSION JOINT BOOTS: 1/4" X 4" BUS SIZE | EA | EA |  | TRUE |  | P | PPD | DAYTON
134085 | 2 | 2 | States | Dayton | Taylor Barrett | TRUE | 2026-06-15T00:00:00 | 2027-01-05T00:00:00 | 2027-01-05T00:00:00 | 102 | 0 | 102 | 43 | 8772 | 55369-6417 | USA | N30 | 16 | MDI of Texas, Inc | 15701 | D-107-L | Type 013, Standard Thru Boot, Bus Opening 1/4" x 4" | SRPB | Type 013, Standard Thru Boot, Bus Opening 1/4" x 4" | EA | EA |  | TRUE |  | P | PPD | Dayton
134085 | 4 | 2 | States | Dayton | Taylor Barrett | TRUE | 2026-06-15T00:00:00 | 2027-01-05T00:00:00 | 2027-01-05T00:00:00 | 102 | 0 | 102 | 46.38 | 9461.52 | 55369-6417 | USA | N30 | 16 | MDI of Texas, Inc | 15701 | L-108 | Standard 90 Degree Cconnector Boot | SRPB | Standard 90 Degree Cconnector Boot | EA | EA |  | TRUE |  | P | PPD | Dayton
134893 | 1 | 1 | States | Dayton | Taylor Barrett | TRUE | 2026-07-20T00:00:00 | 2026-10-28T00:00:00 | 2026-10-28T00:00:00 | 6 | 0 | 6 | 38.26 | 229.56 | 55369-6417 | USA | N30 | 16 | MDI of Texas, Inc | 15701 | 110 (38kV) | Type 027 Standard Customer Cable Boot: 1/2" x 4 1/4" Bus Opening (38kV) | PUR | Type 027 Standard Customer Cable Boot: 1/2" x 4 1/4" Bus Opening (38kV) | EA | EA |  | TRUE |  | P | PPD | DAYTON
135938 | 1 | 5 | States | Dayton | Holly Davis | TRUE | 2026-09-08T00:00:00 | 2027-01-19T00:00:00 | 2027-01-19T00:00:00 | 72 | 0 | 72 | 115.38 | 45805.86 | 55369 | USA | N30 | 17 | ELECTROSWITCH | 02188 | 24203B | 24203B ELECTRO-SW SWITCHES | PUR | 24203B ELECTRO-SW SWITCHES | EA | EA |  | TRUE |  | P | PPD | Dayton | 2027-01-19T00:00:00
135938 | 1 | 4 | States | Dayton | Holly Davis | TRUE | 2026-09-08T00:00:00 | 2026-12-18T00:00:00 | 2026-12-18T00:00:00 | 72 | 0 | 72 | 115.38 | 45805.86 | 55369 | USA | N30 | 17 | ELECTROSWITCH | 02188 | 24203B | 24203B ELECTRO-SW SWITCHES | PUR | 24203B ELECTRO-SW SWITCHES | EA | EA |  | TRUE |  | P | PPD | Dayton | 2026-12-18T00:00:00
135938 | 1 | 8 | States | Dayton | Holly Davis | TRUE | 2026-09-08T00:00:00 | 2027-04-26T00:00:00 | 2027-04-26T00:00:00 | 36 | 0 | 36 | 115.38 | 45805.86 | 55369 | USA | N30 | 17 | ELECTROSWITCH | 02188 | 24203B | 24203B ELECTRO-SW SWITCHES | PUR | 24203B ELECTRO-SW SWITCHES | EA | EA |  | TRUE |  | P | PPD | Dayton | 2027-04-26T00:00:00
135938 | 1 | 6 | States | Dayton | Holly Davis | TRUE | 2026-09-08T00:00:00 | 2027-02-22T00:00:00 | 2027-02-22T00:00:00 | 72 | 0 | 72 | 115.38 | 45805.86 | 55369 | USA | N30 | 17 | ELECTROSWITCH | 02188 | 24203B | 24203B ELECTRO-SW SWITCHES | PUR | 24203B ELECTRO-SW SWITCHES | EA | EA |  | TRUE |  | P | PPD | Dayton | 2027-02-22T00:00:00
135938 | 1 | 7 | States | Dayton | Holly Davis | TRUE | 2026-09-08T00:00:00 | 2027-03-22T00:00:00 | 2027-03-22T00:00:00 | 72 | 0 | 72 | 115.38 | 45805.86 | 55369 | USA | N30 | 17 | ELECTROSWITCH | 02188 | 24203B | 24203B ELECTRO-SW SWITCHES | PUR | 24203B ELECTRO-SW SWITCHES | EA | EA |  | TRUE |  | P | PPD | Dayton | 2027-03-22T00:00:00
135938 | 1 | 3 | States | Dayton | Holly Davis | TRUE | 2026-09-08T00:00:00 | 2026-11-20T00:00:00 | 2026-11-20T00:00:00 | 66 | 0 | 66 | 115.38 | 45805.86 | 55369 | USA | N30 | 17 | ELECTROSWITCH | 02188 | 24203B | 24203B ELECTRO-SW SWITCHES | PUR | 24203B ELECTRO-SW SWITCHES | EA | EA |  | TRUE |  | P | PPD | Dayton | 2026-11-20T00:00:00
135938 | 1 | 1 | States | Dayton | Holly Davis | TRUE | 2026-09-08T00:00:00 | 2026-10-22T00:00:00 | 2026-10-22T00:00:00 | 1 | 0 | 1 | 115.38 | 45805.86 | 55369 | USA | N30 | 17 | ELECTROSWITCH | 02188 | 24203B | 24203B ELECTRO-SW SWITCHES | PUR | 24203B ELECTRO-SW SWITCHES | EA | EA |  | TRUE |  | P | PPD | Dayton | 2026-09-14T00:00:00
135938 | 1 | 2 | States | Dayton | Holly Davis | TRUE | 2026-09-08T00:00:00 | 2026-10-22T00:00:00 | 2026-10-22T00:00:00 | 6 | 0 | 6 | 115.38 | 45805.86 | 55369 | USA | N30 | 17 | ELECTROSWITCH | 02188 | 24203B | 24203B ELECTRO-SW SWITCHES | PUR | 24203B ELECTRO-SW SWITCHES | EA | EA |  | TRUE |  | P | PPD | Dayton | 2026-09-30T00:00:00
133111 | 1 | 2 | States | Dayton | Holly Davis | TRUE | 2026-05-08T00:00:00 | 2026-10-23T00:00:00 | 2026-10-23T00:00:00 | 112 | 0 | 112 | 189.53 | 40559.42 | 55369-6417 | USA | N30 | 17 | ELECTROSWITCH | 02188 | 24302B | Control Switch: Oval Shank, 3 Deck | PUR | Control Switch: Oval Shank, 3 Deck | EA | EA |  | TRUE |  | P | PPD | DAYTON
133111 | 2 | 2 | States | Dayton | Holly Davis | TRUE | 2026-05-08T00:00:00 | 2026-10-30T00:00:00 |  | 118 | 0 | 118 | 92 | 26864 | 55369-6417 | USA | N30 | 17 | ELECTROSWITCH | 02188 | 2438D | 2438D ELECTRO-SW SWITCHES | PUR | 2438D ELECTRO-SW SWITCHES | EA | EA |  | TRUE |  | P | PPD | Dayton
133111 | 5 | 2 | States | Dayton | Holly Davis | TRUE | 2026-05-08T00:00:00 | 2026-10-23T00:00:00 | 2026-10-23T00:00:00 | 118 | 0 | 118 | 437.81 | 111203.74 | 55369-6417 | USA | N30 | 17 | ELECTROSWITCH | 02188 | 7803D | Series 24 Manual Reset Lockout Relay 125VDC - Electroswitch | REL | Series 24 Manual Reset Lockout Relay 125VDC - Electroswitch | EA | EA |  | TRUE |  | P | PPD | Dayton
134177 | 3 | 2 | States | Dayton | Holly Davis | TRUE | 2026-06-17T00:00:00 | 2026-11-19T00:00:00 |  | 12 | 0 | 12 | 0 | 0 | 55369-6417 | USA | N30 | 17 | ELECTROSWITCH | 02188 | 7802D | Lockout Relay: Electric trip with manual reset, 125VDC Coil, 2 deck | PUR | Lockout Relay: Electric trip with manual reset, 125VDC Coil, 2 deck | EA | EA |  | FALSE |  | P | PPD | DAYTON
134177 | 2 | 1 | States | Dayton | Holly Davis | TRUE | 2026-06-17T00:00:00 | 2026-09-14T00:00:00 | 2026-09-14T00:00:00 | 17 | 0 | 17 | 379.76 | 15570.16 | 55369-6417 | USA | N30 | 17 | ELECTROSWITCH | 02188 | 505A706G02 | Enable / Disable relay | PUR | Enable / Disable relay | EA | EA |  | FALSE |  | P | PPD | Dayton
134177 | 1 | 1 | States | Dayton | Holly Davis | TRUE | 2026-06-17T00:00:00 | 2026-11-20T00:00:00 |  | 72 | 0 | 72 | 0 | 0 | 55369-6417 | USA | N30 | 17 | ELECTROSWITCH | 02188 | 24PK57D + 123B-2B23 | Breaker Control Switch: DPDT spring return to center with slip contacts, non-contact nameplate, with green and red lights | PUR | Breaker Control Switch: DPDT spring return to center with slip contacts, non-contact nameplate, with green and red lights | EA | EA |  | FALSE |  | P | PPD | DAYTON
134177 | 1 | 2 | States | Dayton | Holly Davis | TRUE | 2026-06-17T00:00:00 | 2026-12-23T00:00:00 |  | 72 | 0 | 72 | 0 | 0 | 55369-6417 | USA | N30 | 17 | ELECTROSWITCH | 02188 | 24PK57D + 123B-2B23 | Breaker Control Switch: DPDT spring return to center with slip contacts, non-contact nameplate, with green and red lights | PUR | Breaker Control Switch: DPDT spring return to center with slip contacts, non-contact nameplate, with green and red lights | EA | EA |  | FALSE |  | P | PPD | DAYTON
134177 | 4 | 3 | States | Dayton | Holly Davis | TRUE | 2026-06-17T00:00:00 | 2026-12-28T00:00:00 | 2026-12-28T00:00:00 | 1 | 0 | 1 | 648.02 | 2592.08 | 55369-6417 | USA | N30 | 17 | ELECTROSWITCH | 02188 | 7810D | Lockout Relay: 125 VDC Electric Trip, Manual Reset, 10 Deck | PUR | Lockout Relay: 125 VDC Electric Trip, Manual Reset, 10 Deck | EA | EA |  | FALSE |  | P | PPD | DAYTON
134177 | 2 | 3 | States | Dayton | Holly Davis | TRUE | 2026-06-17T00:00:00 | 2026-12-28T00:00:00 | 2026-12-28T00:00:00 | 12 | 0 | 12 | 379.76 | 15570.16 | 55369-6417 | USA | N30 | 17 | ELECTROSWITCH | 02188 | 505A706G02 | Enable / Disable relay | PUR | Enable / Disable relay | EA | EA |  | FALSE |  | P | PPD | Dayton
134177 | 3 | 3 | States | Dayton | Holly Davis | TRUE | 2026-06-17T00:00:00 | 2026-12-28T00:00:00 |  | 12 | 0 | 12 | 0 | 0 | 55369-6417 | USA | N30 | 17 | ELECTROSWITCH | 02188 | 7802D | Lockout Relay: Electric trip with manual reset, 125VDC Coil, 2 deck | PUR | Lockout Relay: Electric trip with manual reset, 125VDC Coil, 2 deck | EA | EA |  | FALSE |  | P | PPD | DAYTON
134177 | 3 | 1 | States | Dayton | Holly Davis | TRUE | 2026-06-17T00:00:00 | 2026-09-14T00:00:00 |  | 17 | 0 | 17 | 0 | 0 | 55369-6417 | USA | N30 | 17 | ELECTROSWITCH | 02188 | 7802D | Lockout Relay: Electric trip with manual reset, 125VDC Coil, 2 deck | PUR | Lockout Relay: Electric trip with manual reset, 125VDC Coil, 2 deck | EA | EA |  | FALSE |  | P | PPD | DAYTON
134177 | 4 | 2 | States | Dayton | Holly Davis | TRUE | 2026-06-17T00:00:00 | 2026-11-19T00:00:00 | 2026-11-19T00:00:00 | 1 | 0 | 1 | 648.02 | 2592.08 | 55369-6417 | USA | N30 | 17 | ELECTROSWITCH | 02188 | 7810D | Lockout Relay: 125 VDC Electric Trip, Manual Reset, 10 Deck | PUR | Lockout Relay: 125 VDC Electric Trip, Manual Reset, 10 Deck | EA | EA |  | FALSE |  | P | PPD | DAYTON
133772 | 2 | 1 | States | Champlin | Holly Davis | TRUE | 2026-06-01T00:00:00 | 2026-11-20T00:00:00 | 2026-11-20T00:00:00 | 20 | 0 | 20 | 513.55 | 10271 | 55316-3157 | USA | N30 | 17 | ELECTROSWITCH | 02188 | 7803B | Series 24 Manual Reset Lockout Relay, 24VDC - Electroswitch | PUR | Series 24 Manual Reset Lockout Relay, 24VDC - Electroswitch | EA | EA |  | TRUE |  | P | PPD | 100
135416 | 6 | 3 | States | Dayton | Holly Davis | TRUE | 2026-08-12T00:00:00 | 2027-04-26T00:00:00 | 2027-04-27T00:00:00 | 36 | 0 | 36 | 752.63 | 135473.4 | 55369-6417 | USA | N30 | 17 | ELECTROSWITCH | 02188 | 78PK05B-005 | Lockout Relay: Electric trip with manual reset, 24VDC coil, with white and amber lights | PUR | Lockout Relay: Electric trip with manual reset, 24VDC coil, with white and amber lights | EA | EA |  | FALSE |  | P | PPD | DAYTON
135416 | 4 | 1 | States | Dayton | Holly Davis | TRUE | 2026-08-12T00:00:00 | 2027-02-15T00:00:00 | 2027-02-15T00:00:00 | 34 | 0 | 34 | 513.55 | 17460.7 | 55369-6417 | USA | N30 | 17 | ELECTROSWITCH | 02188 | 7803C | LOCKOUT RELAY, 48VDC ELECTRONIC TRIP MANUAL RESET | SRPP | LOCKOUT RELAY, 48VDC ELECTRONIC TRIP MANUAL RESET | EA | EA |  | FALSE |  | P | PPD | Dayton
135416 | 5 | 1 | States | Dayton | Holly Davis | TRUE | 2026-08-12T00:00:00 | 2027-02-15T00:00:00 | 2027-02-15T00:00:00 | 1 | 0 | 1 | 760.13 | 760.13 | 55369-6417 | USA | N30 | 17 | ELECTROSWITCH | 02188 | 7810D | Lockout Relay: 125 VDC Electric Trip, Manual Reset, 10 Deck | PUR | Lockout Relay: 125 VDC Electric Trip, Manual Reset, 10 Deck | EA | EA |  | FALSE |  | P | PPD | DAYTON
135416 | 6 | 1 | States | Dayton | Holly Davis | TRUE | 2026-08-12T00:00:00 | 2027-02-22T00:00:00 | 2027-02-22T00:00:00 | 72 | 0 | 72 | 752.63 | 135473.4 | 55369-6417 | USA | N30 | 17 | ELECTROSWITCH | 02188 | 78PK05B-005 | Lockout Relay: Electric trip with manual reset, 24VDC coil, with white and amber lights | PUR | Lockout Relay: Electric trip with manual reset, 24VDC coil, with white and amber lights | EA | EA |  | FALSE |  | P | PPD | DAYTON
135416 | 1 | 4 | States | Dayton | Holly Davis | TRUE | 2026-08-12T00:00:00 | 2027-04-26T00:00:00 | 2027-04-26T00:00:00 | 36 | 0 | 36 | 493.89 | 124460.28 | 55369-6417 | USA | N30 | 17 | ELECTROSWITCH | 02188 | 24PK57D + 123B-2B23 | Breaker Control Switch: DPDT spring return to center with slip contacts, non-contact nameplate, with green and red lights | PUR | Breaker Control Switch: DPDT spring return to center with slip contacts, non-contact nameplate, with green and red lights | EA | EA |  | FALSE |  | P | PPD | DAYTON | 2027-04-26T00:00:00
135416 | 3 | 1 | States | Dayton | Holly Davis | TRUE | 2026-08-12T00:00:00 | 2027-02-15T00:00:00 | 2027-02-15T00:00:00 | 12 | 0 | 12 | 540.94 | 6491.28 | 55369-6417 | USA | N30 | 17 | ELECTROSWITCH | 02188 | 7802D | Lockout Relay: Electric trip with manual reset, 125VDC Coil, 2 deck | PUR | Lockout Relay: Electric trip with manual reset, 125VDC Coil, 2 deck | EA | EA |  | FALSE |  | P | PPD | DAYTON
135416 | 1 | 3 | States | Dayton | Holly Davis | TRUE | 2026-08-12T00:00:00 | 2027-03-22T00:00:00 | 2027-03-17T00:00:00 | 72 | 0 | 72 | 493.89 | 124460.28 | 55369-6417 | USA | N30 | 17 | ELECTROSWITCH | 02188 | 24PK57D + 123B-2B23 | Breaker Control Switch: DPDT spring return to center with slip contacts, non-contact nameplate, with green and red lights | PUR | Breaker Control Switch: DPDT spring return to center with slip contacts, non-contact nameplate, with green and red lights | EA | EA |  | FALSE |  | P | PPD | DAYTON
135416 | 1 | 1 | States | Dayton | Holly Davis | TRUE | 2026-08-12T00:00:00 | 2027-01-19T00:00:00 | 2026-01-19T00:00:00 | 72 | 0 | 72 | 493.89 | 124460.28 | 55369-6417 | USA | N30 | 17 | ELECTROSWITCH | 02188 | 24PK57D + 123B-2B23 | Breaker Control Switch: DPDT spring return to center with slip contacts, non-contact nameplate, with green and red lights | PUR | Breaker Control Switch: DPDT spring return to center with slip contacts, non-contact nameplate, with green and red lights | EA | EA |  | FALSE |  | P | PPD | DAYTON
135416 | 6 | 2 | States | Dayton | Holly Davis | TRUE | 2026-08-12T00:00:00 | 2027-03-22T00:00:00 | 2027-03-22T00:00:00 | 72 | 0 | 72 | 752.63 | 135473.4 | 55369-6417 | USA | N30 | 17 | ELECTROSWITCH | 02188 | 78PK05B-005 | Lockout Relay: Electric trip with manual reset, 24VDC coil, with white and amber lights | PUR | Lockout Relay: Electric trip with manual reset, 24VDC coil, with white and amber lights | EA | EA |  | FALSE |  | P | PPD | DAYTON
135416 | 2 | 1 | States | Dayton | Holly Davis | TRUE | 2026-08-12T00:00:00 | 2027-02-15T00:00:00 | 2026-02-17T00:00:00 | 12 | 0 | 12 | 379.76 | 4557.12 | 55369-6417 | USA | N30 | 17 | ELECTROSWITCH | 02188 | 505A706G02 | Enable / Disable relay | PUR | Enable / Disable relay | EA | EA |  | FALSE |  | P | PPD | Dayton
135416 | 1 | 2 | States | Dayton | Holly Davis | TRUE | 2026-08-12T00:00:00 | 2027-02-22T00:00:00 | 2027-02-22T00:00:00 | 72 | 0 | 72 | 493.89 | 124460.28 | 55369-6417 | USA | N30 | 17 | ELECTROSWITCH | 02188 | 24PK57D + 123B-2B23 | Breaker Control Switch: DPDT spring return to center with slip contacts, non-contact nameplate, with green and red lights | PUR | Breaker Control Switch: DPDT spring return to center with slip contacts, non-contact nameplate, with green and red lights | EA | EA |  | FALSE |  | P | PPD | DAYTON
134582 | 1 | 1 | States | Champlin | Holly Davis | TRUE | 2026-07-07T00:00:00 | 2026-10-02T00:00:00 | 2026-10-02T00:00:00 | 21 | 0 | 21 | 110 | 2310 | 55316-3157 | USA | N30 | 17 | ELECTROSWITCH | 02188 | 2438D | 2438D ELECTRO-SW SWITCHES | PUR | 2438D ELECTRO-SW SWITCHES | EA | EA |  | FALSE |  | P | PPD | 100
134369 | 2 | 2 | States | Dayton | Holly Davis | TRUE | 2026-06-25T00:00:00 | 2026-11-19T00:00:00 | 2026-11-19T00:00:00 | 3 | 0 | 3 | 760.13 | 6081.04 | 55369-6417 | USA | N30 | 17 | ELECTROSWITCH | 02188 | 7810D | Lockout Relay: 125 VDC Electric Trip, Manual Reset, 10 Deck | PUR | Lockout Relay: 125 VDC Electric Trip, Manual Reset, 10 Deck | EA | EA |  | TRUE |  | P | PPD | DAYTON
134369 | 2 | 1 | States | Dayton | Holly Davis | TRUE | 2026-06-25T00:00:00 | 2026-10-19T00:00:00 | 2026-10-19T00:00:00 | 5 | 0 | 5 | 760.13 | 6081.04 | 55369-6417 | USA | N30 | 17 | ELECTROSWITCH | 02188 | 7810D | Lockout Relay: 125 VDC Electric Trip, Manual Reset, 10 Deck | PUR | Lockout Relay: 125 VDC Electric Trip, Manual Reset, 10 Deck | EA | EA |  | TRUE |  | P | PPD | DAYTON
134369 | 1 | 1 | States | Dayton | Holly Davis | TRUE | 2026-06-25T00:00:00 | 2026-07-27T00:00:00 | 2026-08-18T00:00:00 | 5 | 5 | 0 | 286.9 | 25534.1 | 55369-6417 | USA | N30 | 17 | ELECTROSWITCH | 02188 | 24PB38D | Breaker control switch with integrated LED's, 37-140VDC | PUR | Breaker control switch with integrated LED's, 37-140VDC | EA | EA |  | TRUE |  | P | PPD | DAYTON
134369 | 1 | 2 | States | Dayton | Holly Davis | TRUE | 2026-06-25T00:00:00 | 2026-10-19T00:00:00 | 2026-10-19T00:00:00 | 84 | 0 | 84 | 286.9 | 25534.1 | 55369-6417 | USA | N30 | 17 | ELECTROSWITCH | 02188 | 24PB38D | Breaker control switch with integrated LED's, 37-140VDC | PUR | Breaker control switch with integrated LED's, 37-140VDC | EA | EA |  | TRUE |  | P | PPD | DAYTON
135764 | 1 | 1 | States | Dayton | Holly Davis | TRUE | 2026-08-27T00:00:00 | 2026-11-30T00:00:00 | 2026-11-30T00:00:00 | 13 | 0 | 13 | 540.94 | 7032.22 | 55369 | USA | N30 | 17 | ELECTROSWITCH | 02188 | 7802C | Lockout Relay: Electric trip with manual reset, 48VDC Coil, 2 deck | PUR | Lockout Relay: Electric trip with manual reset, 48VDC Coil, 2 deck | EA | EA |  | TRUE |  | P | PPD | DAYTON
133241 | 1 | 3 | States | Champlin | Holly Davis | TRUE | 2026-05-13T00:00:00 | 2026-12-22T00:00:00 | 2026-12-22T00:00:00 | 2 | 0 | 2 | 437.81 | 12258.68 | 55316-3157 | USA | N30 | 17 | ELECTROSWITCH | 02188 | 7803B | Series 24 Manual Reset Lockout Relay, 24VDC - Electroswitch | PUR | Series 24 Manual Reset Lockout Relay, 24VDC - Electroswitch | EA | EA |  | TRUE |  | P | PPD | 100
133241 | 1 | 2 | States | Champlin | Holly Davis | TRUE | 2026-05-13T00:00:00 | 2026-10-21T00:00:00 | 2026-10-21T00:00:00 | 18 | 0 | 18 | 437.81 | 12258.68 | 55316-3157 | USA | N30 | 17 | ELECTROSWITCH | 02188 | 7803B | Series 24 Manual Reset Lockout Relay, 24VDC - Electroswitch | PUR | Series 24 Manual Reset Lockout Relay, 24VDC - Electroswitch | EA | EA |  | TRUE |  | P | PPD | 100
133996 | 3 | 1 | States | Dayton | Holly Davis | TRUE | 2026-06-10T00:00:00 | 2026-11-20T00:00:00 | 2026-11-20T00:00:00 | 72 | 0 | 72 | 929.68 | 200810.88 | 55369-6417 | USA | N30 | 17 | ELECTROSWITCH | 02188 | 78PK05B-005 | Lockout Relay: Electric trip with manual reset, 24VDC coil, with white and amber lights | PUR | Lockout Relay: Electric trip with manual reset, 24VDC coil, with white and amber lights | EA | EA |  | TRUE |  | P | PPD | DAYTON
133996 | 3 | 2 | States | Dayton | Holly Davis | TRUE | 2026-06-10T00:00:00 | 2026-12-23T00:00:00 | 2026-12-23T00:00:00 | 144 | 0 | 144 | 929.68 | 200810.88 | 55369-6417 | USA | N30 | 17 | ELECTROSWITCH | 02188 | 78PK05B-005 | Lockout Relay: Electric trip with manual reset, 24VDC coil, with white and amber lights | PUR | Lockout Relay: Electric trip with manual reset, 24VDC coil, with white and amber lights | EA | EA |  | TRUE |  | P | PPD | DAYTON
134268 | 1 | 1 | States | Champlin | Holly Davis | TRUE | 2026-06-22T00:00:00 | 2026-10-22T00:00:00 | 2026-10-22T00:00:00 | 9 | 0 | 9 | 110 | 990 | 55316-3157 | USA | N30 | 17 | ELECTROSWITCH | 02188 | 2438D | 2438D ELECTRO-SW SWITCHES | PUR | 2438D ELECTRO-SW SWITCHES | EA | EA |  | TRUE |  | P | PPD | 100
135833 | 1 | 1 | States | Dayton | Holly Davis | TRUE | 2026-09-01T00:00:00 | 2026-10-02T00:00:00 | 2026-10-02T00:00:00 | 2 | 0 | 2 | 657.68 | 2630.72 | 55369 | USA | N30 | 17 | ELECTROSWITCH | 02188 | 7810C | ELECTRO SWITCH | PUR | ELECTRO SWITCH | EA | EA |  | TRUE |  | P | PPD | Dayton
135833 | 1 | 2 | States | Dayton | Holly Davis | TRUE | 2026-09-01T00:00:00 | 2026-10-16T00:00:00 | 2026-10-16T00:00:00 | 2 | 0 | 2 | 657.68 | 2630.72 | 55369 | USA | N30 | 17 | ELECTROSWITCH | 02188 | 7810C | ELECTRO SWITCH | PUR | ELECTRO SWITCH | EA | EA |  | TRUE |  | P | PPD | Dayton
132386 | 1 | 3 | States | Dayton | Holly Davis | TRUE | 2026-04-09T00:00:00 | 2026-11-23T00:00:00 | 2026-11-23T00:00:00 | 24 | 0 | 24 | 92 | 5520 | 55369-6417 | USA | N30 | 17 | ELECTROSWITCH | 02188 | 2438D | 2438D ELECTRO-SW SWITCHES | PUR | 2438D ELECTRO-SW SWITCHES | EA | EA |  | TRUE |  | P | PPD | Dayton
133577 | 1 | 3 | States | Champlin | Holly Davis | TRUE | 2026-05-22T00:00:00 | 2026-11-20T00:00:00 | 2026-11-17T00:00:00 | 16 | 0 | 16 | 437.81 | 42905.38 | 55316-3157 | USA | N30 | 17 | ELECTROSWITCH | 02188 | 7803B | Series 24 Manual Reset Lockout Relay, 24VDC - Electroswitch | PUR | Series 24 Manual Reset Lockout Relay, 24VDC - Electroswitch | EA | EA |  | TRUE |  | P | PPD | 100
134105 | 1 | 1 | States | Champlin | Taylor Barrett | TRUE | 2026-06-15T00:00:00 | 2026-12-29T00:00:00 | 2026-12-29T00:00:00 | 12 | 0 | 12 | 332.54 | 3990.48 | 55316-3157 | USA | N30 | 18 | GE Grid Solutions, LLC | 30374-3504 | 140-302 | Current transformers, 3000:5, C100 class | PUR | Current transformers, 3000:5, C100 class | EA | EA |  | TRUE |  | P | PPD | 100
135390 | 1 | 1 | States | Champlin | Taylor Barrett | TRUE | 2026-08-12T00:00:00 | 2026-11-23T00:00:00 | 2026-11-23T00:00:00 | 114 | 0 | 114 | 10.51 | 1198.14 | 55316-3157 | USA | N30 | 18 | GE Grid Solutions, LLC | 30374-3504 | IKU6SC | Shorting Terminal block: 6 pole 50A 600V shorting type | PUR | Shorting Terminal block: 6 pole 50A 600V shorting type | EA | EA |  | TRUE |  | P | PPD | 100
135585 | 1 | 1 | States | Dayton | Taylor Barrett | TRUE | 2026-08-19T00:00:00 | 2026-12-07T00:00:00 | 2026-12-07T00:00:00 | 1 | 0 | 1 | 14752.52 | 14752.52 | 55369-6417 | USA | N30 | 18 | GE Grid Solutions, LLC | 30374-3504 | 18L0012WH | SURGE CAPACITOR, 13800V L-L, 3-PHASE, .25MFD | PUR | SURGE CAPACITOR, 13800V L-L, 3-PHASE, .25MFD | EA | EA |  | TRUE |  | P | PPD | DAYTON
132366 | 1 | 1 | States | Dayton | Taylor Barrett | TRUE | 2026-04-09T00:00:00 | 2026-10-29T00:00:00 | 2026-10-15T00:00:00 | 1 | 0 | 1 | 867.33 | 867.33 | 55369-6417 | USA | N30 | 18 | GE Grid Solutions, LLC | 30374-3504 | 590-500 | Current Transformer: 50:5 current ratio, C15 relay class | PUR | Current Transformer: 50:5 current ratio, C15 relay class | EA | EA |  | TRUE |  | P | PPD | DAYTON
135696 | 1 | 1 | States | Dayton | Taylor Barrett | TRUE | 2026-08-24T00:00:00 | 2027-02-15T00:00:00 | 2027-02-15T00:00:00 | 84 | 0 | 84 | 9.33 | 914.34 | 55369 | USA | N30 | 18 | GE Grid Solutions, LLC | 30374-3504 | IKU6S | Shorting Terminal block: 6 pole 50A 600V shorting type | PUR | Shorting Terminal block: 6 pole 50A 600V shorting type | EA | EA |  | TRUE |  | P | PPD | DAYTON
135696 | 1 | 2 | States | Dayton | Taylor Barrett | TRUE | 2026-08-24T00:00:00 | 2027-07-21T00:00:00 | 2027-07-21T00:00:00 | 2 | 0 | 2 | 9.33 | 914.34 | 55369 | USA | N30 | 18 | GE Grid Solutions, LLC | 30374-3504 | IKU6S | Shorting Terminal block: 6 pole 50A 600V shorting type | PUR | Shorting Terminal block: 6 pole 50A 600V shorting type | EA | EA |  | TRUE |  | P | PPD | DAYTON
135696 | 1 | 3 | States | Dayton | Taylor Barrett | TRUE | 2026-08-24T00:00:00 | 2027-07-21T00:00:00 | 2027-07-21T00:00:00 | 12 | 0 | 12 | 9.33 | 914.34 | 55369 | USA | N30 | 18 | GE Grid Solutions, LLC | 30374-3504 | IKU6S | Shorting Terminal block: 6 pole 50A 600V shorting type | PUR | Shorting Terminal block: 6 pole 50A 600V shorting type | EA | EA |  | TRUE |  | P | PPD | DAYTON
134779 | 3 | 1 | States | Champlin | Taylor Barrett | TRUE | 2026-07-15T00:00:00 | 2027-01-20T00:00:00 | 2027-01-20T00:00:00 | 6 | 0 | 6 | 122.93 | 737.58 | 55316-3157 | USA | N30 | 18 | GE Grid Solutions, LLC | 30374-3504 | 560-302 | Current Transformer: 3000:5, 600V, 10KV BIL, 50-400HZ, Temperature Class H | PUR | Current Transformer: 3000:5, 600V, 10KV BIL, 50-400HZ, Temperature Class H | EA | EA |  | TRUE |  | P | PPD | 100
134779 | 2 | 1 | States | Champlin | Taylor Barrett | TRUE | 2026-07-15T00:00:00 | 2027-01-06T00:00:00 | 2027-01-06T00:00:00 | 12 | 0 | 12 | 122.93 | 1475.16 | 55316-3157 | USA | N30 | 18 | GE Grid Solutions, LLC | 30374-3504 | 560-252 | Metering CT 2500:5, C50 | PUR | Metering CT 2500:5, C50 | EA | EA |  | TRUE |  | P | PPD | 100
134779 | 4 | 1 | States | Champlin | Taylor Barrett | TRUE | 2026-07-15T00:00:00 | 2026-12-22T00:00:00 | 2026-12-22T00:00:00 | 4 | 0 | 4 | 6.73 | 26.92 | 55316-3157 | USA | N30 | 18 | GE Grid Solutions, LLC | 30374-3504 | IKU6 | 6-Pole Terminal Block - Non-Shorting No Cover, 600VAC 50Amp 18-10 AWG - GE Grid Solutions Model IKU | TBK | 6-Pole Terminal Block - Non-Shorting No Cover, 600VAC 50Amp 18-10 AWG - GE Grid Solutions Model IKU | EA | EA |  | TRUE |  | P | PPD | 100
135543 | 1 | 1 | States | Champlin | Taylor Barrett | TRUE | 2026-08-18T00:00:00 | 2027-03-30T00:00:00 | 2027-03-30T00:00:00 | 9 | 0 | 9 | 189.54 | 3222.18 | 55316-3157 | USA | N30 | 18 | GE Grid Solutions, LLC | 30374-3504 | 465-480 | VT, Indoor, Model: 465, Ratio: 480:120, Single Phase, 10 kV BIL, 60 Hz, Metering Class: 0.6 W | PUR | VT, Indoor, Model: 465, Ratio: 480:120, Single Phase, 10 kV BIL, 60 Hz, Metering Class: 0.6 W | EA | EA |  | TRUE |  | P | PPD | 100
135543 | 1 | 2 | States | Champlin | Taylor Barrett | TRUE | 2026-08-18T00:00:00 | 2027-04-26T00:00:00 | 2027-04-26T00:00:00 | 8 | 0 | 8 | 189.54 | 3222.18 | 55316-3157 | USA | N30 | 18 | GE Grid Solutions, LLC | 30374-3504 | 465-480 | VT, Indoor, Model: 465, Ratio: 480:120, Single Phase, 10 kV BIL, 60 Hz, Metering Class: 0.6 W | PUR | VT, Indoor, Model: 465, Ratio: 480:120, Single Phase, 10 kV BIL, 60 Hz, Metering Class: 0.6 W | EA | EA |  | TRUE |  | P | PPD | 100
135543 | 3 | 1 | States | Champlin | Taylor Barrett | TRUE | 2026-08-18T00:00:00 | 2026-12-09T00:00:00 | 2026-12-09T00:00:00 | 1 | 0 | 1 | 122.93 | 122.93 | 55316-3157 | USA | N30 | 18 | GE Grid Solutions, LLC | 30374-3504 | 560-252 | Metering CT 2500:5, C50 | PUR | Metering CT 2500:5, C50 | EA | EA |  | TRUE |  | P | PPD | 100
135543 | 2 | 1 | States | Champlin | Taylor Barrett | TRUE | 2026-08-18T00:00:00 | 2026-11-19T00:00:00 | 2026-11-19T00:00:00 | 25 | 0 | 25 | 10.51 | 262.75 | 55316-3157 | USA | N30 | 18 | GE Grid Solutions, LLC | 30374-3504 | IKU6SC | Shorting Terminal block: 6 pole 50A 600V shorting type | PUR | Shorting Terminal block: 6 pole 50A 600V shorting type | EA | EA |  | TRUE |  | P | PPD | 100
135324 | 1 | 1 | States | Champlin | Taylor Barrett | TRUE | 2026-08-10T00:00:00 | 2026-11-23T00:00:00 | 2026-11-23T00:00:00 | 1 | 0 | 1 | 122.93 | 122.93 | 55316-3157 | USA | N30 | 18 | GE Grid Solutions, LLC | 30374-3504 | 560-252 | Metering CT 2500:5, C50 | PUR | Metering CT 2500:5, C50 | EA | EA |  | TRUE |  | P | ALL | 100
130043 | 2 | 3 | States | Dayton | Taylor Barrett | TRUE | 2025-11-24T00:00:00 | 2027-02-08T00:00:00 | 2026-03-20T00:00:00 | 3 | 0 | 3 | 1328.9 | 3986.7 | 55369 | USA | N30 | 18 | GE Grid Solutions, LLC | 30374-3504 | 755X042012 | Current Transformer: 200:5A Bar Type, accuracy class 0.3 |  | Current Transformer: 200:5A Bar Type, accuracy class 0.3 | EA | EA |  | TRUE |  | P | PPD | DAYTON |  | 77043-1
135711 | 1 | 1 | States | Dayton | Taylor Barrett | TRUE | 2026-08-25T00:00:00 | 2026-10-26T00:00:00 | 2026-10-26T00:00:00 | 3 | 0 | 3 | 180.05 | 540.15 | 55369 | USA | N30 | 18 | GE Grid Solutions, LLC | 30374-3504 | 780-122 | 1200:5 ITI CT'S | PUR | 1200:5 ITI CT'S | EA | EA |  | TRUE |  | P | PPD | DAYTON
133861 | 1 | 1 | States | Champlin | Taylor Barrett | TRUE | 2026-06-04T00:00:00 | 2026-11-05T00:00:00 | 2026-11-05T00:00:00 | 500 | 0 | 500 | 189.54 | 94770 | 55316-3157 | USA | N30 | 18 | GE Grid Solutions, LLC | 30374-3504 | 465-480 | VT, Indoor, Model: 465, Ratio: 480:120, Single Phase, 10 kV BIL, 60 Hz, Metering Class: 0.6 W | PUR | VT, Indoor, Model: 465, Ratio: 480:120, Single Phase, 10 kV BIL, 60 Hz, Metering Class: 0.6 W | EA | EA |  | TRUE |  | P | PPD | 100
133800 | 1 | 1 | States | Champlin | Taylor Barrett | TRUE | 2026-06-02T00:00:00 | 2026-12-14T00:00:00 | 2026-12-14T00:00:00 | 6 | 0 | 6 | 122.93 | 737.58 | 55316-3157 | USA | N30 | 18 | GE Grid Solutions, LLC | 30374-3504 | 560-252 | Metering CT 2500:5, C50 | PUR | Metering CT 2500:5, C50 | EA | EA |  | TRUE |  | P | PPD | 100
134221 | 1 | 1 | States | Champlin | Taylor Barrett | TRUE | 2026-06-18T00:00:00 | 2026-11-02T00:00:00 | 2026-11-02T00:00:00 | 1 | 0 | 1 | 170.01 | 170.01 | 55316-3157 | USA | N30 | 18 | GE Grid Solutions, LLC | 30374-3504 | 120-162 | CT, Indoor, Model: 120, Ratio: 1600:5 A, Single Phase, 10 kV BIL, 60 Hz, Single Ratio, Relay Class: C50, Metering Class: 0.3 B1.8, Rating Factor: 1.33, Window Diameter: 5.75 | OSV | CT, Indoor, Model: 120, Ratio: 1600:5 A, Single Phase, 10 kV BIL, 60 Hz, Single Ratio, Relay Class: C50, Metering Class: 0.3 B1.8, Rating Factor: 1.33, Window Diameter: 5.75 | EA | EA |  | TRUE |  | P | PPD | 100
132603 | 1 | 1 | States | Champlin | Taylor Barrett | TRUE | 2026-04-20T00:00:00 | 2026-11-06T00:00:00 | 2026-11-06T00:00:00 | 6 | 0 | 6 | 273.28 | 1639.68 | 55316-3157 | USA | N30 | 18 | GE Grid Solutions, LLC | 30374-3504 | 135-302 | MODEL 135 SERIES CT, 4000:5A, 600V, C200, 10kV BIL, 50-400Hz, RELAYING / METERING, 5.75" DIAMETER WINDOW, 9.21"Wx9.21"Hx3.00"D, 18LBS, BRASS SCREWS, UR/CSA | PUR | MODEL 135 SERIES CT, 4000:5A, 600V, C200, 10kV BIL, 50-400Hz, RELAYING / METERING, 5.75" DIAMETER WINDOW, 9.21"Wx9.21"Hx3.00"D, 18LBS, BRASS SCREWS, UR/CSA | EA | EA |  | TRUE |  | P | PPD | 100
136085 | 1 | 1 | States | Champlin | Taylor Barrett | TRUE | 2026-09-14T00:00:00 | 2027-05-12T00:00:00 | 2027-05-12T00:00:00 | 3 | 0 | 3 | 223.88 | 671.64 | 55316 | USA | N30 | 18 | GE Grid Solutions, LLC | 30374-3504 | 120-302 | CURRENT TRANSFORMER, 3000:5A RATIO | PUR | CURRENT TRANSFORMER, 3000:5A RATIO | EA | EA |  | TRUE |  | P | PPD | 100
136129 | 1 | 1 | States | Champlin | Taylor Barrett | TRUE | 2026-09-15T00:00:00 | 2027-03-22T00:00:00 | 2027-03-22T00:00:00 | 3 | 0 | 3 | 415.67 | 1247.01 | 55316 | USA | N30 | 18 | GE Grid Solutions, LLC | 30374-3504 | 140-502 | CURRENT TRANSFORMER CT, MODEL 140 RATIO 5000:5A; 8.13in WINDOW SIZE; 11.10in X 11.47in | PUR | CURRENT TRANSFORMER CT, MODEL 140 RATIO 5000:5A; 8.13in WINDOW SIZE; 11.10in X 11.47in | EA | EA |  | TRUE |  | P | PPD | 100
135674 | 1 | 3 | States | Champlin | Taylor Barrett | TRUE | 2026-08-24T00:00:00 | 2026-11-16T00:00:00 | 2026-11-16T00:00:00 | 150 | 0 | 150 | 10.51 | 7451.59 | 55316 | USA | N30 | 18 | GE Grid Solutions, LLC | 30374-3504 | IKU6SC | Shorting Terminal block: 6 pole 50A 600V shorting type | PUR | Shorting Terminal block: 6 pole 50A 600V shorting type | EA | EA |  | TRUE |  | P | PPD | 100
135674 | 1 | 7 | States | Champlin | Taylor Barrett | TRUE | 2026-08-24T00:00:00 | 2027-01-26T00:00:00 | 2027-01-26T00:00:00 | 72 | 0 | 72 | 10.51 | 7451.59 | 55316 | USA | N30 | 18 | GE Grid Solutions, LLC | 30374-3504 | IKU6SC | Shorting Terminal block: 6 pole 50A 600V shorting type | PUR | Shorting Terminal block: 6 pole 50A 600V shorting type | EA | EA |  | TRUE |  | P | PPD | 100
135674 | 1 | 11 | States | Champlin | Taylor Barrett | TRUE | 2026-08-24T00:00:00 | 2027-03-29T00:00:00 | 2027-03-29T00:00:00 | 72 | 0 | 72 | 10.51 | 7451.59 | 55316 | USA | N30 | 18 | GE Grid Solutions, LLC | 30374-3504 | IKU6SC | Shorting Terminal block: 6 pole 50A 600V shorting type | PUR | Shorting Terminal block: 6 pole 50A 600V shorting type | EA | EA |  | TRUE |  | P | PPD | 100
135674 | 1 | 6 | States | Champlin | Taylor Barrett | TRUE | 2026-08-24T00:00:00 | 2026-12-21T00:00:00 | 2026-12-21T00:00:00 | 80 | 0 | 80 | 10.51 | 7451.59 | 55316 | USA | N30 | 18 | GE Grid Solutions, LLC | 30374-3504 | IKU6SC | Shorting Terminal block: 6 pole 50A 600V shorting type | PUR | Shorting Terminal block: 6 pole 50A 600V shorting type | EA | EA |  | TRUE |  | P | PPD | 100
135674 | 1 | 5 | States | Champlin | Taylor Barrett | TRUE | 2026-08-24T00:00:00 | 2026-12-14T00:00:00 | 2026-12-14T00:00:00 | 64 | 0 | 64 | 10.51 | 7451.59 | 55316 | USA | N30 | 18 | GE Grid Solutions, LLC | 30374-3504 | IKU6SC | Shorting Terminal block: 6 pole 50A 600V shorting type | PUR | Shorting Terminal block: 6 pole 50A 600V shorting type | EA | EA |  | TRUE |  | P | PPD | 100
135674 | 1 | 4 | States | Champlin | Taylor Barrett | TRUE | 2026-08-24T00:00:00 | 2026-11-30T00:00:00 | 2026-11-30T00:00:00 | 25 | 0 | 25 | 10.51 | 7451.59 | 55316 | USA | N30 | 18 | GE Grid Solutions, LLC | 30374-3504 | IKU6SC | Shorting Terminal block: 6 pole 50A 600V shorting type | PUR | Shorting Terminal block: 6 pole 50A 600V shorting type | EA | EA |  | TRUE |  | P | PPD | 100
135674 | 1 | 2 | States | Champlin | Taylor Barrett | TRUE | 2026-08-24T00:00:00 | 2026-11-05T00:00:00 | 2026-11-05T00:00:00 | 50 | 0 | 50 | 10.51 | 7451.59 | 55316 | USA | N30 | 18 | GE Grid Solutions, LLC | 30374-3504 | IKU6SC | Shorting Terminal block: 6 pole 50A 600V shorting type | PUR | Shorting Terminal block: 6 pole 50A 600V shorting type | EA | EA |  | TRUE |  | P | PPD | 100
135674 | 1 | 9 | States | Champlin | Taylor Barrett | TRUE | 2026-08-24T00:00:00 | 2027-02-22T00:00:00 | 2027-02-12T00:00:00 | 25 | 0 | 25 | 10.51 | 7451.59 | 55316 | USA | N30 | 18 | GE Grid Solutions, LLC | 30374-3504 | IKU6SC | Shorting Terminal block: 6 pole 50A 600V shorting type | PUR | Shorting Terminal block: 6 pole 50A 600V shorting type | EA | EA |  | TRUE |  | P | PPD | 100
135674 | 1 | 8 | States | Champlin | Taylor Barrett | TRUE | 2026-08-24T00:00:00 | 2027-02-03T00:00:00 | 2027-02-03T00:00:00 | 80 | 0 | 80 | 10.51 | 7451.59 | 55316 | USA | N30 | 18 | GE Grid Solutions, LLC | 30374-3504 | IKU6SC | Shorting Terminal block: 6 pole 50A 600V shorting type | PUR | Shorting Terminal block: 6 pole 50A 600V shorting type | EA | EA |  | TRUE |  | P | PPD | 100
135674 | 1 | 10 | States | Champlin | Taylor Barrett | TRUE | 2026-08-24T00:00:00 | 2027-03-17T00:00:00 | 2027-03-17T00:00:00 | 55 | 0 | 55 | 10.51 | 7451.59 | 55316 | USA | N30 | 18 | GE Grid Solutions, LLC | 30374-3504 | IKU6SC | Shorting Terminal block: 6 pole 50A 600V shorting type | PUR | Shorting Terminal block: 6 pole 50A 600V shorting type | EA | EA |  | TRUE |  | P | PPD | 100
135674 | 1 | 1 | States | Champlin | Taylor Barrett | TRUE | 2026-08-24T00:00:00 | 2026-10-22T00:00:00 | 2026-10-22T00:00:00 | 36 | 0 | 36 | 10.51 | 7451.59 | 55316 | USA | N30 | 18 | GE Grid Solutions, LLC | 30374-3504 | IKU6SC | Shorting Terminal block: 6 pole 50A 600V shorting type | PUR | Shorting Terminal block: 6 pole 50A 600V shorting type | EA | EA |  | TRUE |  | P | PPD | 100
132815 | 1 | 1 | States | Champlin | Taylor Barrett | TRUE | 2026-04-28T00:00:00 | 2026-10-21T00:00:00 | 2026-10-21T00:00:00 | 75 | 0 | 75 | 189.54 | 14215.5 | 55316-3157 | USA | N30 | 18 | GE Grid Solutions, LLC | 30374-3504 | 465-480 | VT, Indoor, Model: 465, Ratio: 480:120, Single Phase, 10 kV BIL, 60 Hz, Metering Class: 0.6 W | PUR | VT, Indoor, Model: 465, Ratio: 480:120, Single Phase, 10 kV BIL, 60 Hz, Metering Class: 0.6 W | EA | EA |  | TRUE |  | P | PPD | 100
134574 | 3 | 1 | States | Dayton | Taylor Barrett | TRUE | 2026-07-07T00:00:00 | 2026-10-19T00:00:00 | 2026-10-19T00:00:00 | 3 | 0 | 3 | 10.51 | 31.53 | 55369-6417 | USA | N30 | 18 | GE Grid Solutions, LLC | 30374-3504 | IKU6SC | Shorting Terminal block: 6 pole 50A 600V shorting type | PUR | Shorting Terminal block: 6 pole 50A 600V shorting type | EA | EA |  | TRUE |  | P | PPD | DAYTON
133925 | 1 | 6 | States | Dayton | Taylor Barrett | TRUE | 2026-06-08T00:00:00 | 2027-04-07T00:00:00 | 2027-04-07T00:00:00 | 5 | 0 | 5 | 12.19 | 4083.65 | 55369-6417 | USA | N30 | 18 | GE Grid Solutions, LLC | 30374-3504 | IKU12 | Terminal block, 12 point, 600VAC, 50A | PUR | Terminal block, 12 point, 600VAC, 50A | EA | EA |  | TRUE |  | P | PPD | DAYTON
133925 | 1 | 7 | States | Dayton | Taylor Barrett | TRUE | 2026-06-08T00:00:00 | 2027-04-26T00:00:00 | 2027-04-26T00:00:00 | 30 | 0 | 30 | 12.19 | 4083.65 | 55369-6417 | USA | N30 | 18 | GE Grid Solutions, LLC | 30374-3504 | IKU12 | Terminal block, 12 point, 600VAC, 50A | PUR | Terminal block, 12 point, 600VAC, 50A | EA | EA |  | TRUE |  | P | PPD | DAYTON
133925 | 1 | 5 | States | Dayton | Taylor Barrett | TRUE | 2026-06-08T00:00:00 | 2027-02-22T00:00:00 | 2027-02-22T00:00:00 | 170 | 0 | 170 | 12.19 | 4083.65 | 55369-6417 | USA | N30 | 18 | GE Grid Solutions, LLC | 30374-3504 | IKU12 | Terminal block, 12 point, 600VAC, 50A | PUR | Terminal block, 12 point, 600VAC, 50A | EA | EA |  | TRUE |  | P | PPD | DAYTON
133925 | 1 | 2 | States | Dayton | Taylor Barrett | TRUE | 2026-06-08T00:00:00 | 2026-12-14T00:00:00 | 2026-12-04T00:00:00 | 5 | 0 | 5 | 12.19 | 4083.65 | 55369-6417 | USA | N30 | 18 | GE Grid Solutions, LLC | 30374-3504 | IKU12 | Terminal block, 12 point, 600VAC, 50A | PUR | Terminal block, 12 point, 600VAC, 50A | EA | EA |  | TRUE |  | P | PPD | DAYTON
133925 | 1 | 3 | States | Dayton | Taylor Barrett | TRUE | 2026-06-08T00:00:00 | 2026-12-22T00:00:00 | 2026-12-22T00:00:00 | 80 | 0 | 80 | 12.19 | 4083.65 | 55369-6417 | USA | N30 | 18 | GE Grid Solutions, LLC | 30374-3504 | IKU12 | Terminal block, 12 point, 600VAC, 50A | PUR | Terminal block, 12 point, 600VAC, 50A | EA | EA |  | TRUE |  | P | PPD | DAYTON
133925 | 1 | 4 | States | Dayton | Taylor Barrett | TRUE | 2026-06-08T00:00:00 | 2027-02-03T00:00:00 | 2027-02-03T00:00:00 | 20 | 0 | 20 | 12.19 | 4083.65 | 55369-6417 | USA | N30 | 18 | GE Grid Solutions, LLC | 30374-3504 | IKU12 | Terminal block, 12 point, 600VAC, 50A | PUR | Terminal block, 12 point, 600VAC, 50A | EA | EA |  | TRUE |  | P | PPD | DAYTON
133925 | 1 | 1 | States | Dayton | Taylor Barrett | TRUE | 2026-06-08T00:00:00 | 2026-11-04T00:00:00 | 2026-11-04T00:00:00 | 25 | 0 | 25 | 12.19 | 4083.65 | 55369-6417 | USA | N30 | 18 | GE Grid Solutions, LLC | 30374-3504 | IKU12 | Terminal block, 12 point, 600VAC, 50A | PUR | Terminal block, 12 point, 600VAC, 50A | EA | EA |  | TRUE |  | P | PPD | DAYTON
133365 | 2 | 1 | States | Dayton | Taylor Barrett | TRUE | 2026-05-18T00:00:00 | 2026-10-28T00:00:00 | 2026-10-28T00:00:00 | 42 | 0 | 42 | 12.19 | 511.98 | 55369-6417 | USA | N30 | 18 | GE Grid Solutions, LLC | 30374-3504 | IKU12 | Terminal block, 12 point, 600VAC, 50A | PUR | Terminal block, 12 point, 600VAC, 50A | EA | EA |  | TRUE |  | P | PPD | DAYTON
133365 | 1 | 2 | States | Dayton | Taylor Barrett | TRUE | 2026-05-18T00:00:00 | 2026-12-28T00:00:00 | 2026-12-28T00:00:00 | 14 | 0 | 14 | 910.69 | 13660.35 | 55369-6417 | USA | N30 | 18 | GE Grid Solutions, LLC | 30374-3504 | 590-500 | Current Transformer: 50:5 current ratio, C15 relay class | PUR | Current Transformer: 50:5 current ratio, C15 relay class | EA | EA |  | TRUE |  | P | PPD | DAYTON
133365 | 3 | 1 | States | Dayton | Taylor Barrett | TRUE | 2026-05-18T00:00:00 | 2026-12-22T00:00:00 | 2026-12-22T00:00:00 | 12 | 0 | 12 | 6.73 | 80.76 | 55369-6417 | USA | N30 | 18 | GE Grid Solutions, LLC | 30374-3504 | IKU6 | 6-Pole Terminal Block - Non-Shorting No Cover, 600VAC 50Amp 18-10 AWG - GE Grid Solutions Model IKU | TBK | 6-Pole Terminal Block - Non-Shorting No Cover, 600VAC 50Amp 18-10 AWG - GE Grid Solutions Model IKU | EA | EA |  | TRUE |  | P | PPD | Dayton
133365 | 1 | 1 | States | Dayton | Taylor Barrett | TRUE | 2026-05-18T00:00:00 | 2026-12-10T00:00:00 | 2026-12-03T00:00:00 | 1 | 0 | 1 | 910.69 | 13660.35 | 55369-6417 | USA | N30 | 18 | GE Grid Solutions, LLC | 30374-3504 | 590-500 | Current Transformer: 50:5 current ratio, C15 relay class | PUR | Current Transformer: 50:5 current ratio, C15 relay class | EA | EA |  | TRUE |  | P | PPD | DAYTON
134905 | 2 | 1 | States | Champlin | Taylor Barrett | TRUE | 2026-07-20T00:00:00 | 2027-01-11T00:00:00 | 2027-01-11T00:00:00 | 9 | 0 | 9 | 142.2 | 1279.8 | 55316-3157 | USA | N30 | 18 | GE Grid Solutions, LLC | 30374-3504 | 125-302 | MODEL 125 SERIES CT, 3000:5A, METER, 600V, 10kV BIL, 50-400Hz, ANSI METERING @60Hz, 1.33 TRF @30C, 7.45"x3.75" SQ WINDOW, 9.88"Wx6.13"Hx1.2"D, 4LBS, BRASS SCREWS, UR/CSA | PUR | MODEL 125 SERIES CT, 3000:5A, METER, 600V, 10kV BIL, 50-400Hz, ANSI METERING @60Hz, 1.33 TRF @30C, 7.45"x3.75" SQ WINDOW, 9.88"Wx6.13"Hx1.2"D, 4LBS, BRASS SCREWS, UR/CSA | EA | EA |  | TRUE |  | P | PPD | 100
134905 | 3 | 1 | States | Champlin | Taylor Barrett | TRUE | 2026-07-20T00:00:00 | 2027-03-08T00:00:00 | 2027-03-08T00:00:00 | 14 | 0 | 14 | 158.41 | 2217.74 | 55316-3157 | USA | N30 | 18 | GE Grid Solutions, LLC | 30374-3504 | 468-277 | 277:120V POTENTIAL TRANSFORMER, 75VA @ 30 DEGREE C, 600V, 10kV BIL FULL WAVE | PUR | 277:120V POTENTIAL TRANSFORMER, 75VA @ 30 DEGREE C, 600V, 10kV BIL FULL WAVE | EA | EA |  | TRUE |  | P | PPD | 100
134905 | 1 | 1 | States | Champlin | Taylor Barrett | TRUE | 2026-07-20T00:00:00 | 2027-01-20T00:00:00 | 2027-01-20T00:00:00 | 4 | 0 | 4 | 123.53 | 494.12 | 55316-3157 | USA | N30 | 18 | GE Grid Solutions, LLC | 30374-3504 | 125-122 | MODEL 125 SERIES CT, 1200:5A, METER, 600V, 10kV BIL, 50-400Hz, ANSI METERING @60Hz, 1.33 TRF @30C, 7.45"x3.75" SQ WINDOW, 9.88"Wx6.13"Hx1.2"D, 4LBS, BRASS SCREWS, UR/CSA | PUR | MODEL 125 SERIES CT, 1200:5A, METER, 600V, 10kV BIL, 50-400Hz, ANSI METERING @60Hz, 1.33 TRF @30C, 7.45"x3.75" SQ WINDOW, 9.88"Wx6.13"Hx1.2"D, 4LBS, BRASS SCREWS, UR/CSA | EA | EA |  | TRUE |  | P | PPD | 100
134409 | 2 | 3 | States | Champlin | Taylor Barrett | TRUE | 2026-06-29T00:00:00 | 2026-10-12T00:00:00 | 2026-10-12T00:00:00 | 20 | 0 | 20 | 9.33 | 4879.59 | 55316-3157 | USA | N30 | 18 | GE Grid Solutions, LLC | 30374-3504 | IKU6S | Shorting Terminal block: 6 pole 50A 600V shorting type | PUR | Shorting Terminal block: 6 pole 50A 600V shorting type | EA | EA |  | TRUE |  | P | PPD | 100
134409 | 1 | 1 | States | Champlin | Taylor Barrett | TRUE | 2026-06-29T00:00:00 | 2026-11-02T00:00:00 | 2026-11-02T00:00:00 | 10 | 0 | 10 | 5.86 | 58.6 | 55316-3157 | USA | N30 | 18 | GE Grid Solutions, LLC | 30374-3504 | IKU4S | Shorting Terminal block: 4 pole 50A 600V shorting type | PUR | Shorting Terminal block: 4 pole 50A 600V shorting type | EA | EA |  | TRUE |  | P | PPD | 100
134409 | 2 | 6 | States | Champlin | Taylor Barrett | TRUE | 2026-06-29T00:00:00 | 2027-01-15T00:00:00 | 2027-01-15T00:00:00 | 80 | 0 | 80 | 9.33 | 4879.59 | 55316-3157 | USA | N30 | 18 | GE Grid Solutions, LLC | 30374-3504 | IKU6S | Shorting Terminal block: 6 pole 50A 600V shorting type | PUR | Shorting Terminal block: 6 pole 50A 600V shorting type | EA | EA |  | TRUE |  | P | PPD | 100
134409 | 2 | 5 | States | Champlin | Taylor Barrett | TRUE | 2026-06-29T00:00:00 | 2026-11-23T00:00:00 | 2026-11-23T00:00:00 | 30 | 0 | 30 | 9.33 | 4879.59 | 55316-3157 | USA | N30 | 18 | GE Grid Solutions, LLC | 30374-3504 | IKU6S | Shorting Terminal block: 6 pole 50A 600V shorting type | PUR | Shorting Terminal block: 6 pole 50A 600V shorting type | EA | EA |  | TRUE |  | P | PPD | 100
134409 | 2 | 4 | States | Champlin | Taylor Barrett | TRUE | 2026-06-29T00:00:00 | 2026-10-26T00:00:00 | 2026-10-26T00:00:00 | 53 | 0 | 53 | 9.33 | 4879.59 | 55316-3157 | USA | N30 | 18 | GE Grid Solutions, LLC | 30374-3504 | IKU6S | Shorting Terminal block: 6 pole 50A 600V shorting type | PUR | Shorting Terminal block: 6 pole 50A 600V shorting type | EA | EA |  | TRUE |  | P | PPD | 100
134409 | 2 | 2 | States | Champlin | Taylor Barrett | TRUE | 2026-06-29T00:00:00 | 2026-09-24T00:00:00 | 2026-09-24T00:00:00 | 200 | 0 | 200 | 9.33 | 4879.59 | 55316-3157 | USA | N30 | 18 | GE Grid Solutions, LLC | 30374-3504 | IKU6S | Shorting Terminal block: 6 pole 50A 600V shorting type | PUR | Shorting Terminal block: 6 pole 50A 600V shorting type | EA | EA |  | TRUE |  | P | PPD | 100
133790 | 1 | 1 | States | Champlin | Taylor Barrett | TRUE | 2026-06-02T00:00:00 | 2026-09-28T00:00:00 | 2026-09-28T00:00:00 | 15 | 0 | 15 | 159.2 | 2388 | 55316-3157 | USA | N30 | 18 | GE Grid Solutions, LLC | 30374-3504 | 562-302 | Single Ratio Current Transformer: 3000:5 ratio, window 4.00 X 5.38”, 600V, 10kV BIL | SRPP | Single Ratio Current Transformer: 3000:5 ratio, window 4.00 X 5.38”, 600V, 10kV BIL | EA | EA |  | TRUE |  | P | PPD | 100
133926 | 2 | 1 | States | Dayton | Taylor Barrett | TRUE | 2026-06-08T00:00:00 | 2026-10-19T00:00:00 | 2026-10-19T00:00:00 | 4 | 0 | 4 | 2885.8 | 11543.2 | 55369-6417 | USA | N30 | 18 | GE Grid Solutions, LLC | 30374-3504 | 765X123011 | Voltage Transformer VT, Model: JVM-5AC, 2 Kva | PUR | Voltage Transformer VT, Model: JVM-5AC, 2 Kva | EA | EA |  | TRUE |  | P | PPD | DAYTON
133926 | 1 | 1 | States | Dayton | Taylor Barrett | TRUE | 2026-06-08T00:00:00 | 2027-04-26T00:00:00 | 2027-04-26T00:00:00 | 1 | 0 | 1 | 910.69 | 910.69 | 55369-6417 | USA | N30 | 18 | GE Grid Solutions, LLC | 30374-3504 | 590-500 | Current Transformer: 50:5 current ratio, C15 relay class | PUR | Current Transformer: 50:5 current ratio, C15 relay class | EA | EA |  | TRUE |  | P | PPD | DAYTON
133926 | 3 | 1 | States | Dayton | Taylor Barrett | TRUE | 2026-06-08T00:00:00 | 2027-04-26T00:00:00 | 2027-04-26T00:00:00 | 10 | 0 | 10 | 6.73 | 67.3 | 55369-6417 | USA | N30 | 18 | GE Grid Solutions, LLC | 30374-3504 | IKU6 | 6-Pole Terminal Block - Non-Shorting No Cover, 600VAC 50Amp 18-10 AWG - GE Grid Solutions Model IKU | TBK | 6-Pole Terminal Block - Non-Shorting No Cover, 600VAC 50Amp 18-10 AWG - GE Grid Solutions Model IKU | EA | EA |  | TRUE |  | P | PPD | Dayton
134956 | 2 | 1 | States | Champlin | Taylor Barrett | TRUE | 2026-07-22T00:00:00 | 2026-10-14T00:00:00 | 2026-10-14T00:00:00 | 3 | 0 | 3 | 122.93 | 368.79 | 55316-3157 | USA | N30 | 18 | GE Grid Solutions, LLC | 30374-3504 | 560-202 | Current Transformer: 2000:5, 600V, 10KV BIL, 50-400HZ, Temperature Class H | PUR | Current Transformer: 2000:5, 600V, 10KV BIL, 50-400HZ, Temperature Class H | EA | EA |  | TRUE |  | P | PPD | 100
134743 | 1 | 1 | States | Champlin | Taylor Barrett | TRUE | 2026-07-14T00:00:00 | 2026-10-13T00:00:00 | 2026-10-13T00:00:00 | 3 | 0 | 3 | 101.8 | 305.4 | 55316-3157 | USA | N30 | 18 | GE Grid Solutions, LLC | 30374-3504 | 560-122 | Metering CT 1200:5, C50 | PUR | Metering CT 1200:5, C50 | EA | EA |  | TRUE |  | P | PPD | 100
133815 | 1 | 1 | States | Champlin | Taylor Barrett | TRUE | 2026-06-03T00:00:00 | 2026-09-24T00:00:00 | 2026-09-24T00:00:00 | 12 | 0 | 12 | 122.93 | 1475.16 | 55316-3157 | USA | N30 | 18 | GE Grid Solutions, LLC | 30374-3504 | 560-252 | Metering CT 2500:5, C50 | PUR | Metering CT 2500:5, C50 | EA | EA |  | TRUE |  | P | PPD | 100
135948 | 2 | 1 | States | Champlin | Taylor Barrett | TRUE | 2026-09-08T00:00:00 | 2027-05-25T00:00:00 | 2027-05-25T00:00:00 | 235 | 0 | 235 | 10.51 | 2469.85 | 55316 | USA | N30 | 18 | GE Grid Solutions, LLC | 30374-3504 | IKU6SC | Shorting Terminal block: 6 pole 50A 600V shorting type | PUR | Shorting Terminal block: 6 pole 50A 600V shorting type | EA | EA |  | TRUE |  | P | PPD | 100
135948 | 1 | 1 | States | Champlin | Taylor Barrett | TRUE | 2026-09-08T00:00:00 | 2027-06-24T00:00:00 | 2027-06-24T00:00:00 | 8 | 0 | 8 | 189.54 | 1516.32 | 55316 | USA | N30 | 18 | GE Grid Solutions, LLC | 30374-3504 | 465-480 | VT, Indoor, Model: 465, Ratio: 480:120, Single Phase, 10 kV BIL, 60 Hz, Metering Class: 0.6 W | PUR | VT, Indoor, Model: 465, Ratio: 480:120, Single Phase, 10 kV BIL, 60 Hz, Metering Class: 0.6 W | EA | EA |  | TRUE |  | P | PPD | 100
133801 | 1 | 1 | States | Champlin | Taylor Barrett | TRUE | 2026-06-02T00:00:00 | 2026-12-14T00:00:00 | 2026-12-14T00:00:00 | 6 | 0 | 6 | 122.93 | 737.58 | 55316-3157 | USA | N30 | 18 | GE Grid Solutions, LLC | 30374-3504 | 560-252 | Metering CT 2500:5, C50 | PUR | Metering CT 2500:5, C50 | EA | EA |  | TRUE |  | P | PPD | 100
136193 | 3 | 2 | States | Champlin | Taylor Barrett | TRUE | 2026-09-17T00:00:00 | 2027-08-25T00:00:00 | 2027-08-25T00:00:00 | 80 | 0 | 80 | 10.51 | 2438.32 | 55316 | USA | N30 | 18 | GE Grid Solutions, LLC | 30374-3504 | IKU6SC | Shorting Terminal block: 6 pole 50A 600V shorting type | PUR | Shorting Terminal block: 6 pole 50A 600V shorting type | EA | EA |  | FALSE |  | P | PPD | 100 | 2027-08-25T00:00:00
136193 | 3 | 1 | States | Champlin | Taylor Barrett | TRUE | 2026-09-17T00:00:00 | 2027-07-26T00:00:00 | 2027-07-26T00:00:00 | 152 | 0 | 152 | 10.51 | 2438.32 | 55316 | USA | N30 | 18 | GE Grid Solutions, LLC | 30374-3504 | IKU6SC | Shorting Terminal block: 6 pole 50A 600V shorting type | PUR | Shorting Terminal block: 6 pole 50A 600V shorting type | EA | EA |  | FALSE |  | P | PPD | 100 | 2027-07-26T00:00:00
136193 | 1 | 1 | States | Champlin | Taylor Barrett | TRUE | 2026-09-17T00:00:00 | 2027-06-21T00:00:00 | 2027-06-21T00:00:00 | 4 | 0 | 4 | 189.54 | 2274.48 | 55316 | USA | N30 | 18 | GE Grid Solutions, LLC | 30374-3504 | 465-480 | VT, Indoor, Model: 465, Ratio: 480:120, Single Phase, 10 kV BIL, 60 Hz, Metering Class: 0.6 W | PUR | VT, Indoor, Model: 465, Ratio: 480:120, Single Phase, 10 kV BIL, 60 Hz, Metering Class: 0.6 W | EA | EA |  | FALSE |  | P | PPD | 100 | 2027-06-24T00:00:00
136193 | 1 | 2 | States | Champlin | Taylor Barrett | TRUE | 2026-09-17T00:00:00 | 2027-07-26T00:00:00 | 2027-07-26T00:00:00 | 8 | 0 | 8 | 189.54 | 2274.48 | 55316 | USA | N30 | 18 | GE Grid Solutions, LLC | 30374-3504 | 465-480 | VT, Indoor, Model: 465, Ratio: 480:120, Single Phase, 10 kV BIL, 60 Hz, Metering Class: 0.6 W | PUR | VT, Indoor, Model: 465, Ratio: 480:120, Single Phase, 10 kV BIL, 60 Hz, Metering Class: 0.6 W | EA | EA |  | FALSE |  | P | PPD | 100 | 2027-07-26T00:00:00
136193 | 2 | 1 | States | Champlin | Taylor Barrett | TRUE | 2026-09-17T00:00:00 | 2027-07-26T00:00:00 | 2027-07-26T00:00:00 | 20 | 0 | 20 | 9.33 | 186.6 | 55316 | USA | N30 | 18 | GE Grid Solutions, LLC | 30374-3504 | IKU6S | Shorting Terminal block: 6 pole 50A 600V shorting type | PUR | Shorting Terminal block: 6 pole 50A 600V shorting type | EA | EA |  | FALSE |  | P | PPD | 100 | 2027-07-26T00:00:00
134421 | 1 | 1 | States | Dayton | Taylor Barrett | TRUE | 2026-06-29T00:00:00 | 2026-10-19T00:00:00 | 2026-10-19T00:00:00 | 16 | 0 | 16 | 10.51 | 168.16 | 55369-6417 | USA | N30 | 18 | GE Grid Solutions, LLC | 30374-3504 | IKU6SC | Shorting Terminal block: 6 pole 50A 600V shorting type | PUR | Shorting Terminal block: 6 pole 50A 600V shorting type | EA | EA |  | TRUE |  | P | PPD | DAYTON
134421 | 2 | 1 | States | Dayton | Taylor Barrett | TRUE | 2026-06-29T00:00:00 | 2026-11-09T00:00:00 | 2026-11-09T00:00:00 | 3 | 0 | 3 | 1003.15 | 3009.45 | 55369-6417 | USA | N30 | 18 | GE Grid Solutions, LLC | 30374-3504 | PTG5-1-110-722F | Voltage Transformer: 7200:120, 1150 VA, One Bushing, w/ 1.0E Primary Fuse | PUR | Voltage Transformer: 7200:120, 1150 VA, One Bushing, w/ 1.0E Primary Fuse | EA | EA |  | TRUE |  | P | PPD | DAYTON
134421 | 3 | 1 | States | Dayton | Taylor Barrett | TRUE | 2026-06-29T00:00:00 | 2026-10-23T00:00:00 | 2026-10-23T00:00:00 | 356 | 0 | 356 | 12.19 | 4339.64 | 55369-6417 | USA | N30 | 18 | GE Grid Solutions, LLC | 30374-3504 | IKU12 | Terminal block, 12 point, 600VAC, 50A | SUP | Terminal block, 12 point, 600VAC, 50A | EA | EA |  | TRUE |  | P | PPD | DAYTON
133303 | 1 | 1 | States | Champlin | Taylor Barrett | TRUE | 2026-05-15T00:00:00 | 2026-10-26T00:00:00 | 2026-10-26T00:00:00 | 86 | 0 | 86 | 189.54 | 31463.64 | 55316-3157 | USA | N30 | 18 | GE Grid Solutions, LLC | 30374-3504 | 465-480 | VT, Indoor, Model: 465, Ratio: 480:120, Single Phase, 10 kV BIL, 60 Hz, Metering Class: 0.6 W | PUR | VT, Indoor, Model: 465, Ratio: 480:120, Single Phase, 10 kV BIL, 60 Hz, Metering Class: 0.6 W | EA | EA |  | TRUE |  | P | PPD | 100
133303 | 1 | 2 | States | Champlin | Taylor Barrett | TRUE | 2026-05-15T00:00:00 | 2026-11-02T00:00:00 | 2026-11-02T00:00:00 | 80 | 0 | 80 | 189.54 | 31463.64 | 55316-3157 | USA | N30 | 18 | GE Grid Solutions, LLC | 30374-3504 | 465-480 | VT, Indoor, Model: 465, Ratio: 480:120, Single Phase, 10 kV BIL, 60 Hz, Metering Class: 0.6 W | PUR | VT, Indoor, Model: 465, Ratio: 480:120, Single Phase, 10 kV BIL, 60 Hz, Metering Class: 0.6 W | EA | EA |  | TRUE |  | P | PPD | 100
133303 | 2 | 1 | States | Champlin | Taylor Barrett | TRUE | 2026-05-15T00:00:00 | 2026-09-24T00:00:00 | 2026-09-24T00:00:00 | 6 | 0 | 6 | 159.2 | 955.2 | 55316-3157 | USA | N30 | 18 | GE Grid Solutions, LLC | 30374-3504 | 562-302 | Single Ratio Current Transformer: 3000:5 ratio, window 4.00 X 5.38”, 600V, 10kV BIL | SRPP | Single Ratio Current Transformer: 3000:5 ratio, window 4.00 X 5.38”, 600V, 10kV BIL | EA | EA |  | TRUE |  | P | PPD | 100
134754 | 3 | 1 | States | Dayton | Taylor Barrett | TRUE | 2026-07-14T00:00:00 | 2027-06-18T00:00:00 | 2027-06-18T00:00:00 | 5 | 0 | 5 | 910.69 | 6374.83 | 55369-6417 | USA | N30 | 18 | GE Grid Solutions, LLC | 30374-3504 | 590-500 | Current Transformer: 50:5 current ratio, C15 relay class | PUR | Current Transformer: 50:5 current ratio, C15 relay class | EA | EA |  | TRUE |  | P | PPD | DAYTON
134754 | 4 | 1 | States | Dayton | Taylor Barrett | TRUE | 2026-07-14T00:00:00 | 2026-10-28T00:00:00 | 2026-10-28T00:00:00 | 606 | 0 | 606 | 12.19 | 7387.14 | 55369-6417 | USA | N30 | 18 | GE Grid Solutions, LLC | 30374-3504 | IKU12 | Terminal block, 12 point, 600VAC, 50A | PUR | Terminal block, 12 point, 600VAC, 50A | EA | EA |  | TRUE |  | P | PPD | DAYTON
134754 | 2 | 1 | States | Dayton | Taylor Barrett | TRUE | 2026-07-14T00:00:00 | 2026-10-26T00:00:00 | 2026-10-26T00:00:00 | 3 | 0 | 3 | 269.65 | 808.95 | 55369-6417 | USA | N30 | 18 | GE Grid Solutions, LLC | 30374-3504 | 20XSUM-2 | Summing Current Transformer: 5+5:5 ratio | SRPP | Summing Current Transformer: 5+5:5 ratio | EA | EA |  | TRUE |  | P | PPD | Dayton
134754 | 3 | 2 | States | Dayton | Taylor Barrett | TRUE | 2026-07-14T00:00:00 | 2027-07-21T00:00:00 | 2027-07-21T00:00:00 | 2 | 0 | 2 | 910.69 | 6374.83 | 55369-6417 | USA | N30 | 18 | GE Grid Solutions, LLC | 30374-3504 | 590-500 | Current Transformer: 50:5 current ratio, C15 relay class | PUR | Current Transformer: 50:5 current ratio, C15 relay class | EA | EA |  | TRUE |  | P | PPD | DAYTON
133568 | 2 | 3 | States | Champlin | Taylor Barrett | TRUE | 2026-05-22T00:00:00 | 2026-12-01T00:00:00 | 2026-12-01T00:00:00 | 60 | 0 | 60 | 189.54 | 107279.64 | 55316-3157 | USA | N30 | 18 | GE Grid Solutions, LLC | 30374-3504 | 465-480 | VT, Indoor, Model: 465, Ratio: 480:120, Single Phase, 10 kV BIL, 60 Hz, Metering Class: 0.6 W | PUR | VT, Indoor, Model: 465, Ratio: 480:120, Single Phase, 10 kV BIL, 60 Hz, Metering Class: 0.6 W | EA | EA |  | TRUE |  | P | PPD | 100
133568 | 2 | 2 | States | Champlin | Taylor Barrett | TRUE | 2026-05-22T00:00:00 | 2026-09-30T00:00:00 | 2026-09-30T00:00:00 | 241 | 0 | 241 | 189.54 | 107279.64 | 55316-3157 | USA | N30 | 18 | GE Grid Solutions, LLC | 30374-3504 | 465-480 | VT, Indoor, Model: 465, Ratio: 480:120, Single Phase, 10 kV BIL, 60 Hz, Metering Class: 0.6 W | PUR | VT, Indoor, Model: 465, Ratio: 480:120, Single Phase, 10 kV BIL, 60 Hz, Metering Class: 0.6 W | EA | EA |  | TRUE |  | P | PPD | 100
133568 | 2 | 1 | States | Champlin | Taylor Barrett | TRUE | 2026-05-22T00:00:00 | 2026-10-30T00:00:00 | 2026-10-30T00:00:00 | 265 | 0 | 265 | 189.54 | 107279.64 | 55316-3157 | USA | N30 | 18 | GE Grid Solutions, LLC | 30374-3504 | 465-480 | VT, Indoor, Model: 465, Ratio: 480:120, Single Phase, 10 kV BIL, 60 Hz, Metering Class: 0.6 W | PUR | VT, Indoor, Model: 465, Ratio: 480:120, Single Phase, 10 kV BIL, 60 Hz, Metering Class: 0.6 W | EA | EA |  | TRUE |  | P | PPD | 100
133568 | 7 | 1 | States | Champlin | Taylor Barrett | TRUE | 2026-05-22T00:00:00 | 2026-11-20T00:00:00 | 2026-11-20T00:00:00 | 10 | 0 | 10 | 5.86 | 58.6 | 55316-3157 | USA | N30 | 18 | GE Grid Solutions, LLC | 30374-3504 | IKU4S | Shorting Terminal block: 4 pole 50A 600V shorting type | PUR | Shorting Terminal block: 4 pole 50A 600V shorting type | EA | EA |  | TRUE |  | P | PPD | 100
133568 | 4 | 2 | States | Champlin | Taylor Barrett | TRUE | 2026-05-22T00:00:00 | 2026-11-23T00:00:00 | 2026-11-23T00:00:00 | 48 | 0 | 48 | 122.93 | 6515.29 | 55316-3157 | USA | N30 | 18 | GE Grid Solutions, LLC | 30374-3504 | 560-302 | Current Transformer: 3000:5, 600V, 10KV BIL, 50-400HZ, Temperature Class H | PUR | Current Transformer: 3000:5, 600V, 10KV BIL, 50-400HZ, Temperature Class H | EA | EA |  | TRUE |  | P | PPD | 100
133799 | 1 | 1 | States | Champlin | Taylor Barrett | TRUE | 2026-06-02T00:00:00 | 2026-12-14T00:00:00 | 2026-12-14T00:00:00 | 12 | 0 | 12 | 122.93 | 1475.16 | 55316-3157 | USA | N30 | 18 | GE Grid Solutions, LLC | 30374-3504 | 560-252 | Metering CT 2500:5, C50 | PUR | Metering CT 2500:5, C50 | EA | EA |  | TRUE |  | P | PPD | 100
135284 | 1 | 1 | States | Dayton | Taylor Barrett | TRUE | 2026-08-06T00:00:00 | 2026-09-30T00:00:00 | 2026-09-30T00:00:00 | 200 | 0 | 200 | 9.33 | 5598 | 55369-6417 | USA | N30 | 18 | GE Grid Solutions, LLC | 30374-3504 | IKU6S | Shorting Terminal block: 6 pole 50A 600V shorting type | PUR | Shorting Terminal block: 6 pole 50A 600V shorting type | EA | EA |  | TRUE |  | P | PPD | DAYTON
135284 | 1 | 2 | States | Dayton | Taylor Barrett | TRUE | 2026-08-06T00:00:00 | 2026-10-16T00:00:00 | 2026-10-16T00:00:00 | 200 | 0 | 200 | 9.33 | 5598 | 55369-6417 | USA | N30 | 18 | GE Grid Solutions, LLC | 30374-3504 | IKU6S | Shorting Terminal block: 6 pole 50A 600V shorting type | PUR | Shorting Terminal block: 6 pole 50A 600V shorting type | EA | EA |  | TRUE |  | P | PPD | DAYTON
135284 | 1 | 3 | States | Dayton | Taylor Barrett | TRUE | 2026-08-06T00:00:00 | 2026-12-04T00:00:00 | 2026-12-04T00:00:00 | 200 | 0 | 200 | 9.33 | 5598 | 55369-6417 | USA | N30 | 18 | GE Grid Solutions, LLC | 30374-3504 | IKU6S | Shorting Terminal block: 6 pole 50A 600V shorting type | PUR | Shorting Terminal block: 6 pole 50A 600V shorting type | EA | EA |  | TRUE |  | P | PPD | DAYTON
135403 | 1 | 1 | States | Dayton | Taylor Barrett | TRUE | 2026-08-12T00:00:00 | 2027-02-05T00:00:00 | 2027-02-05T00:00:00 | 40 | 0 | 40 | 9.33 | 373.2 | 55369-6417 | USA | N30 | 18 | GE Grid Solutions, LLC | 30374-3504 | IKU6S | Shorting Terminal block: 6 pole 50A 600V shorting type | PUR | Shorting Terminal block: 6 pole 50A 600V shorting type | EA | EA |  | TRUE |  | P | PPD | DAYTON
134841 | 1 | 1 | States | Dayton | Robert Boulka | TRUE | 2026-07-17T00:00:00 | 2026-10-30T00:00:00 | 2026-10-30T00:00:00 | 100 | 0 | 100 | 37.29 | 3729 | 55369-6417 | USA | N30 | 19 | GRAINGER INC | 60038-0001 | 2E815 | Thermostat: Heat, Control Range: -10 - 100 (F) | PUR | Thermostat: Heat, Control Range: -10 - 100 (F) | EA | EA |  | TRUE |  | P | DEL | DAYTON
134559 | 1 | 1 | States | Champlin | Robert Boulka | TRUE | 2026-07-06T00:00:00 | 2026-10-20T00:00:00 | 2026-10-20T00:00:00 | 1 | 0 | 1 | 1817.85 | 1817.85 | 55316-3157 | USA | N30 | 19 | GRAINGER INC | 60038-0001 | B-1000 | Breaker Lifting Device | PUR | 9CET5 Breaker Lifting Device | EA | EA |  | TRUE |  | P | DEL | 100
136230 | 1 | 1 | States | Champlin | Andrew Olson | TRUE | 2026-09-18T00:00:00 | 2026-09-22T00:00:00 | 2026-09-22T00:00:00 | 14 | 0 | 14 | 35.72 | 500.08 | 55316 | USA | N30 | 19 | GRAINGER INC | 60038-0001 | 5LCP7 | MERSEN Power Distribution Block: Finger-Safe, Lug, Lug, 14 AWG – 2/0 AWG For Line Side Wire SizesDB, 1P, 175AFERRAZ SHAWMUT | PUR | MERSEN Power Distribution Block: Finger-Safe, Lug, Lug, 14 AWG – 2/0 AWG For Line Side Wire SizesDB, 1P, 175AFERRAZ SHAWMUT | EA | EA |  | TRUE |  | P | DEL | 100 | 2026-09-21T00:00:00
136219 | 1 | 3 | States | Champlin | Robert Boulka | TRUE | 2026-09-18T00:00:00 | 2027-01-25T00:00:00 |  | 32 | 0 | 32 | 4.56 | 2070.24 | 55316 | USA | D06 | 23 | MCMASTER-CARR SUPPLY COMPANY | 60680-7690 | 16175A35 | Steel Hinge W/Out Holes, Non-Removable Pin, 4" x 2" Door Leaf, 0.120" Leaf Thickness | HIN | Steel Hinge W/Out Holes, Non-Removable Pin, 4" x 2" Door Leaf, 0.120" Leaf Thickness | EA | EA |  | FALSE |  | P | DEL | 100 | 2027-01-25T00:00:00
136219 | 1 | 2 | States | Champlin | Robert Boulka | TRUE | 2026-09-18T00:00:00 | 2026-09-25T00:00:00 |  | 102 | 0 | 102 | 4.56 | 2070.24 | 55316 | USA | D06 | 23 | MCMASTER-CARR SUPPLY COMPANY | 60680-7690 | 16175A35 | Steel Hinge W/Out Holes, Non-Removable Pin, 4" x 2" Door Leaf, 0.120" Leaf Thickness | HIN | Steel Hinge W/Out Holes, Non-Removable Pin, 4" x 2" Door Leaf, 0.120" Leaf Thickness | EA | EA |  | FALSE |  | P | DEL | 100 | 2026-09-25T00:00:00
136219 | 1 | 1 | States | Champlin | Robert Boulka | TRUE | 2026-09-18T00:00:00 | 2026-09-25T00:00:00 |  | 320 | 0 | 320 | 4.56 | 2070.24 | 55316 | USA | D06 | 23 | MCMASTER-CARR SUPPLY COMPANY | 60680-7690 | 16175A35 | Steel Hinge W/Out Holes, Non-Removable Pin, 4" x 2" Door Leaf, 0.120" Leaf Thickness | HIN | Steel Hinge W/Out Holes, Non-Removable Pin, 4" x 2" Door Leaf, 0.120" Leaf Thickness | EA | EA |  | FALSE |  | P | DEL | 100 | 2026-09-25T00:00:00
134848 | 2 | 2 | States | Dayton | Robert Boulka | TRUE | 2026-07-17T00:00:00 | 2026-08-31T00:00:00 | 2026-08-31T00:00:00 | 3 | 0 | 3 | 23.57 | 141.42 | 55369-6417 | USA | D06 | 23 | MCMASTER-CARR SUPPLY COMPANY | 60680-7690 | 1113A12 | Wraparound Bottom-Mount Weatherstripping with bulb seal, drip guard and 1" high flange | PUR | Wraparound Bottom-Mount Weatherstripping with bulb seal, drip guard and 1" high flange | EA | EA |  | TRUE |  | P | DEL | DAYTON
134848 | 2 | 3 | States | Dayton | Robert Boulka | TRUE | 2026-07-17T00:00:00 | 2026-08-31T00:00:00 | 2026-08-31T00:00:00 | 2 | 0 | 2 | 23.57 | 141.42 | 55369-6417 | USA | D06 | 23 | MCMASTER-CARR SUPPLY COMPANY | 60680-7690 | 1113A12 | Wraparound Bottom-Mount Weatherstripping with bulb seal, drip guard and 1" high flange | PUR | Wraparound Bottom-Mount Weatherstripping with bulb seal, drip guard and 1" high flange | EA | EA |  | TRUE |  | P | DEL | DAYTON
134991 | 1 | 1 | States | Dayton | Robert Boulka | TRUE | 2026-07-24T00:00:00 | 2026-11-16T00:00:00 | 2026-11-16T00:00:00 | 1000 | 0 | 1000 | 16.1 | 16100 | 55369-6417 | USA | D06 | 23 | MCMASTER-CARR SUPPLY COMPANY | 60680-7690 | 3014T148 | EYE BOLT, 4,000 LBS CAPACITY, 1.375" DIA CLOSED EYE, ZINC PLATED STEEL | PUR | EYE BOLT, 4,000 LBS CAPACITY, 1.375" DIA CLOSED EYE, ZINC PLATED STEEL | EA | EA |  | TRUE |  | P | DEL | Dayton
135618 | 3 | 2 | States | Dayton | Robert Boulka | TRUE | 2026-08-20T00:00:00 | 2026-11-01T00:00:00 |  | 320 | 181 | 139 | 21.9 | 17520 | 55369 | USA | D06 | 23 | MCMASTER-CARR SUPPLY COMPANY | 60680-7690 | 98882A354 | Nylon Threaded rod | PUR | Nylon Threaded rod | EA | EA |  | TRUE |  | P | DEL | DAYTON
135196 | 1 | 2 | States | Dayton | Robert Boulka | TRUE | 2026-08-04T00:00:00 | 2026-09-18T00:00:00 | 2026-09-18T00:00:00 | 6 | 0 | 6 | 14.54 | 2559.04 | 55369-6417 | USA | D06 | 23 | MCMASTER-CARR SUPPLY COMPANY | 60680-7690 | 93800A750 | Nylon Hex Nut, M12 x 1.75 mm Thread, pack of 10 | PUR | Nylon Hex Nut, M12 x 1.75 mm Thread, pack of 10 | EA | EA |  | TRUE |  | P | DEL | DAYTON
135196 | 1 | 1 | States | Dayton | Robert Boulka | TRUE | 2026-08-04T00:00:00 | 2026-09-18T00:00:00 | 2026-09-18T00:00:00 | 62 | 40 | 22 | 14.54 | 2559.04 | 55369-6417 | USA | D06 | 23 | MCMASTER-CARR SUPPLY COMPANY | 60680-7690 | 93800A750 | Nylon Hex Nut, M12 x 1.75 mm Thread, pack of 10 | PUR | Nylon Hex Nut, M12 x 1.75 mm Thread, pack of 10 | EA | EA |  | TRUE |  | P | DEL | DAYTON
135196 | 1 | 5 | States | Dayton | Robert Boulka | TRUE | 2026-08-04T00:00:00 | 2026-09-18T00:00:00 | 2026-09-18T00:00:00 | 68 | 0 | 68 | 14.54 | 2559.04 | 55369-6417 | USA | D06 | 23 | MCMASTER-CARR SUPPLY COMPANY | 60680-7690 | 93800A750 | Nylon Hex Nut, M12 x 1.75 mm Thread, pack of 10 | PUR | Nylon Hex Nut, M12 x 1.75 mm Thread, pack of 10 | EA | EA |  | TRUE |  | P | DEL | DAYTON
135196 | 1 | 3 | States | Dayton | Robert Boulka | TRUE | 2026-08-04T00:00:00 | 2026-09-18T00:00:00 | 2026-09-18T00:00:00 | 14 | 0 | 14 | 14.54 | 2559.04 | 55369-6417 | USA | D06 | 23 | MCMASTER-CARR SUPPLY COMPANY | 60680-7690 | 93800A750 | Nylon Hex Nut, M12 x 1.75 mm Thread, pack of 10 | PUR | Nylon Hex Nut, M12 x 1.75 mm Thread, pack of 10 | EA | EA |  | TRUE |  | P | DEL | DAYTON
135196 | 1 | 4 | States | Dayton | Robert Boulka | TRUE | 2026-08-04T00:00:00 | 2026-09-18T00:00:00 | 2026-09-18T00:00:00 | 26 | 0 | 26 | 14.54 | 2559.04 | 55369-6417 | USA | D06 | 23 | MCMASTER-CARR SUPPLY COMPANY | 60680-7690 | 93800A750 | Nylon Hex Nut, M12 x 1.75 mm Thread, pack of 10 | PUR | Nylon Hex Nut, M12 x 1.75 mm Thread, pack of 10 | EA | EA |  | TRUE |  | P | DEL | DAYTON
136118 | 1 | 2 | States | Champlin | Robert Boulka | TRUE | 2026-09-14T00:00:00 | 2026-10-05T00:00:00 |  | 16 | 0 | 16 | 4.56 | 300.96 | 55316 | USA | D06 | 23 | MCMASTER-CARR SUPPLY COMPANY | 60680-7690 | 16175A35 | Steel Hinge W/Out Holes, Non-Removable Pin, 4" x 2" Door Leaf, 0.120" Leaf Thickness | HIN | Steel Hinge W/Out Holes, Non-Removable Pin, 4" x 2" Door Leaf, 0.120" Leaf Thickness | EA | EA |  | FALSE |  | P | DEL | 100
136118 | 1 | 3 | States | Champlin | Robert Boulka | TRUE | 2026-09-14T00:00:00 | 2027-01-25T00:00:00 |  | 32 | 0 | 32 | 4.56 | 300.96 | 55316 | USA | D06 | 23 | MCMASTER-CARR SUPPLY COMPANY | 60680-7690 | 16175A35 | Steel Hinge W/Out Holes, Non-Removable Pin, 4" x 2" Door Leaf, 0.120" Leaf Thickness | HIN | Steel Hinge W/Out Holes, Non-Removable Pin, 4" x 2" Door Leaf, 0.120" Leaf Thickness | EA | EA |  | FALSE |  | P | DEL | 100
136142 | 1 | 1 | States | Dayton | Megan Swymeler | TRUE | 2026-09-15T00:00:00 | 2026-09-22T00:00:00 |  | 3600 | 0 | 3600 | 7.08 | 25488 | 55369 | USA | D03 | 26 | MUELLER INC | 55056 | UNI-GALV-1.63X3.25X240 | UNISTRUT GALV (P5000-T) - 1 5/8" X 3 1/4" X 240" - SLOTTED | ORM | UNISTRUT GALV (P5000-T) - 1 5/8" X 3 1/4" X 240" - SLOTTED | FT | FT |  | FALSE |  | P | DEL | Dayton
136164 | 1 | 8 | States | Dayton | Megan Swymeler | TRUE | 2026-09-16T00:00:00 | 2026-11-25T00:00:00 |  | 2880 | 0 | 2880 | 6.65 | 193116 | 55369 | USA | D03 | 26 | MUELLER INC | 55056 | UNI-GALV-1.63X3.25X240 | UNISTRUT GALV (P5000-T) - 1 5/8" X 3 1/4" X 240" - SLOTTED | ORM | UNISTRUT GALV (P5000-T) - 1 5/8" X 3 1/4" X 240" - SLOTTED | FT | FT |  | FALSE |  | P | DEL | Dayton | 2026-11-23T00:00:00
136164 | 1 | 2 | States | Dayton | Megan Swymeler | TRUE | 2026-09-16T00:00:00 | 2026-10-07T00:00:00 |  | 3360 | 0 | 3360 | 6.65 | 193116 | 55369 | USA | D03 | 26 | MUELLER INC | 55056 | UNI-GALV-1.63X3.25X240 | UNISTRUT GALV (P5000-T) - 1 5/8" X 3 1/4" X 240" - SLOTTED | ORM | UNISTRUT GALV (P5000-T) - 1 5/8" X 3 1/4" X 240" - SLOTTED | FT | FT |  | FALSE |  | P | DEL | Dayton | 2026-10-05T00:00:00
136164 | 1 | 9 | States | Dayton | Megan Swymeler | TRUE | 2026-09-16T00:00:00 | 2026-12-02T00:00:00 |  | 3360 | 0 | 3360 | 6.65 | 193116 | 55369 | USA | D03 | 26 | MUELLER INC | 55056 | UNI-GALV-1.63X3.25X240 | UNISTRUT GALV (P5000-T) - 1 5/8" X 3 1/4" X 240" - SLOTTED | ORM | UNISTRUT GALV (P5000-T) - 1 5/8" X 3 1/4" X 240" - SLOTTED | FT | FT |  | FALSE |  | P | DEL | Dayton | 2026-12-03T00:00:00
136164 | 1 | 5 | States | Dayton | Megan Swymeler | TRUE | 2026-09-16T00:00:00 | 2026-10-28T00:00:00 |  | 3840 | 0 | 3840 | 6.65 | 193116 | 55369 | USA | D03 | 26 | MUELLER INC | 55056 | UNI-GALV-1.63X3.25X240 | UNISTRUT GALV (P5000-T) - 1 5/8" X 3 1/4" X 240" - SLOTTED | ORM | UNISTRUT GALV (P5000-T) - 1 5/8" X 3 1/4" X 240" - SLOTTED | FT | FT |  | FALSE |  | P | DEL | Dayton | 2026-10-29T00:00:00
136164 | 1 | 7 | States | Dayton | Megan Swymeler | TRUE | 2026-09-16T00:00:00 | 2026-11-11T00:00:00 |  | 2880 | 0 | 2880 | 6.65 | 193116 | 55369 | USA | D03 | 26 | MUELLER INC | 55056 | UNI-GALV-1.63X3.25X240 | UNISTRUT GALV (P5000-T) - 1 5/8" X 3 1/4" X 240" - SLOTTED | ORM | UNISTRUT GALV (P5000-T) - 1 5/8" X 3 1/4" X 240" - SLOTTED | FT | FT |  | FALSE |  | P | DEL | Dayton | 2026-11-17T00:00:00
136164 | 1 | 3 | States | Dayton | Megan Swymeler | TRUE | 2026-09-16T00:00:00 | 2026-10-14T00:00:00 |  | 3840 | 0 | 3840 | 6.65 | 193116 | 55369 | USA | D03 | 26 | MUELLER INC | 55056 | UNI-GALV-1.63X3.25X240 | UNISTRUT GALV (P5000-T) - 1 5/8" X 3 1/4" X 240" - SLOTTED | ORM | UNISTRUT GALV (P5000-T) - 1 5/8" X 3 1/4" X 240" - SLOTTED | FT | FT |  | FALSE |  | P | DEL | Dayton | 2026-10-13T00:00:00
136164 | 1 | 1 | States | Dayton | Megan Swymeler | TRUE | 2026-09-16T00:00:00 | 2026-09-30T00:00:00 |  | 2640 | 0 | 2640 | 6.65 | 193116 | 55369 | USA | D03 | 26 | MUELLER INC | 55056 | UNI-GALV-1.63X3.25X240 | UNISTRUT GALV (P5000-T) - 1 5/8" X 3 1/4" X 240" - SLOTTED | ORM | UNISTRUT GALV (P5000-T) - 1 5/8" X 3 1/4" X 240" - SLOTTED | FT | FT |  | FALSE |  | P | DEL | Dayton | 2026-09-24T00:00:00
136164 | 1 | 4 | States | Dayton | Megan Swymeler | TRUE | 2026-09-16T00:00:00 | 2026-10-21T00:00:00 |  | 2880 | 0 | 2880 | 6.65 | 193116 | 55369 | USA | D03 | 26 | MUELLER INC | 55056 | UNI-GALV-1.63X3.25X240 | UNISTRUT GALV (P5000-T) - 1 5/8" X 3 1/4" X 240" - SLOTTED | ORM | UNISTRUT GALV (P5000-T) - 1 5/8" X 3 1/4" X 240" - SLOTTED | FT | FT |  | FALSE |  | P | DEL | Dayton | 2026-10-21T00:00:00
136164 | 1 | 6 | States | Dayton | Megan Swymeler | TRUE | 2026-09-16T00:00:00 | 2026-11-04T00:00:00 |  | 3360 | 0 | 3360 | 6.65 | 193116 | 55369 | USA | D03 | 26 | MUELLER INC | 55056 | UNI-GALV-1.63X3.25X240 | UNISTRUT GALV (P5000-T) - 1 5/8" X 3 1/4" X 240" - SLOTTED | ORM | UNISTRUT GALV (P5000-T) - 1 5/8" X 3 1/4" X 240" - SLOTTED | FT | FT |  | FALSE |  | P | DEL | Dayton | 2026-11-09T00:00:00
134590 | 1 | 1 | States | Champlin | Robert Boulka | TRUE | 2026-07-08T00:00:00 |  |  | 12 | 10 | 2 | 2126 | 25512 | 55316-3157 | USA | N30 | 27 | NorbergIES LLC | 74145 | 38RBA8-INH | Fuse holders, 35kV, 38kV max, 150kV BIL, non-disconnect indicating, Eaton Cutler-Hammer (use for 540E) | PUR | Fuse holders, 35kV, 38kV max, 150kV BIL, non-disconnect indicating, Eaton Cutler-Hammer (use for 540E) | EA | EA |  | TRUE |  | P | PPD | 100
135599 | 2 | 2 | States | Dayton | Holly Davis | TRUE | 2026-08-19T00:00:00 | 2026-12-14T00:00:00 |  | 6 | 0 | 6 | 4454 | 26724 | 55369-6417 | USA | N30 | 27 | NorbergIES LLC | 74145 | A155C3D0R0-300E | Fuse, 15.5kV 300E-Rated, Clip-Lock Series, Max IR RMS Sym 50kA, Double barrel | FFB | Fuse, 15.5kV 300E-Rated, Clip-Lock Series, Max IR RMS Sym 50kA, Double barrel | EA | EA |  | FALSE |  | P | PPD | Dayton |  | 76828-36-1
135599 | 1 | 3 | States | Dayton | Holly Davis | TRUE | 2026-08-19T00:00:00 | 2026-12-14T00:00:00 |  | 3 | 0 | 3 | 2022 | 12132 | 55369-6417 | USA | N30 | 27 | NorbergIES LLC | 74145 | A155C1D0R0-80E | Fuse, 15.5kV 80E-Rated, Clip-Lock Series, Max IR RMS Sym 50kA, Single barrel | FFB | Fuse, 15.5kV 80E-Rated, Clip-Lock Series, Max IR RMS Sym 50kA, Single barrel | EA | EA |  | FALSE |  | P | PPD | Dayton |  | 76828-36-1
136047 | 1 | 1 | States | Champlin | Holly Davis | TRUE | 2026-09-11T00:00:00 | 2026-11-03T00:00:00 |  | 3 | 0 | 3 | 1321.0909 | 15853.09 | 55316 | USA | N30 | 27 | NorbergIES LLC | 74145 | A155C1D0R0-80E | Fuse, 15.5kV 80E-Rated, Clip-Lock Series, Max IR RMS Sym 50kA, Single barrel | FFB | A155C1D0R0-80E Fuse, 15.5kV 80E-Rated, Clip-Lock Series, Max IR RMS Sym 50kA, Single barrel | EA | EA |  | FALSE |  | P | PPD | 100 |  | 76806-34-1
136047 | 1 | 3 | States | Champlin | Holly Davis | TRUE | 2026-09-11T00:00:00 | 2026-12-11T00:00:00 |  | 3 | 0 | 3 | 1321.0909 | 15853.09 | 55316 | USA | N30 | 27 | NorbergIES LLC | 74145 | A155C1D0R0-80E | Fuse, 15.5kV 80E-Rated, Clip-Lock Series, Max IR RMS Sym 50kA, Single barrel | FFB | A155C1D0R0-80E Fuse, 15.5kV 80E-Rated, Clip-Lock Series, Max IR RMS Sym 50kA, Single barrel | EA | EA |  | FALSE |  | P | PPD | 100 |  | 76898-39-1
136047 | 2 | 1 | States | Champlin | Holly Davis | TRUE | 2026-09-11T00:00:00 | 2026-11-03T00:00:00 |  | 6 | 0 | 6 | 2360 | 14160 | 55316 | USA | N30 | 27 | NorbergIES LLC | 74145 | A155C3D0R0-300E | Fuse, 15.5kV 300E-Rated, Clip-Lock Series, Max IR RMS Sym 50kA, Double barrel | FFB | A155C3D0R0-300E Fuse, 15.5kV 300E-Rated, Clip-Lock Series, Max IR RMS Sym 50kA, Double barrel | EA | EA |  | FALSE |  | P | PPD | 100 |  | 76806-34-1
136047 | 1 | 2 | States | Champlin | Holly Davis | TRUE | 2026-09-11T00:00:00 | 2026-12-09T00:00:00 |  | 3 | 0 | 3 | 1321.0909 | 15853.09 | 55316 | USA | N30 | 27 | NorbergIES LLC | 74145 | A155C1D0R0-80E | Fuse, 15.5kV 80E-Rated, Clip-Lock Series, Max IR RMS Sym 50kA, Single barrel | FFB | A155C1D0R0-80E Fuse, 15.5kV 80E-Rated, Clip-Lock Series, Max IR RMS Sym 50kA, Single barrel | EA | EA |  | FALSE |  | P | PPD | 100 |  | 77037-39-1
136047 | 1 | 4 | States | Champlin | Holly Davis | TRUE | 2026-09-11T00:00:00 | 2026-12-21T00:00:00 |  | 3 | 0 | 3 | 1321.0909 | 15853.09 | 55316 | USA | N30 | 27 | NorbergIES LLC | 74145 | A155C1D0R0-80E | Fuse, 15.5kV 80E-Rated, Clip-Lock Series, Max IR RMS Sym 50kA, Single barrel | FFB | A155C1D0R0-80E Fuse, 15.5kV 80E-Rated, Clip-Lock Series, Max IR RMS Sym 50kA, Single barrel | EA | EA |  | FALSE |  | P | PPD | 100 |  | 76895-61-1
133818 | 2 | 1 | States | Champlin | Taylor Barrett | TRUE | 2026-06-03T00:00:00 | 2026-09-24T00:00:00 | 2026-09-24T00:00:00 | 16 | 0 | 16 | 173.67 | 2778.72 | 55316-3157 | USA | N30 | 28 | NEWARK CORPORATION | 60693-0331 | SVL-10-24-100 | AC/DC DIN Rail Power Supply (PSU), 1 Output, 240 W, 24 VDC, 10 A | PUR | AC/DC DIN Rail Power Supply (PSU), 1 Output, 240 W, 24 VDC, 10 A | EA | EA |  | TRUE |  | P | PPD | 100
135675 | 3 | 1 | States | Champlin | Taylor Barrett | TRUE | 2026-08-24T00:00:00 | 2026-11-20T00:00:00 | 2026-11-20T00:00:00 | 35 | 0 | 35 | 45.11 | 1578.85 | 55316 | USA | N30 | 28 | NEWARK CORPORATION | 60693-0331 | KUEP-3D35-24 | KUEP Series Panel Plug-In Relay, 1 Form X (1 NO-DM), DC, 24 VDC, With Indicator Lamp - TE Relay Products Potter & Brumfield | REL | KUEP Series Panel Plug-In Relay, 1 Form X (1 NO-DM), DC, 24 VDC, With Indicator Lamp - TE Relay Products Potter & Brumfield | EA | EA |  | TRUE |  | P | PPD | 100
135675 | 2 | 1 | States | Champlin | Taylor Barrett | TRUE | 2026-08-24T00:00:00 | 2026-10-20T00:00:00 | 2026-10-20T00:00:00 | 58 | 0 | 58 | 16.64 | 965.12 | 55316 | USA | N30 | 28 | NEWARK CORPORATION | 60693-0331 | 27E893 | Relay Socket For KU Series | REL | Relay Socket For KU Series | EA | EA |  | TRUE |  | P | PPD | 100
135675 | 1 | 1 | States | Champlin | Taylor Barrett | TRUE | 2026-08-24T00:00:00 | 2026-10-20T00:00:00 | 2026-10-20T00:00:00 | 58 | 0 | 58 | 1.44 | 83.52 | 55316 | USA | N30 | 28 | NEWARK CORPORATION | 60693-0331 | 20C318 | Snap-In Relay Hold Down Spring/Retaining Clips | REL | Snap-In Relay Hold Down Spring/Retaining Clips | EA | EA |  | TRUE |  | P | PPD | 100
136197 | 1 | 1 | States | Champlin | Taylor Barrett | TRUE | 2026-09-17T00:00:00 | 2027-05-11T00:00:00 | 2027-05-11T00:00:00 | 6 | 0 | 6 | 1.35 | 156.6 | 55316 | USA | N30 | 28 | NEWARK CORPORATION | 60693-0331 | 20C318 | Snap-In Relay Hold Down Spring/Retaining Clips | REL | Snap-In Relay Hold Down Spring/Retaining Clips | EA | EA |  | FALSE |  | P | PPD | 100 | 2027-05-11T00:00:00
136197 | 1 | 2 | States | Champlin | Taylor Barrett | TRUE | 2026-09-17T00:00:00 | 2027-06-24T00:00:00 | 2027-06-24T00:00:00 | 52 | 0 | 52 | 1.35 | 156.6 | 55316 | USA | N30 | 28 | NEWARK CORPORATION | 60693-0331 | 20C318 | Snap-In Relay Hold Down Spring/Retaining Clips | REL | Snap-In Relay Hold Down Spring/Retaining Clips | EA | EA |  | FALSE |  | P | PPD | 100 | 2027-06-24T00:00:00
136197 | 1 | 4 | States | Champlin | Taylor Barrett | TRUE | 2026-09-17T00:00:00 | 2027-08-23T00:00:00 | 2027-08-23T00:00:00 | 29 | 0 | 29 | 1.35 | 156.6 | 55316 | USA | N30 | 28 | NEWARK CORPORATION | 60693-0331 | 20C318 | Snap-In Relay Hold Down Spring/Retaining Clips | REL | Snap-In Relay Hold Down Spring/Retaining Clips | EA | EA |  | FALSE |  | P | PPD | 100 | 2027-08-23T00:00:00
136197 | 3 | 2 | States | Champlin | Taylor Barrett | TRUE | 2026-09-17T00:00:00 | 2027-06-24T00:00:00 | 2027-06-24T00:00:00 | 52 | 0 | 52 | 42.36 | 5888.04 | 55316 | USA | N30 | 28 | NEWARK CORPORATION | 60693-0331 | KUEP-3D35-24 | KUEP Series Panel Plug-In Relay, 1 Form X (1 NO-DM), DC, 24 VDC, With Indicator Lamp - TE Relay Products Potter & Brumfield | REL | KUEP Series Panel Plug-In Relay, 1 Form X (1 NO-DM), DC, 24 VDC, With Indicator Lamp - TE Relay Products Potter & Brumfield | EA | EA |  | FALSE |  | P | PPD | 100 | 2027-06-24T00:00:00
136197 | 2 | 1 | States | Champlin | Taylor Barrett | TRUE | 2026-09-17T00:00:00 | 2027-05-11T00:00:00 | 2027-05-11T00:00:00 | 6 | 0 | 6 | 16.15 | 1873.4 | 55316 | USA | N30 | 28 | NEWARK CORPORATION | 60693-0331 | 27E893 | Relay Socket For KU Series | REL | Relay Socket For KU Series | EA | EA |  | FALSE |  | P | PPD | 100 | 2027-05-11T00:00:00
136197 | 2 | 3 | States | Champlin | Taylor Barrett | TRUE | 2026-09-17T00:00:00 | 2027-07-26T00:00:00 | 2027-07-26T00:00:00 | 29 | 0 | 29 | 16.15 | 1873.4 | 55316 | USA | N30 | 28 | NEWARK CORPORATION | 60693-0331 | 27E893 | Relay Socket For KU Series | REL | Relay Socket For KU Series | EA | EA |  | FALSE |  | P | PPD | 100 | 2027-07-26T00:00:00
136197 | 3 | 3 | States | Champlin | Taylor Barrett | TRUE | 2026-09-17T00:00:00 | 2027-07-26T00:00:00 | 2027-07-26T00:00:00 | 29 | 0 | 29 | 42.36 | 5888.04 | 55316 | USA | N30 | 28 | NEWARK CORPORATION | 60693-0331 | KUEP-3D35-24 | KUEP Series Panel Plug-In Relay, 1 Form X (1 NO-DM), DC, 24 VDC, With Indicator Lamp - TE Relay Products Potter & Brumfield | REL | KUEP Series Panel Plug-In Relay, 1 Form X (1 NO-DM), DC, 24 VDC, With Indicator Lamp - TE Relay Products Potter & Brumfield | EA | EA |  | FALSE |  | P | PPD | 100 | 2027-07-26T00:00:00
136197 | 2 | 2 | States | Champlin | Taylor Barrett | TRUE | 2026-09-17T00:00:00 | 2027-06-24T00:00:00 | 2027-06-24T00:00:00 | 52 | 0 | 52 | 16.15 | 1873.4 | 55316 | USA | N30 | 28 | NEWARK CORPORATION | 60693-0331 | 27E893 | Relay Socket For KU Series | REL | Relay Socket For KU Series | EA | EA |  | FALSE |  | P | PPD | 100 | 2027-06-24T00:00:00
136197 | 2 | 4 | States | Champlin | Taylor Barrett | TRUE | 2026-09-17T00:00:00 | 2027-08-23T00:00:00 | 2027-08-23T00:00:00 | 29 | 0 | 29 | 16.15 | 1873.4 | 55316 | USA | N30 | 28 | NEWARK CORPORATION | 60693-0331 | 27E893 | Relay Socket For KU Series | REL | Relay Socket For KU Series | EA | EA |  | FALSE |  | P | PPD | 100 | 2027-08-23T00:00:00
136197 | 1 | 3 | States | Champlin | Taylor Barrett | TRUE | 2026-09-17T00:00:00 | 2027-07-26T00:00:00 | 2027-07-26T00:00:00 | 29 | 0 | 29 | 1.35 | 156.6 | 55316 | USA | N30 | 28 | NEWARK CORPORATION | 60693-0331 | 20C318 | Snap-In Relay Hold Down Spring/Retaining Clips | REL | Snap-In Relay Hold Down Spring/Retaining Clips | EA | EA |  | FALSE |  | P | PPD | 100 | 2027-07-26T00:00:00
136197 | 3 | 1 | States | Champlin | Taylor Barrett | TRUE | 2026-09-17T00:00:00 | 2027-05-11T00:00:00 | 2027-05-11T00:00:00 | 29 | 0 | 29 | 42.36 | 5888.04 | 55316 | USA | N30 | 28 | NEWARK CORPORATION | 60693-0331 | KUEP-3D35-24 | KUEP Series Panel Plug-In Relay, 1 Form X (1 NO-DM), DC, 24 VDC, With Indicator Lamp - TE Relay Products Potter & Brumfield | REL | KUEP Series Panel Plug-In Relay, 1 Form X (1 NO-DM), DC, 24 VDC, With Indicator Lamp - TE Relay Products Potter & Brumfield | EA | EA |  | FALSE |  | P | PPD | 100 | 2027-05-11T00:00:00
136197 | 3 | 4 | States | Champlin | Taylor Barrett | TRUE | 2026-09-17T00:00:00 | 2027-08-23T00:00:00 | 2027-08-23T00:00:00 | 29 | 0 | 29 | 42.36 | 5888.04 | 55316 | USA | N30 | 28 | NEWARK CORPORATION | 60693-0331 | KUEP-3D35-24 | KUEP Series Panel Plug-In Relay, 1 Form X (1 NO-DM), DC, 24 VDC, With Indicator Lamp - TE Relay Products Potter & Brumfield | REL | KUEP Series Panel Plug-In Relay, 1 Form X (1 NO-DM), DC, 24 VDC, With Indicator Lamp - TE Relay Products Potter & Brumfield | EA | EA |  | FALSE |  | P | PPD | 100 | 2027-08-23T00:00:00
133569 | 3 | 1 | States | Champlin | Taylor Barrett | TRUE | 2026-05-22T00:00:00 | 2026-09-18T00:00:00 | 2026-09-18T00:00:00 | 1 | 0 | 1 | 37.14 | 37.14 | 55316-3157 | USA | N30 | 28 | NEWARK CORPORATION | 60693-0331 | 0LS25721ZXDIN | 1 POLE DISTRIBUTION BLOCK, 175A, LINE 1- 2 /0 - #14, LOAD 1- 2 /0 - #14 (NEUTRAL) | PUR | 1 POLE DISTRIBUTION BLOCK, 175A, LINE 1- 2 /0 - #14, LOAD 1- 2 /0 - #14 (NEUTRAL) | EA | EA |  | TRUE |  | P | PPD | 100
133569 | 2 | 1 | States | Champlin | Taylor Barrett | TRUE | 2026-05-22T00:00:00 | 2026-12-18T00:00:00 | 2026-12-18T00:00:00 | 1 | 0 | 1 | 9.63 | 9.63 | 55316-3157 | USA | N30 | 28 | NEWARK CORPORATION | 60693-0331 | 0LCH1323Z | 3POLE COVER PLATE | PUR | 3POLE COVER PLATE | EA | EA |  | TRUE |  | P | PPD | 100
133569 | 4 | 4 | States | Champlin | Taylor Barrett | TRUE | 2026-05-22T00:00:00 | 2026-11-24T00:00:00 | 2026-11-24T00:00:00 | 16 | 7 | 9 | 173.67 | 17714.34 | 55316-3157 | USA | N30 | 28 | NEWARK CORPORATION | 60693-0331 | SVL-10-24-100 | AC/DC DIN Rail Power Supply (PSU), 1 Output, 240 W, 24 VDC, 10 A | PUR | AC/DC DIN Rail Power Supply (PSU), 1 Output, 240 W, 24 VDC, 10 A | EA | EA |  | TRUE |  | P | PPD | 100
134089 | 1 | 3 | States | Dayton | Taylor Barrett | TRUE | 2026-06-15T00:00:00 | 2027-02-15T00:00:00 | 2027-02-15T00:00:00 | 17 | 0 | 17 | 58.45 | 3097.85 | 55369-6417 | USA | N30 | 28 | NEWARK CORPORATION | 60693-0331 | M22-RJ45-SA | BULKHEAD, ETHERNET, 22.5MM, RJ45 SOCKET, IP20 | PUR | BULKHEAD, ETHERNET, 22.5MM, RJ45 SOCKET, IP20 | EA | EA |  | TRUE |  | P | PPD | DAYTON
135723 | 1 | 1 | States | Dayton | Taylor Barrett | TRUE | 2026-08-25T00:00:00 | 2026-12-14T00:00:00 | 2026-12-14T00:00:00 | 7 | 0 | 7 | 110.8 | 775.6 | 55369 | USA | N30 | 28 | NEWARK CORPORATION | 60693-0331 | TE1500B33RJ | Resistor, 60mm Dia, 33 ohm, TE Series, 1.5 kW, ± 5%, Solder Lug | PUR | Resistor, 60mm Dia, 33 ohm, TE Series, 1.5 kW, ± 5%, Solder Lug | EA | EA |  | TRUE |  | P | PPD | DAYTON
135281 | 1 | 1 | States | Dayton | Taylor Barrett | TRUE | 2026-08-06T00:00:00 | 2026-09-04T00:00:00 | 2026-09-04T00:00:00 | 2 | 0 | 2 | 120.27 | 240.54 | 55369-6417 | USA | N30 | 28 | NEWARK CORPORATION | 60693-0331 | 88.12.0.230.0002 | 8-PIN PLUG-IN MULTI-FUNCTION TIMER, 2-POLE, 24-230AC/DC, TIME SCALES FROM 0.5S TO 100H | PUR | 8-PIN PLUG-IN MULTI-FUNCTION TIMER, 2-POLE, 24-230AC/DC, TIME SCALES FROM 0.5S TO 100H | EA | EA |  | TRUE |  | P | PPD | Dayton
132676 | 2 | 2 | States | Champlin | Taylor Barrett | TRUE | 2026-04-22T00:00:00 | 2026-10-26T00:00:00 | 2026-10-26T00:00:00 | 66 | 0 | 66 | 173.67 | 11809.56 | 55316-3157 | USA | N30 | 28 | NEWARK CORPORATION | 60693-0331 | SVL-10-24-100 | AC/DC DIN Rail Power Supply (PSU), 1 Output, 240 W, 24 VDC, 10 A | PUR | AC/DC DIN Rail Power Supply (PSU), 1 Output, 240 W, 24 VDC, 10 A | EA | EA |  | TRUE |  | P | PPD | 100
135548 | 1 | 1 | States | Champlin | Taylor Barrett | TRUE | 2026-08-18T00:00:00 | 2026-10-26T00:00:00 | 2026-10-26T00:00:00 | 34 | 0 | 34 | 1.54 | 320.32 | 55316-3157 | USA | N30 | 28 | NEWARK CORPORATION | 60693-0331 | 20C318 | Snap-In Relay Hold Down Spring/Retaining Clips | REL | Snap-In Relay Hold Down Spring/Retaining Clips | EA | EA |  | TRUE |  | P | PPD | 100
135548 | 3 | 2 | States | Champlin | Taylor Barrett | TRUE | 2026-08-18T00:00:00 | 2026-12-28T00:00:00 | 2026-12-28T00:00:00 | 18 | 0 | 18 | 34.91 | 2548.43 | 55316-3157 | USA | N30 | 28 | NEWARK CORPORATION | 60693-0331 | KUEP-3D35-24 | KUEP Series Panel Plug-In Relay, 1 Form X (1 NO-DM), DC, 24 VDC, With Indicator Lamp - TE Relay Products Potter & Brumfield | REL | KUEP Series Panel Plug-In Relay, 1 Form X (1 NO-DM), DC, 24 VDC, With Indicator Lamp - TE Relay Products Potter & Brumfield | EA | EA |  | TRUE |  | P | PPD | 100
135548 | 3 | 1 | States | Champlin | Taylor Barrett | TRUE | 2026-08-18T00:00:00 | 2026-12-17T00:00:00 | 2026-12-17T00:00:00 | 3 | 0 | 3 | 34.91 | 2548.43 | 55316-3157 | USA | N30 | 28 | NEWARK CORPORATION | 60693-0331 | KUEP-3D35-24 | KUEP Series Panel Plug-In Relay, 1 Form X (1 NO-DM), DC, 24 VDC, With Indicator Lamp - TE Relay Products Potter & Brumfield | REL | KUEP Series Panel Plug-In Relay, 1 Form X (1 NO-DM), DC, 24 VDC, With Indicator Lamp - TE Relay Products Potter & Brumfield | EA | EA |  | TRUE |  | P | PPD | 100
135548 | 2 | 1 | States | Champlin | Taylor Barrett | TRUE | 2026-08-18T00:00:00 | 2026-11-20T00:00:00 | 2026-11-20T00:00:00 | 5 | 0 | 5 | 20.97 | 2663.19 | 55316-3157 | USA | N30 | 28 | NEWARK CORPORATION | 60693-0331 | 27E893 | Relay Socket For KU Series | REL | Relay Socket For KU Series | EA | EA |  | TRUE |  | P | PPD | 100
135548 | 1 | 3 | States | Champlin | Taylor Barrett | TRUE | 2026-08-18T00:00:00 | 2026-12-17T00:00:00 | 2026-12-17T00:00:00 | 52 | 0 | 52 | 1.54 | 320.32 | 55316-3157 | USA | N30 | 28 | NEWARK CORPORATION | 60693-0331 | 20C318 | Snap-In Relay Hold Down Spring/Retaining Clips | REL | Snap-In Relay Hold Down Spring/Retaining Clips | EA | EA |  | TRUE |  | P | PPD | 100
135548 | 2 | 4 | States | Champlin | Taylor Barrett | TRUE | 2026-08-18T00:00:00 | 2027-01-18T00:00:00 | 2027-01-18T00:00:00 | 52 | 0 | 52 | 20.97 | 2663.19 | 55316-3157 | USA | N30 | 28 | NEWARK CORPORATION | 60693-0331 | 27E893 | Relay Socket For KU Series | REL | Relay Socket For KU Series | EA | EA |  | TRUE |  | P | PPD | 100
135548 | 1 | 2 | States | Champlin | Taylor Barrett | TRUE | 2026-08-18T00:00:00 | 2026-11-20T00:00:00 | 2026-11-20T00:00:00 | 52 | 0 | 52 | 1.54 | 320.32 | 55316-3157 | USA | N30 | 28 | NEWARK CORPORATION | 60693-0331 | 20C318 | Snap-In Relay Hold Down Spring/Retaining Clips | REL | Snap-In Relay Hold Down Spring/Retaining Clips | EA | EA |  | TRUE |  | P | PPD | 100
135548 | 2 | 3 | States | Champlin | Taylor Barrett | TRUE | 2026-08-18T00:00:00 | 2026-12-28T00:00:00 | 2026-12-28T00:00:00 | 18 | 0 | 18 | 20.97 | 2663.19 | 55316-3157 | USA | N30 | 28 | NEWARK CORPORATION | 60693-0331 | 27E893 | Relay Socket For KU Series | REL | Relay Socket For KU Series | EA | EA |  | TRUE |  | P | PPD | 100
135548 | 3 | 3 | States | Champlin | Taylor Barrett | TRUE | 2026-08-18T00:00:00 | 2027-01-18T00:00:00 | 2027-01-18T00:00:00 | 52 | 0 | 52 | 34.91 | 2548.43 | 55316-3157 | USA | N30 | 28 | NEWARK CORPORATION | 60693-0331 | KUEP-3D35-24 | KUEP Series Panel Plug-In Relay, 1 Form X (1 NO-DM), DC, 24 VDC, With Indicator Lamp - TE Relay Products Potter & Brumfield | REL | KUEP Series Panel Plug-In Relay, 1 Form X (1 NO-DM), DC, 24 VDC, With Indicator Lamp - TE Relay Products Potter & Brumfield | EA | EA |  | TRUE |  | P | PPD | 100
135548 | 2 | 2 | States | Champlin | Taylor Barrett | TRUE | 2026-08-18T00:00:00 | 2026-12-17T00:00:00 | 2026-12-17T00:00:00 | 52 | 0 | 52 | 20.97 | 2663.19 | 55316-3157 | USA | N30 | 28 | NEWARK CORPORATION | 60693-0331 | 27E893 | Relay Socket For KU Series | REL | Relay Socket For KU Series | EA | EA |  | TRUE |  | P | PPD | 100
135548 | 1 | 4 | States | Champlin | Taylor Barrett | TRUE | 2026-08-18T00:00:00 | 2026-12-28T00:00:00 | 2026-12-28T00:00:00 | 18 | 0 | 18 | 1.54 | 320.32 | 55316-3157 | USA | N30 | 28 | NEWARK CORPORATION | 60693-0331 | 20C318 | Snap-In Relay Hold Down Spring/Retaining Clips | REL | Snap-In Relay Hold Down Spring/Retaining Clips | EA | EA |  | TRUE |  | P | PPD | 100
135548 | 1 | 5 | States | Champlin | Taylor Barrett | TRUE | 2026-08-18T00:00:00 | 2027-01-18T00:00:00 | 2027-01-18T00:00:00 | 52 | 0 | 52 | 1.54 | 320.32 | 55316-3157 | USA | N30 | 28 | NEWARK CORPORATION | 60693-0331 | 20C318 | Snap-In Relay Hold Down Spring/Retaining Clips | REL | Snap-In Relay Hold Down Spring/Retaining Clips | EA | EA |  | TRUE |  | P | PPD | 100
134793 | 7 | 1 | States | Champlin | Taylor Barrett | TRUE | 2026-07-15T00:00:00 | 2026-08-28T00:00:00 | 2026-08-28T00:00:00 | 4 | 0 | 4 | 56.09 | 224.36 | 55316-3157 | USA | N30 | 28 | NEWARK CORPORATION | 60693-0331 | KUEP-11D35-24 | KUEP Series Panel Plug-In Relay, 2 Form C (2 CO), DC, 24 VDC, With Indicator Lamp - TE Relay Products Potter & Brumfield | PUR | KUEP Series Panel Plug-In Relay, 2 Form C (2 CO), DC, 24 VDC, With Indicator Lamp - TE Relay Products Potter & Brumfield | EA | EA |  | TRUE |  | P | PPD | 100
134793 | 3 | 1 | States | Champlin | Taylor Barrett | TRUE | 2026-07-15T00:00:00 | 2026-11-20T00:00:00 | 2026-11-20T00:00:00 | 1 | 0 | 1 | 120.27 | 120.27 | 55316-3157 | USA | N30 | 28 | NEWARK CORPORATION | 60693-0331 | 88.12.0.230.0002 | 8-PIN PLUG-IN MULTI-FUNCTION TIMER, 2-POLE, 24-230AC/DC, TIME SCALES FROM 0.5S TO 100H | PUR | 8-PIN PLUG-IN MULTI-FUNCTION TIMER, 2-POLE, 24-230AC/DC, TIME SCALES FROM 0.5S TO 100H | EA | EA |  | TRUE |  | P | PPD | 100
134713 | 5 | 1 | States | Dayton | Taylor Barrett | TRUE | 2026-07-13T00:00:00 | 2026-10-26T00:00:00 | 2026-10-26T00:00:00 | 1 | 0 | 1 | 42.6918 | 42.69 | 55369-6417 | USA | N30 | 28 | NEWARK CORPORATION | 60693-0331 | SC628AN | ALARM HORN 24VDC SONALERT MALLORY SC628ANR | MEC | ALARM HORN 24VDC SONALERT MALLORY SC628ANR | EA | EA |  | TRUE |  | P | PPD | DAYTON
135126 | 1 | 1 | States | Dayton | Taylor Barrett | TRUE | 2026-07-30T00:00:00 | 2026-09-21T00:00:00 | 2026-09-21T00:00:00 | 2 | 0 | 2 | 619.99 | 1239.98 | 55369-6417 | USA | N30 | 28 | NEWARK CORPORATION | 60693-0331 | CV300 | Infrared Window: 3" IR Window with Door Latch | PUR | Infrared Window: 3" IR Window with Door Latch | EA | EA |  | TRUE |  | P | PPD | DAYTON
135419 | 2 | 1 | States | Champlin | Holly Davis | TRUE | 2026-08-12T00:00:00 | 2026-10-28T00:00:00 |  | 4 | 0 | 4 | 1000 | 4000 | 55316-3157 | USA | D05 | 38 | SUPERIOR INTERLOCK CORPORATION | 11385 | S1059001YPBL | 1-Key Solenoid Key Release interlock Unit B-986 SKRU for Panel Mounting with Push Button & Ind Lamp | PUR | 1-Key Solenoid Key Release interlock Unit B-986 SKRU for Panel Mounting with Push Button & Ind Lamp | EA | EA |  | FALSE |  | P | PPD
135419 | 1 | 1 | States | Champlin | Holly Davis | TRUE | 2026-08-12T00:00:00 | 2026-10-28T00:00:00 |  | 8 | 0 | 8 | 180 | 1440 | 55316-3157 | USA | D05 | 38 | SUPERIOR INTERLOCK CORPORATION | 11385 | MICROCYLINDERI | ORDER PER BOM/QUOTE | PUR | ORDER PER BOM/QUOTE | EA | EA |  | FALSE |  | P | PPD
133456 | 2 | 3 | States | PwrQ Holdings LLC | Holly Davis | TRUE | 2026-05-20T00:00:00 | 2026-08-10T00:00:00 |  | 8 | 0 | 8 | 598.5 | 88578 | 21076-1351 | USA | D05 | 38 | SUPERIOR INTERLOCK CORPORATION | 11385 | S1059001YPBL | 1-Key Solenoid Key Release interlock Unit B-986 SKRU for Panel Mounting with Push Button & Ind Lamp | PUR | 1-Key Solenoid Key Release interlock Unit B-986 SKRU for Panel Mounting with Push Button & Ind Lamp | EA | EA |  | TRUE |  | P | PPD | 100
133456 | 2 | 11 | States | PwrQ Holdings LLC | Holly Davis | TRUE | 2026-05-20T00:00:00 | 2026-10-05T00:00:00 |  | 11 | 0 | 11 | 598.5 | 88578 | 21076-1351 | USA | D05 | 38 | SUPERIOR INTERLOCK CORPORATION | 11385 | S1059001YPBL | 1-Key Solenoid Key Release interlock Unit B-986 SKRU for Panel Mounting with Push Button & Ind Lamp | PUR | 1-Key Solenoid Key Release interlock Unit B-986 SKRU for Panel Mounting with Push Button & Ind Lamp | EA | EA |  | TRUE |  | P | PPD | 100
133456 | 1 | 15 | States | PwrQ Holdings LLC | Holly Davis | TRUE | 2026-05-20T00:00:00 | 2026-11-02T00:00:00 |  | 14 | 0 | 14 | 598.5 | 177156 | 21076-1351 | USA | D05 | 38 | SUPERIOR INTERLOCK CORPORATION | 11385 | MicroCylinderI | ORDER PER BOM/QUOTE | PUR | (Order per Superior quote #59118, See quote for key stamping numbers) Compact type threaded interlock cylinder for smaller-sized switchgear | EA | EA |  | TRUE |  | P | PPD | 100
133456 | 2 | 9 | States | PwrQ Holdings LLC | Holly Davis | TRUE | 2026-05-20T00:00:00 | 2026-09-21T00:00:00 |  | 13 | 0 | 13 | 598.5 | 88578 | 21076-1351 | USA | D05 | 38 | SUPERIOR INTERLOCK CORPORATION | 11385 | S1059001YPBL | 1-Key Solenoid Key Release interlock Unit B-986 SKRU for Panel Mounting with Push Button & Ind Lamp | PUR | 1-Key Solenoid Key Release interlock Unit B-986 SKRU for Panel Mounting with Push Button & Ind Lamp | EA | EA |  | TRUE |  | P | PPD | 100
133456 | 1 | 12 | States | PwrQ Holdings LLC | Holly Davis | TRUE | 2026-05-20T00:00:00 | 2026-10-12T00:00:00 |  | 16 | 0 | 16 | 598.5 | 177156 | 21076-1351 | USA | D05 | 38 | SUPERIOR INTERLOCK CORPORATION | 11385 | MicroCylinderI | ORDER PER BOM/QUOTE | PUR | (Order per Superior quote #59118, See quote for key stamping numbers) Compact type threaded interlock cylinder for smaller-sized switchgear | EA | EA |  | TRUE |  | P | PPD | 100
133456 | 2 | 15 | States | PwrQ Holdings LLC | Holly Davis | TRUE | 2026-05-20T00:00:00 | 2026-11-02T00:00:00 |  | 7 | 0 | 7 | 598.5 | 88578 | 21076-1351 | USA | D05 | 38 | SUPERIOR INTERLOCK CORPORATION | 11385 | S1059001YPBL | 1-Key Solenoid Key Release interlock Unit B-986 SKRU for Panel Mounting with Push Button & Ind Lamp | PUR | 1-Key Solenoid Key Release interlock Unit B-986 SKRU for Panel Mounting with Push Button & Ind Lamp | EA | EA |  | TRUE |  | P | PPD | 100
133456 | 1 | 10 | States | PwrQ Holdings LLC | Holly Davis | TRUE | 2026-05-20T00:00:00 | 2026-09-28T00:00:00 |  | 26 | 0 | 26 | 598.5 | 177156 | 21076-1351 | USA | D05 | 38 | SUPERIOR INTERLOCK CORPORATION | 11385 | MicroCylinderI | ORDER PER BOM/QUOTE | PUR | (Order per Superior quote #59118, See quote for key stamping numbers) Compact type threaded interlock cylinder for smaller-sized switchgear | EA | EA |  | TRUE |  | P | PPD | 100
133456 | 1 | 7 | States | PwrQ Holdings LLC | Holly Davis | TRUE | 2026-05-20T00:00:00 | 2026-09-07T00:00:00 |  | 26 | 0 | 26 | 598.5 | 177156 | 21076-1351 | USA | D05 | 38 | SUPERIOR INTERLOCK CORPORATION | 11385 | MicroCylinderI | ORDER PER BOM/QUOTE | PUR | (Order per Superior quote #59118, See quote for key stamping numbers) Compact type threaded interlock cylinder for smaller-sized switchgear | EA | EA |  | TRUE |  | P | PPD | 100
133456 | 1 | 13 | States | PwrQ Holdings LLC | Holly Davis | TRUE | 2026-05-20T00:00:00 | 2026-10-19T00:00:00 |  | 16 | 0 | 16 | 598.5 | 177156 | 21076-1351 | USA | D05 | 38 | SUPERIOR INTERLOCK CORPORATION | 11385 | MicroCylinderI | ORDER PER BOM/QUOTE | PUR | (Order per Superior quote #59118, See quote for key stamping numbers) Compact type threaded interlock cylinder for smaller-sized switchgear | EA | EA |  | TRUE |  | P | PPD | 100
133456 | 2 | 13 | States | PwrQ Holdings LLC | Holly Davis | TRUE | 2026-05-20T00:00:00 | 2026-10-19T00:00:00 |  | 8 | 0 | 8 | 598.5 | 88578 | 21076-1351 | USA | D05 | 38 | SUPERIOR INTERLOCK CORPORATION | 11385 | S1059001YPBL | 1-Key Solenoid Key Release interlock Unit B-986 SKRU for Panel Mounting with Push Button & Ind Lamp | PUR | 1-Key Solenoid Key Release interlock Unit B-986 SKRU for Panel Mounting with Push Button & Ind Lamp | EA | EA |  | TRUE |  | P | PPD | 100
133456 | 2 | 7 | States | PwrQ Holdings LLC | Holly Davis | TRUE | 2026-05-20T00:00:00 | 2026-09-07T00:00:00 |  | 13 | 0 | 13 | 598.5 | 88578 | 21076-1351 | USA | D05 | 38 | SUPERIOR INTERLOCK CORPORATION | 11385 | S1059001YPBL | 1-Key Solenoid Key Release interlock Unit B-986 SKRU for Panel Mounting with Push Button & Ind Lamp | PUR | 1-Key Solenoid Key Release interlock Unit B-986 SKRU for Panel Mounting with Push Button & Ind Lamp | EA | EA |  | TRUE |  | P | PPD | 100
133456 | 1 | 14 | States | PwrQ Holdings LLC | Holly Davis | TRUE | 2026-05-20T00:00:00 | 2026-10-26T00:00:00 |  | 16 | 0 | 16 | 598.5 | 177156 | 21076-1351 | USA | D05 | 38 | SUPERIOR INTERLOCK CORPORATION | 11385 | MicroCylinderI | ORDER PER BOM/QUOTE | PUR | (Order per Superior quote #59118, See quote for key stamping numbers) Compact type threaded interlock cylinder for smaller-sized switchgear | EA | EA |  | TRUE |  | P | PPD | 100
133456 | 2 | 1 | States | PwrQ Holdings LLC | Holly Davis | TRUE | 2026-05-20T00:00:00 | 2026-07-15T00:00:00 |  | 2 | 0 | 2 | 598.5 | 88578 | 21076-1351 | USA | D05 | 38 | SUPERIOR INTERLOCK CORPORATION | 11385 | S1059001YPBL | 1-Key Solenoid Key Release interlock Unit B-986 SKRU for Panel Mounting with Push Button & Ind Lamp | PUR | 1-Key Solenoid Key Release interlock Unit B-986 SKRU for Panel Mounting with Push Button & Ind Lamp | EA | EA |  | TRUE |  | P | PPD
133456 | 1 | 1 | States | PwrQ Holdings LLC | Holly Davis | TRUE | 2026-05-20T00:00:00 | 2026-07-15T00:00:00 |  | 4 | 0 | 4 | 598.5 | 177156 | 21076-1351 | USA | D05 | 38 | SUPERIOR INTERLOCK CORPORATION | 11385 | MicroCylinderI | ORDER PER BOM/QUOTE | PUR | (Order per Superior quote #59118, See quote for key stamping numbers) Compact type threaded interlock cylinder for smaller-sized switchgear | EA | EA |  | TRUE |  | P | PPD
133456 | 2 | 5 | States | PwrQ Holdings LLC | Holly Davis | TRUE | 2026-05-20T00:00:00 | 2026-08-24T00:00:00 |  | 10 | 0 | 10 | 598.5 | 88578 | 21076-1351 | USA | D05 | 38 | SUPERIOR INTERLOCK CORPORATION | 11385 | S1059001YPBL | 1-Key Solenoid Key Release interlock Unit B-986 SKRU for Panel Mounting with Push Button & Ind Lamp | PUR | 1-Key Solenoid Key Release interlock Unit B-986 SKRU for Panel Mounting with Push Button & Ind Lamp | EA | EA |  | TRUE |  | P | PPD | 100
133456 | 2 | 10 | States | PwrQ Holdings LLC | Holly Davis | TRUE | 2026-05-20T00:00:00 | 2026-09-28T00:00:00 |  | 13 | 0 | 13 | 598.5 | 88578 | 21076-1351 | USA | D05 | 38 | SUPERIOR INTERLOCK CORPORATION | 11385 | S1059001YPBL | 1-Key Solenoid Key Release interlock Unit B-986 SKRU for Panel Mounting with Push Button & Ind Lamp | PUR | 1-Key Solenoid Key Release interlock Unit B-986 SKRU for Panel Mounting with Push Button & Ind Lamp | EA | EA |  | TRUE |  | P | PPD | 100
133456 | 2 | 2 | States | PwrQ Holdings LLC | Holly Davis | TRUE | 2026-05-20T00:00:00 | 2026-08-03T00:00:00 |  | 7 | 0 | 7 | 598.5 | 88578 | 21076-1351 | USA | D05 | 38 | SUPERIOR INTERLOCK CORPORATION | 11385 | S1059001YPBL | 1-Key Solenoid Key Release interlock Unit B-986 SKRU for Panel Mounting with Push Button & Ind Lamp | PUR | 1-Key Solenoid Key Release interlock Unit B-986 SKRU for Panel Mounting with Push Button & Ind Lamp | EA | EA |  | TRUE |  | P | PPD | 100
133456 | 1 | 2 | States | PwrQ Holdings LLC | Holly Davis | TRUE | 2026-05-20T00:00:00 | 2026-08-03T00:00:00 |  | 14 | 0 | 14 | 598.5 | 177156 | 21076-1351 | USA | D05 | 38 | SUPERIOR INTERLOCK CORPORATION | 11385 | MicroCylinderI | ORDER PER BOM/QUOTE | PUR | (Order per Superior quote #59118, See quote for key stamping numbers) Compact type threaded interlock cylinder for smaller-sized switchgear | EA | EA |  | TRUE |  | P | PPD | 100
133456 | 1 | 8 | States | PwrQ Holdings LLC | Holly Davis | TRUE | 2026-05-20T00:00:00 | 2026-09-14T00:00:00 |  | 26 | 0 | 26 | 598.5 | 177156 | 21076-1351 | USA | D05 | 38 | SUPERIOR INTERLOCK CORPORATION | 11385 | MicroCylinderI | ORDER PER BOM/QUOTE | PUR | (Order per Superior quote #59118, See quote for key stamping numbers) Compact type threaded interlock cylinder for smaller-sized switchgear | EA | EA |  | TRUE |  | P | PPD | 100
133456 | 1 | 6 | States | PwrQ Holdings LLC | Holly Davis | TRUE | 2026-05-20T00:00:00 | 2026-08-31T00:00:00 |  | 26 | 0 | 26 | 598.5 | 177156 | 21076-1351 | USA | D05 | 38 | SUPERIOR INTERLOCK CORPORATION | 11385 | MicroCylinderI | ORDER PER BOM/QUOTE | PUR | (Order per Superior quote #59118, See quote for key stamping numbers) Compact type threaded interlock cylinder for smaller-sized switchgear | EA | EA |  | TRUE |  | P | PPD | 100
133456 | 1 | 3 | States | PwrQ Holdings LLC | Holly Davis | TRUE | 2026-05-20T00:00:00 | 2026-08-10T00:00:00 |  | 16 | 0 | 16 | 598.5 | 177156 | 21076-1351 | USA | D05 | 38 | SUPERIOR INTERLOCK CORPORATION | 11385 | MicroCylinderI | ORDER PER BOM/QUOTE | PUR | (Order per Superior quote #59118, See quote for key stamping numbers) Compact type threaded interlock cylinder for smaller-sized switchgear | EA | EA |  | TRUE |  | P | PPD | 100
133456 | 1 | 4 | States | PwrQ Holdings LLC | Holly Davis | TRUE | 2026-05-20T00:00:00 | 2026-08-17T00:00:00 |  | 16 | 0 | 16 | 598.5 | 177156 | 21076-1351 | USA | D05 | 38 | SUPERIOR INTERLOCK CORPORATION | 11385 | MicroCylinderI | ORDER PER BOM/QUOTE | PUR | (Order per Superior quote #59118, See quote for key stamping numbers) Compact type threaded interlock cylinder for smaller-sized switchgear | EA | EA |  | TRUE |  | P | PPD | 100
133456 | 2 | 12 | States | PwrQ Holdings LLC | Holly Davis | TRUE | 2026-05-20T00:00:00 | 2026-10-12T00:00:00 |  | 8 | 0 | 8 | 598.5 | 88578 | 21076-1351 | USA | D05 | 38 | SUPERIOR INTERLOCK CORPORATION | 11385 | S1059001YPBL | 1-Key Solenoid Key Release interlock Unit B-986 SKRU for Panel Mounting with Push Button & Ind Lamp | PUR | 1-Key Solenoid Key Release interlock Unit B-986 SKRU for Panel Mounting with Push Button & Ind Lamp | EA | EA |  | TRUE |  | P | PPD | 100
133456 | 1 | 11 | States | PwrQ Holdings LLC | Holly Davis | TRUE | 2026-05-20T00:00:00 | 2026-10-05T00:00:00 |  | 22 | 0 | 22 | 598.5 | 177156 | 21076-1351 | USA | D05 | 38 | SUPERIOR INTERLOCK CORPORATION | 11385 | MicroCylinderI | ORDER PER BOM/QUOTE | PUR | (Order per Superior quote #59118, See quote for key stamping numbers) Compact type threaded interlock cylinder for smaller-sized switchgear | EA | EA |  | TRUE |  | P | PPD | 100
133456 | 1 | 9 | States | PwrQ Holdings LLC | Holly Davis | TRUE | 2026-05-20T00:00:00 | 2026-09-21T00:00:00 |  | 26 | 0 | 26 | 598.5 | 177156 | 21076-1351 | USA | D05 | 38 | SUPERIOR INTERLOCK CORPORATION | 11385 | MicroCylinderI | ORDER PER BOM/QUOTE | PUR | (Order per Superior quote #59118, See quote for key stamping numbers) Compact type threaded interlock cylinder for smaller-sized switchgear | EA | EA |  | TRUE |  | P | PPD | 100
133456 | 1 | 16 | States | PwrQ Holdings LLC | Holly Davis | TRUE | 2026-05-20T00:00:00 | 2026-11-04T00:00:00 |  | 12 | 0 | 12 | 598.5 | 177156 | 21076-1351 | USA | D05 | 38 | SUPERIOR INTERLOCK CORPORATION | 11385 | MicroCylinderI | ORDER PER BOM/QUOTE | PUR | (Order per Superior quote #59118, See quote for key stamping numbers) Compact type threaded interlock cylinder for smaller-sized switchgear | EA | EA |  | TRUE |  | P | PPD | 100
133456 | 2 | 4 | States | PwrQ Holdings LLC | Holly Davis | TRUE | 2026-05-20T00:00:00 | 2026-08-17T00:00:00 |  | 8 | 0 | 8 | 598.5 | 88578 | 21076-1351 | USA | D05 | 38 | SUPERIOR INTERLOCK CORPORATION | 11385 | S1059001YPBL | 1-Key Solenoid Key Release interlock Unit B-986 SKRU for Panel Mounting with Push Button & Ind Lamp | PUR | 1-Key Solenoid Key Release interlock Unit B-986 SKRU for Panel Mounting with Push Button & Ind Lamp | EA | EA |  | TRUE |  | P | PPD | 100
133456 | 1 | 5 | States | PwrQ Holdings LLC | Holly Davis | TRUE | 2026-05-20T00:00:00 | 2026-08-24T00:00:00 |  | 20 | 0 | 20 | 598.5 | 177156 | 21076-1351 | USA | D05 | 38 | SUPERIOR INTERLOCK CORPORATION | 11385 | MicroCylinderI | ORDER PER BOM/QUOTE | PUR | (Order per Superior quote #59118, See quote for key stamping numbers) Compact type threaded interlock cylinder for smaller-sized switchgear | EA | EA |  | TRUE |  | P | PPD | 100
133456 | 2 | 14 | States | PwrQ Holdings LLC | Holly Davis | TRUE | 2026-05-20T00:00:00 | 2026-10-26T00:00:00 |  | 8 | 0 | 8 | 598.5 | 88578 | 21076-1351 | USA | D05 | 38 | SUPERIOR INTERLOCK CORPORATION | 11385 | S1059001YPBL | 1-Key Solenoid Key Release interlock Unit B-986 SKRU for Panel Mounting with Push Button & Ind Lamp | PUR | 1-Key Solenoid Key Release interlock Unit B-986 SKRU for Panel Mounting with Push Button & Ind Lamp | EA | EA |  | TRUE |  | P | PPD | 100
133456 | 2 | 16 | States | PwrQ Holdings LLC | Holly Davis | TRUE | 2026-05-20T00:00:00 | 2026-11-04T00:00:00 |  | 6 | 0 | 6 | 598.5 | 88578 | 21076-1351 | USA | D05 | 38 | SUPERIOR INTERLOCK CORPORATION | 11385 | S1059001YPBL | 1-Key Solenoid Key Release interlock Unit B-986 SKRU for Panel Mounting with Push Button & Ind Lamp | PUR | 1-Key Solenoid Key Release interlock Unit B-986 SKRU for Panel Mounting with Push Button & Ind Lamp | EA | EA |  | TRUE |  | P | PPD | 100
133456 | 2 | 6 | States | PwrQ Holdings LLC | Holly Davis | TRUE | 2026-05-20T00:00:00 | 2026-08-31T00:00:00 |  | 13 | 0 | 13 | 598.5 | 88578 | 21076-1351 | USA | D05 | 38 | SUPERIOR INTERLOCK CORPORATION | 11385 | S1059001YPBL | 1-Key Solenoid Key Release interlock Unit B-986 SKRU for Panel Mounting with Push Button & Ind Lamp | PUR | 1-Key Solenoid Key Release interlock Unit B-986 SKRU for Panel Mounting with Push Button & Ind Lamp | EA | EA |  | TRUE |  | P | PPD | 100
133456 | 2 | 8 | States | PwrQ Holdings LLC | Holly Davis | TRUE | 2026-05-20T00:00:00 | 2026-09-14T00:00:00 |  | 13 | 0 | 13 | 598.5 | 88578 | 21076-1351 | USA | D05 | 38 | SUPERIOR INTERLOCK CORPORATION | 11385 | S1059001YPBL | 1-Key Solenoid Key Release interlock Unit B-986 SKRU for Panel Mounting with Push Button & Ind Lamp | PUR | 1-Key Solenoid Key Release interlock Unit B-986 SKRU for Panel Mounting with Push Button & Ind Lamp | EA | EA |  | TRUE |  | P | PPD | 100
136227 | 1 | 3 | States | Champlin | Holly Davis | TRUE | 2026-09-18T00:00:00 | 2027-05-25T00:00:00 |  | 4 | 0 | 4 | 180 | 18360 | 55316 | USA | D05 | 38 | SUPERIOR INTERLOCK CORPORATION | 11385 | Microcylinder1 | Microcylinder1 - Superior Interlock Cylinder | PUR | Microcylinder1 - Superior Interlock Cylinder | EA | EA |  | FALSE |  | P | PPD | 100 | 2027-05-25T00:00:00 | 77367-4-1
136227 | 2 | 3 | States | Champlin | Holly Davis | TRUE | 2026-09-18T00:00:00 | 2027-05-25T00:00:00 |  | 2 | 0 | 2 | 1000 | 49000 | 55316 | USA | D05 | 38 | SUPERIOR INTERLOCK CORPORATION | 11385 | S1059001YPBL/SOL2 | 1-key solenoid key release interlock Unit B-986 SKRU for panel mounting with push button & ind lamp 24 vdc | PUR | 1-key solenoid key release interlock Unit B-986 SKRU for panel mounting with push button & ind lamp 24 vdc | EA | EA |  | FALSE |  | P | PPD | 100 | 2027-05-25T00:00:00 | 77367-4-1
136227 | 2 | 8 | States | Champlin | Holly Davis | TRUE | 2026-09-18T00:00:00 | 2027-09-24T00:00:00 |  | 10 | 0 | 10 | 1000 | 49000 | 55316 | USA | D05 | 38 | SUPERIOR INTERLOCK CORPORATION | 11385 | S1059001YPBL/SOL2 | 1-key solenoid key release interlock Unit B-986 SKRU for panel mounting with push button & ind lamp 24 vdc | PUR | 1-key solenoid key release interlock Unit B-986 SKRU for panel mounting with push button & ind lamp 24 vdc | EA | EA |  | FALSE |  | P | PPD | 100 | 2027-09-24T00:00:00 | 77367-7-4
136227 | 2 | 6 | States | Champlin | Holly Davis | TRUE | 2026-09-18T00:00:00 | 2027-07-26T00:00:00 |  | 10 | 0 | 10 | 1000 | 49000 | 55316 | USA | D05 | 38 | SUPERIOR INTERLOCK CORPORATION | 11385 | S1059001YPBL/SOL2 | 1-key solenoid key release interlock Unit B-986 SKRU for panel mounting with push button & ind lamp 24 vdc | PUR | 1-key solenoid key release interlock Unit B-986 SKRU for panel mounting with push button & ind lamp 24 vdc | EA | EA |  | FALSE |  | P | PPD | 100 | 2027-07-26T00:00:00 | 77367-7-2
136227 | 1 | 1 | States | Champlin | Holly Davis | TRUE | 2026-09-18T00:00:00 | 2027-05-25T00:00:00 |  | 6 | 0 | 6 | 180 | 18360 | 55316 | USA | D05 | 38 | SUPERIOR INTERLOCK CORPORATION | 11385 | Microcylinder1 | Microcylinder1 - Superior Interlock Cylinder | PUR | Microcylinder1 - Superior Interlock Cylinder | EA | EA |  | FALSE |  | P | PPD | 100 | 2027-05-25T00:00:00 | 77367-2-1
136227 | 1 | 7 | States | Champlin | Holly Davis | TRUE | 2026-09-18T00:00:00 | 2027-08-25T00:00:00 |  | 20 | 0 | 20 | 180 | 18360 | 55316 | USA | D05 | 38 | SUPERIOR INTERLOCK CORPORATION | 11385 | Microcylinder1 | Microcylinder1 - Superior Interlock Cylinder | PUR | Microcylinder1 - Superior Interlock Cylinder | EA | EA |  | FALSE |  | P | PPD | 100 | 2027-08-25T00:00:00 | 77367-7-3
136227 | 2 | 2 | States | Champlin | Holly Davis | TRUE | 2026-09-18T00:00:00 | 2027-05-25T00:00:00 |  | 2 | 0 | 2 | 1000 | 49000 | 55316 | USA | D05 | 38 | SUPERIOR INTERLOCK CORPORATION | 11385 | S1059001YPBL/SOL2 | 1-key solenoid key release interlock Unit B-986 SKRU for panel mounting with push button & ind lamp 24 vdc | PUR | 1-key solenoid key release interlock Unit B-986 SKRU for panel mounting with push button & ind lamp 24 vdc | EA | EA |  | FALSE |  | P | PPD | 100 | 2027-05-25T00:00:00 | 77367-11-1
136227 | 1 | 8 | States | Champlin | Holly Davis | TRUE | 2026-09-18T00:00:00 | 2027-09-24T00:00:00 |  | 20 | 0 | 20 | 180 | 18360 | 55316 | USA | D05 | 38 | SUPERIOR INTERLOCK CORPORATION | 11385 | Microcylinder1 | Microcylinder1 - Superior Interlock Cylinder | PUR | Microcylinder1 - Superior Interlock Cylinder | EA | EA |  | FALSE |  | P | PPD | 100 | 2027-09-24T00:00:00 | 77367-7-4
136227 | 1 | 2 | States | Champlin | Holly Davis | TRUE | 2026-09-18T00:00:00 | 2027-05-25T00:00:00 |  | 6 | 0 | 6 | 180 | 18360 | 55316 | USA | D05 | 38 | SUPERIOR INTERLOCK CORPORATION | 11385 | Microcylinder1 | Microcylinder1 - Superior Interlock Cylinder | PUR | Microcylinder1 - Superior Interlock Cylinder | EA | EA |  | FALSE |  | P | PPD | 100 | 2027-05-25T00:00:00 | 77367-11-1
136227 | 2 | 5 | States | Champlin | Holly Davis | TRUE | 2026-09-18T00:00:00 | 2027-05-25T00:00:00 |  | 11 | 0 | 11 | 1000 | 49000 | 55316 | USA | D05 | 38 | SUPERIOR INTERLOCK CORPORATION | 11385 | S1059001YPBL/SOL2 | 1-key solenoid key release interlock Unit B-986 SKRU for panel mounting with push button & ind lamp 24 vdc | PUR | 1-key solenoid key release interlock Unit B-986 SKRU for panel mounting with push button & ind lamp 24 vdc | EA | EA |  | FALSE |  | P | PPD | 100 | 2027-05-25T00:00:00 | 77367-7-1
136227 | 1 | 5 | States | Champlin | Holly Davis | TRUE | 2026-09-18T00:00:00 | 2027-05-25T00:00:00 |  | 22 | 0 | 22 | 180 | 18360 | 55316 | USA | D05 | 38 | SUPERIOR INTERLOCK CORPORATION | 11385 | Microcylinder1 | Microcylinder1 - Superior Interlock Cylinder | PUR | Microcylinder1 - Superior Interlock Cylinder | EA | EA |  | FALSE |  | P | PPD | 100 | 2027-05-25T00:00:00 | 77367-7-1
136227 | 1 | 6 | States | Champlin | Holly Davis | TRUE | 2026-09-18T00:00:00 | 2027-07-26T00:00:00 |  | 20 | 0 | 20 | 180 | 18360 | 55316 | USA | D05 | 38 | SUPERIOR INTERLOCK CORPORATION | 11385 | Microcylinder1 | Microcylinder1 - Superior Interlock Cylinder | PUR | Microcylinder1 - Superior Interlock Cylinder | EA | EA |  | FALSE |  | P | PPD | 100 | 2027-07-26T00:00:00 | 77367-7-2
136227 | 1 | 4 | States | Champlin | Holly Davis | TRUE | 2026-09-18T00:00:00 | 2027-05-25T00:00:00 |  | 4 | 0 | 4 | 180 | 18360 | 55316 | USA | D05 | 38 | SUPERIOR INTERLOCK CORPORATION | 11385 | Microcylinder1 | Microcylinder1 - Superior Interlock Cylinder | PUR | Microcylinder1 - Superior Interlock Cylinder | EA | EA |  | FALSE |  | P | PPD | 100 | 2027-05-25T00:00:00 | 77367-14-1
136227 | 2 | 7 | States | Champlin | Holly Davis | TRUE | 2026-09-18T00:00:00 | 2027-08-25T00:00:00 |  | 10 | 0 | 10 | 1000 | 49000 | 55316 | USA | D05 | 38 | SUPERIOR INTERLOCK CORPORATION | 11385 | S1059001YPBL/SOL2 | 1-key solenoid key release interlock Unit B-986 SKRU for panel mounting with push button & ind lamp 24 vdc | PUR | 1-key solenoid key release interlock Unit B-986 SKRU for panel mounting with push button & ind lamp 24 vdc | EA | EA |  | FALSE |  | P | PPD | 100 | 2027-08-25T00:00:00 | 77367-7-3
136227 | 2 | 4 | States | Champlin | Holly Davis | TRUE | 2026-09-18T00:00:00 | 2027-05-25T00:00:00 |  | 2 | 0 | 2 | 1000 | 49000 | 55316 | USA | D05 | 38 | SUPERIOR INTERLOCK CORPORATION | 11385 | S1059001YPBL/SOL2 | 1-key solenoid key release interlock Unit B-986 SKRU for panel mounting with push button & ind lamp 24 vdc | PUR | 1-key solenoid key release interlock Unit B-986 SKRU for panel mounting with push button & ind lamp 24 vdc | EA | EA |  | FALSE |  | P | PPD | 100 | 2027-05-25T00:00:00 | 77367-14-1
136227 | 2 | 1 | States | Champlin | Holly Davis | TRUE | 2026-09-18T00:00:00 | 2027-05-25T00:00:00 |  | 2 | 0 | 2 | 1000 | 49000 | 55316 | USA | D05 | 38 | SUPERIOR INTERLOCK CORPORATION | 11385 | S1059001YPBL/SOL2 | 1-key solenoid key release interlock Unit B-986 SKRU for panel mounting with push button & ind lamp 24 vdc | PUR | 1-key solenoid key release interlock Unit B-986 SKRU for panel mounting with push button & ind lamp 24 vdc | EA | EA |  | FALSE |  | P | PPD | 100 | 2027-05-25T00:00:00 | 77367-2-1
136229 | 2 | 4 | States | Champlin | Holly Davis | TRUE | 2026-09-18T00:00:00 | 2026-11-04T00:00:00 |  | 2 | 0 | 2 | 1000 | 49000 | 55316 | USA | D05 | 38 | SUPERIOR INTERLOCK CORPORATION | 11385 | S1059001YPBL/SOL2 | 1-key solenoid key release interlock Unit B-986 SKRU for panel mounting with push button & ind lamp 24 vdc | PUR | 1-key solenoid key release interlock Unit B-986 SKRU for panel mounting with push button & ind lamp 24 vdc | EA | EA |  | FALSE |  | P | PPD | 100 | 2026-11-04T00:00:00 | 77369-14-1
136229 | 1 | 6 | States | Champlin | Holly Davis | TRUE | 2026-09-18T00:00:00 | 2026-12-29T00:00:00 |  | 20 | 0 | 20 | 180 | 18360 | 55316 | USA | D05 | 38 | SUPERIOR INTERLOCK CORPORATION | 11385 | Microcylinder1 | Microcylinder1 - Superior Interlock Cylinder | PUR | Microcylinder1 - Superior Interlock Cylinder | EA | EA |  | FALSE |  | P | PPD | 100 | 2026-12-29T00:00:00 | 77369-7-2
136229 | 2 | 5 | States | Champlin | Holly Davis | TRUE | 2026-09-18T00:00:00 | 2026-11-09T00:00:00 |  | 2 | 0 | 2 | 1000 | 49000 | 55316 | USA | D05 | 38 | SUPERIOR INTERLOCK CORPORATION | 11385 | S1059001YPBL/SOL2 | 1-key solenoid key release interlock Unit B-986 SKRU for panel mounting with push button & ind lamp 24 vdc | PUR | 1-key solenoid key release interlock Unit B-986 SKRU for panel mounting with push button & ind lamp 24 vdc | EA | EA |  | FALSE |  | P | PPD | 100 | 2026-11-09T00:00:00 | 77369-11-1
136229 | 1 | 8 | States | Champlin | Holly Davis | TRUE | 2026-09-18T00:00:00 | 2027-02-22T00:00:00 |  | 20 | 0 | 20 | 180 | 18360 | 55316 | USA | D05 | 38 | SUPERIOR INTERLOCK CORPORATION | 11385 | Microcylinder1 | Microcylinder1 - Superior Interlock Cylinder | PUR | Microcylinder1 - Superior Interlock Cylinder | EA | EA |  | FALSE |  | P | PPD | 100 | 2027-02-22T00:00:00 | 77369-7-4
136229 | 2 | 8 | States | Champlin | Holly Davis | TRUE | 2026-09-18T00:00:00 | 2027-02-22T00:00:00 |  | 10 | 0 | 10 | 1000 | 49000 | 55316 | USA | D05 | 38 | SUPERIOR INTERLOCK CORPORATION | 11385 | S1059001YPBL/SOL2 | 1-key solenoid key release interlock Unit B-986 SKRU for panel mounting with push button & ind lamp 24 vdc | PUR | 1-key solenoid key release interlock Unit B-986 SKRU for panel mounting with push button & ind lamp 24 vdc | EA | EA |  | FALSE |  | P | PPD | 100 | 2027-02-22T00:00:00 | 77369-7-4
136229 | 2 | 6 | States | Champlin | Holly Davis | TRUE | 2026-09-18T00:00:00 | 2026-12-29T00:00:00 |  | 10 | 0 | 10 | 1000 | 49000 | 55316 | USA | D05 | 38 | SUPERIOR INTERLOCK CORPORATION | 11385 | S1059001YPBL/SOL2 | 1-key solenoid key release interlock Unit B-986 SKRU for panel mounting with push button & ind lamp 24 vdc | PUR | 1-key solenoid key release interlock Unit B-986 SKRU for panel mounting with push button & ind lamp 24 vdc | EA | EA |  | FALSE |  | P | PPD | 100 | 2026-12-29T00:00:00 | 77369-7-2
136229 | 2 | 1 | States | Champlin | Holly Davis | TRUE | 2026-09-18T00:00:00 | 2026-10-13T00:00:00 |  | 2 | 0 | 2 | 1000 | 49000 | 55316 | USA | D05 | 38 | SUPERIOR INTERLOCK CORPORATION | 11385 | S1059001YPBL/SOL2 | 1-key solenoid key release interlock Unit B-986 SKRU for panel mounting with push button & ind lamp 24 vdc | PUR | 1-key solenoid key release interlock Unit B-986 SKRU for panel mounting with push button & ind lamp 24 vdc | EA | EA |  | FALSE |  | P | PPD | 100 | 2026-10-13T00:00:00 | 77369-2-1
136229 | 2 | 3 | States | Champlin | Holly Davis | TRUE | 2026-09-18T00:00:00 | 2026-10-28T00:00:00 |  | 11 | 0 | 11 | 1000 | 49000 | 55316 | USA | D05 | 38 | SUPERIOR INTERLOCK CORPORATION | 11385 | S1059001YPBL/SOL2 | 1-key solenoid key release interlock Unit B-986 SKRU for panel mounting with push button & ind lamp 24 vdc | PUR | 1-key solenoid key release interlock Unit B-986 SKRU for panel mounting with push button & ind lamp 24 vdc | EA | EA |  | FALSE |  | P | PPD | 100 | 2026-10-28T00:00:00 | 77369-7-1
136229 | 2 | 7 | States | Champlin | Holly Davis | TRUE | 2026-09-18T00:00:00 | 2027-02-09T00:00:00 |  | 10 | 0 | 10 | 1000 | 49000 | 55316 | USA | D05 | 38 | SUPERIOR INTERLOCK CORPORATION | 11385 | S1059001YPBL/SOL2 | 1-key solenoid key release interlock Unit B-986 SKRU for panel mounting with push button & ind lamp 24 vdc | PUR | 1-key solenoid key release interlock Unit B-986 SKRU for panel mounting with push button & ind lamp 24 vdc | EA | EA |  | FALSE |  | P | PPD | 100 | 2027-02-09T00:00:00 | 77369-7-3
136229 | 2 | 2 | States | Champlin | Holly Davis | TRUE | 2026-09-18T00:00:00 | 2026-10-14T00:00:00 |  | 2 | 0 | 2 | 1000 | 49000 | 55316 | USA | D05 | 38 | SUPERIOR INTERLOCK CORPORATION | 11385 | S1059001YPBL/SOL2 | 1-key solenoid key release interlock Unit B-986 SKRU for panel mounting with push button & ind lamp 24 vdc | PUR | 1-key solenoid key release interlock Unit B-986 SKRU for panel mounting with push button & ind lamp 24 vdc | EA | EA |  | FALSE |  | P | PPD | 100 | 2026-10-14T00:00:00 | 77369-4-1
136229 | 1 | 1 | States | Champlin | Holly Davis | TRUE | 2026-09-18T00:00:00 | 2026-10-13T00:00:00 |  | 6 | 0 | 6 | 180 | 18360 | 55316 | USA | D05 | 38 | SUPERIOR INTERLOCK CORPORATION | 11385 | Microcylinder1 | Microcylinder1 - Superior Interlock Cylinder | PUR | Microcylinder1 - Superior Interlock Cylinder | EA | EA |  | FALSE |  | P | PPD | 100 | 2026-10-13T00:00:00 | 77369-2-1
136229 | 1 | 3 | States | Champlin | Holly Davis | TRUE | 2026-09-18T00:00:00 | 2026-10-28T00:00:00 |  | 22 | 0 | 22 | 180 | 18360 | 55316 | USA | D05 | 38 | SUPERIOR INTERLOCK CORPORATION | 11385 | Microcylinder1 | Microcylinder1 - Superior Interlock Cylinder | PUR | Microcylinder1 - Superior Interlock Cylinder | EA | EA |  | FALSE |  | P | PPD | 100 | 2026-10-28T00:00:00 | 77369-7-1
136229 | 1 | 2 | States | Champlin | Holly Davis | TRUE | 2026-09-18T00:00:00 | 2026-10-14T00:00:00 |  | 4 | 0 | 4 | 180 | 18360 | 55316 | USA | D05 | 38 | SUPERIOR INTERLOCK CORPORATION | 11385 | Microcylinder1 | Microcylinder1 - Superior Interlock Cylinder | PUR | Microcylinder1 - Superior Interlock Cylinder | EA | EA |  | FALSE |  | P | PPD | 100 | 2026-10-14T00:00:00 | 77369-4-1
136229 | 1 | 7 | States | Champlin | Holly Davis | TRUE | 2026-09-18T00:00:00 | 2027-02-09T00:00:00 |  | 20 | 0 | 20 | 180 | 18360 | 55316 | USA | D05 | 38 | SUPERIOR INTERLOCK CORPORATION | 11385 | Microcylinder1 | Microcylinder1 - Superior Interlock Cylinder | PUR | Microcylinder1 - Superior Interlock Cylinder | EA | EA |  | FALSE |  | P | PPD | 100 | 2027-02-09T00:00:00 | 77369-7-3
136229 | 1 | 4 | States | Champlin | Holly Davis | TRUE | 2026-09-18T00:00:00 | 2026-11-04T00:00:00 |  | 4 | 0 | 4 | 180 | 18360 | 55316 | USA | D05 | 38 | SUPERIOR INTERLOCK CORPORATION | 11385 | Microcylinder1 | Microcylinder1 - Superior Interlock Cylinder | PUR | Microcylinder1 - Superior Interlock Cylinder | EA | EA |  | FALSE |  | P | PPD | 100 | 2026-11-04T00:00:00 | 77369-14-1
136229 | 1 | 5 | States | Champlin | Holly Davis | TRUE | 2026-09-18T00:00:00 | 2026-11-09T00:00:00 |  | 6 | 0 | 6 | 180 | 18360 | 55316 | USA | D05 | 38 | SUPERIOR INTERLOCK CORPORATION | 11385 | Microcylinder1 | Microcylinder1 - Superior Interlock Cylinder | PUR | Microcylinder1 - Superior Interlock Cylinder | EA | EA |  | FALSE |  | P | PPD | 100 | 2026-11-09T00:00:00 | 77369-11-1
135976 | 3 | 1 | States | Champlin | Holly Davis | TRUE | 2026-09-09T00:00:00 | 2026-10-26T00:00:00 |  | 82 | 0 | 82 | 1000 | 328000 | 55316 | USA | D05 | 38 | SUPERIOR INTERLOCK CORPORATION | 11385 | S1059001YPBL/SOL2 | 1-key solenoid key release interlock Unit B-986 SKRU for panel mounting with push button & ind lamp 24 vdc | PUR | 1-key solenoid key release interlock Unit B-986 SKRU for panel mounting with push button & ind lamp 24 vdc | EA | EA |  | FALSE |  | P | DS
135976 | 3 | 3 | States | Champlin | Holly Davis | TRUE | 2026-09-09T00:00:00 | 2027-01-26T00:00:00 |  | 82 | 0 | 82 | 1000 | 328000 | 55316 | USA | D05 | 38 | SUPERIOR INTERLOCK CORPORATION | 11385 | S1059001YPBL/SOL2 | 1-key solenoid key release interlock Unit B-986 SKRU for panel mounting with push button & ind lamp 24 vdc | PUR | 1-key solenoid key release interlock Unit B-986 SKRU for panel mounting with push button & ind lamp 24 vdc | EA | EA |  | FALSE |  | P | DS | 100
135976 | 2 | 3 | States | Champlin | Holly Davis | TRUE | 2026-09-09T00:00:00 | 2027-01-26T00:00:00 |  | 12 | 0 | 12 | 139.5 | 6696 | 55316 | USA | D05 | 38 | SUPERIOR INTERLOCK CORPORATION | 11385 | S105810Y | ITEM 1, B-40003-1, Flat mounted key interlock, bolt extension 2.00", key removeable in extended position, key interchange "A1" with ITEM 2 | PUR | ITEM 1, B-40003-1, Flat mounted key interlock, bolt extension 2.00", key removeable in extended position, key interchange "A1" with ITEM 2 | EA | EA |  | FALSE |  | P | DS | 100
135976 | 2 | 4 | States | Champlin | Holly Davis | TRUE | 2026-09-09T00:00:00 | 2027-03-18T00:00:00 |  | 12 | 0 | 12 | 139.5 | 6696 | 55316 | USA | D05 | 38 | SUPERIOR INTERLOCK CORPORATION | 11385 | S105810Y | ITEM 1, B-40003-1, Flat mounted key interlock, bolt extension 2.00", key removeable in extended position, key interchange "A1" with ITEM 2 | PUR | ITEM 1, B-40003-1, Flat mounted key interlock, bolt extension 2.00", key removeable in extended position, key interchange "A1" with ITEM 2 | EA | EA |  | FALSE |  | P | DS | 100
135976 | 3 | 4 | States | Champlin | Holly Davis | TRUE | 2026-09-09T00:00:00 | 2027-03-18T00:00:00 |  | 82 | 0 | 82 | 1000 | 328000 | 55316 | USA | D05 | 38 | SUPERIOR INTERLOCK CORPORATION | 11385 | S1059001YPBL/SOL2 | 1-key solenoid key release interlock Unit B-986 SKRU for panel mounting with push button & ind lamp 24 vdc | PUR | 1-key solenoid key release interlock Unit B-986 SKRU for panel mounting with push button & ind lamp 24 vdc | EA | EA |  | FALSE |  | P | DS | 100
135976 | 1 | 4 | States | Champlin | Holly Davis | TRUE | 2026-09-09T00:00:00 | 2027-03-18T00:00:00 |  | 152 | 0 | 152 | 138.75 | 84360 | 55316 | USA | D05 | 38 | SUPERIOR INTERLOCK CORPORATION | 11385 | C-964/CN22A | Lock Cylinder for Square D Schneider Masterpact Bkr | PUR | Lock Cylinder for Square D Schneider Masterpact Bkr | EA | EA |  | FALSE |  | P | DS | 100
135976 | 2 | 1 | States | Champlin | Holly Davis | TRUE | 2026-09-09T00:00:00 | 2026-10-26T00:00:00 |  | 12 | 0 | 12 | 139.5 | 6696 | 55316 | USA | D05 | 38 | SUPERIOR INTERLOCK CORPORATION | 11385 | S105810Y | ITEM 1, B-40003-1, Flat mounted key interlock, bolt extension 2.00", key removeable in extended position, key interchange "A1" with ITEM 2 | PUR | ITEM 1, B-40003-1, Flat mounted key interlock, bolt extension 2.00", key removeable in extended position, key interchange "A1" with ITEM 2 | EA | EA |  | FALSE |  | P | DS
135976 | 1 | 1 | States | Champlin | Holly Davis | TRUE | 2026-09-09T00:00:00 | 2026-10-26T00:00:00 |  | 152 | 0 | 152 | 138.75 | 84360 | 55316 | USA | D05 | 38 | SUPERIOR INTERLOCK CORPORATION | 11385 | C-964/CN22A | Lock Cylinder for Square D Schneider Masterpact Bkr | PUR | Lock Cylinder for Square D Schneider Masterpact Bkr | EA | EA |  | FALSE |  | P | DS | 100
135976 | 1 | 3 | States | Champlin | Holly Davis | TRUE | 2026-09-09T00:00:00 | 2027-01-26T00:00:00 |  | 152 | 0 | 152 | 138.75 | 84360 | 55316 | USA | D05 | 38 | SUPERIOR INTERLOCK CORPORATION | 11385 | C-964/CN22A | Lock Cylinder for Square D Schneider Masterpact Bkr | PUR | Lock Cylinder for Square D Schneider Masterpact Bkr | EA | EA |  | FALSE |  | P | DS | 100
135976 | 2 | 2 | States | Champlin | Holly Davis | TRUE | 2026-09-09T00:00:00 | 2026-12-16T00:00:00 |  | 12 | 0 | 12 | 139.5 | 6696 | 55316 | USA | D05 | 38 | SUPERIOR INTERLOCK CORPORATION | 11385 | S105810Y | ITEM 1, B-40003-1, Flat mounted key interlock, bolt extension 2.00", key removeable in extended position, key interchange "A1" with ITEM 2 | PUR | ITEM 1, B-40003-1, Flat mounted key interlock, bolt extension 2.00", key removeable in extended position, key interchange "A1" with ITEM 2 | EA | EA |  | FALSE |  | P | DS | 100
135976 | 1 | 2 | States | Champlin | Holly Davis | TRUE | 2026-09-09T00:00:00 | 2026-12-16T00:00:00 |  | 152 | 0 | 152 | 138.75 | 84360 | 55316 | USA | D05 | 38 | SUPERIOR INTERLOCK CORPORATION | 11385 | C-964/CN22A | Lock Cylinder for Square D Schneider Masterpact Bkr | PUR | Lock Cylinder for Square D Schneider Masterpact Bkr | EA | EA |  | FALSE |  | P | DS | 100
135976 | 3 | 2 | States | Champlin | Holly Davis | TRUE | 2026-09-09T00:00:00 | 2026-12-16T00:00:00 |  | 82 | 0 | 82 | 1000 | 328000 | 55316 | USA | D05 | 38 | SUPERIOR INTERLOCK CORPORATION | 11385 | S1059001YPBL/SOL2 | 1-key solenoid key release interlock Unit B-986 SKRU for panel mounting with push button & ind lamp 24 vdc | PUR | 1-key solenoid key release interlock Unit B-986 SKRU for panel mounting with push button & ind lamp 24 vdc | EA | EA |  | FALSE |  | P | DS | 100
135343 | 2 | 1 | States | Champlin | Holly Davis | TRUE | 2026-08-11T00:00:00 | 2026-09-11T00:00:00 | 2026-09-11T00:00:00 | 2 | 0 | 2 | 139.5 | 279 | 55316-3157 | USA | D05 | 38 | SUPERIOR INTERLOCK CORPORATION | 11385 | S105810Y | ITEM 1, B-40003-1, Flat mounted key interlock, bolt extension 2.00", key removeable in extended position, key interchange "A1" with ITEM 2 | PUR | Kirk Key F Style Interlock with 4" Bolt Projection | EA | EA |  | TRUE |  | P | ALL | 100
135343 | 1 | 1 | States | Champlin | Holly Davis | TRUE | 2026-08-11T00:00:00 | 2026-09-11T00:00:00 | 2026-09-11T00:00:00 | 2 | 0 | 2 | 5.4 | 10.8 | 55316-3157 | USA | D05 | 38 | SUPERIOR INTERLOCK CORPORATION | 11385 | MB4 | 2 MTG Bolt 3/8x2" | PUR | 2 Mtg Bolt 3/8 X 2" | EA | EA |  | TRUE |  | P | ALL | 100
135973 | 3 | 2 | States | Champlin | Holly Davis | TRUE | 2026-09-09T00:00:00 | 2026-11-23T00:00:00 |  | 1 | 0 | 1 | 180 | 1440 | 55316 | USA | D05 | 38 | SUPERIOR INTERLOCK CORPORATION | 11385 | Microcylinder1 | Microcylinder1 - Superior Interlock Cylinder | PUR | Microcylinder1 - Superior Interlock Cylinder | EA | EA |  | FALSE |  | P | PPD | 100 |  | 77436-5-1
135973 | 4 | 2 | States | Champlin | Holly Davis | TRUE | 2026-09-09T00:00:00 | 2026-11-23T00:00:00 |  | 1 | 0 | 1 | 1000 | 3000 | 55316 | USA | D05 | 38 | SUPERIOR INTERLOCK CORPORATION | 11385 | S1059001YPBL/SOL2 | 1-key solenoid key release interlock Unit B-986 SKRU for panel mounting with push button & ind lamp 24 vdc | PUR | 1-key solenoid key release interlock Unit B-986 SKRU for panel mounting with push button & ind lamp 24 vdc | EA | EA |  | FALSE |  | P | PPD | 100 |  | 77436-7-1
135973 | 3 | 7 | States | Champlin | Holly Davis | TRUE | 2026-09-09T00:00:00 | 2027-01-08T00:00:00 |  | 2 | 0 | 2 | 180 | 1440 | 55316 | USA | D05 | 38 | SUPERIOR INTERLOCK CORPORATION | 11385 | Microcylinder1 | Microcylinder1 - Superior Interlock Cylinder | PUR | Microcylinder1 - Superior Interlock Cylinder | EA | EA |  | FALSE |  | P | PPD | 100 |  | 77392-10-1
135973 | 4 | 3 | States | Champlin | Holly Davis | TRUE | 2026-09-09T00:00:00 | 2026-11-23T00:00:00 |  | 1 | 0 | 1 | 1000 | 3000 | 55316 | USA | D05 | 38 | SUPERIOR INTERLOCK CORPORATION | 11385 | S1059001YPBL/SOL2 | 1-key solenoid key release interlock Unit B-986 SKRU for panel mounting with push button & ind lamp 24 vdc | PUR | 1-key solenoid key release interlock Unit B-986 SKRU for panel mounting with push button & ind lamp 24 vdc | EA | EA |  | FALSE |  | P | PPD | 100 |  | 77436-9-1
135973 | 4 | 1 | States | Champlin | Holly Davis | TRUE | 2026-09-09T00:00:00 | 2026-11-23T00:00:00 |  | 1 | 0 | 1 | 1000 | 3000 | 55316 | USA | D05 | 38 | SUPERIOR INTERLOCK CORPORATION | 11385 | S1059001YPBL/SOL2 | 1-key solenoid key release interlock Unit B-986 SKRU for panel mounting with push button & ind lamp 24 vdc | PUR | 1-key solenoid key release interlock Unit B-986 SKRU for panel mounting with push button & ind lamp 24 vdc | EA | EA |  | FALSE |  | P | PPD | 100 |  | 77436-5-1
135973 | 2 | 1 | States | Champlin | Holly Davis | TRUE | 2026-09-09T00:00:00 | 2027-01-01T00:00:00 |  | 38 | 0 | 38 | 138.75 | 5272.5 | 55316 | USA | D05 | 38 | SUPERIOR INTERLOCK CORPORATION | 11385 | C-964/CN22A | Lock Cylinder for Square D Schneider Masterpact Bkr | PUR | Lock Cylinder for Square D Schneider Masterpact Bkr | EA | EA |  | FALSE |  | P | PPD
135973 | 1 | 1 | States | Champlin | Holly Davis | TRUE | 2026-09-09T00:00:00 | 2027-01-08T00:00:00 |  | 2 | 0 | 2 | 235 | 470 | 55316 | USA | D05 | 38 | SUPERIOR INTERLOCK CORPORATION | 11385 | B-5003 | ORDER PER BOM/QUOTE | PUR | B-5003 - Superior Interlock Door Interlock | EA | EA |  | FALSE |  | P | PPD | 100 |  | 77392-10-1
135973 | 3 | 5 | States | Champlin | Holly Davis | TRUE | 2026-09-09T00:00:00 | 2026-11-23T00:00:00 |  | 1 | 0 | 1 | 180 | 1440 | 55316 | USA | D05 | 38 | SUPERIOR INTERLOCK CORPORATION | 11385 | Microcylinder1 | Microcylinder1 - Superior Interlock Cylinder | PUR | Microcylinder1 - Superior Interlock Cylinder | EA | EA |  | FALSE |  | P | PPD | 100 |  | 77436-8-1
135973 | 3 | 3 | States | Champlin | Holly Davis | TRUE | 2026-09-09T00:00:00 | 2026-11-23T00:00:00 |  | 1 | 0 | 1 | 180 | 1440 | 55316 | USA | D05 | 38 | SUPERIOR INTERLOCK CORPORATION | 11385 | Microcylinder1 | Microcylinder1 - Superior Interlock Cylinder | PUR | Microcylinder1 - Superior Interlock Cylinder | EA | EA |  | FALSE |  | P | PPD | 100 |  | 77436-6-1
135973 | 3 | 4 | States | Champlin | Holly Davis | TRUE | 2026-09-09T00:00:00 | 2026-11-23T00:00:00 |  | 1 | 0 | 1 | 180 | 1440 | 55316 | USA | D05 | 38 | SUPERIOR INTERLOCK CORPORATION | 11385 | Microcylinder1 | Microcylinder1 - Superior Interlock Cylinder | PUR | Microcylinder1 - Superior Interlock Cylinder | EA | EA |  | FALSE |  | P | PPD | 100 |  | 77436-7-1
135973 | 3 | 1 | States | Champlin | Holly Davis | TRUE | 2026-09-09T00:00:00 | 2026-11-19T00:00:00 |  | 1 | 0 | 1 | 180 | 1440 | 55316 | USA | D05 | 38 | SUPERIOR INTERLOCK CORPORATION | 11385 | Microcylinder1 | Microcylinder1 - Superior Interlock Cylinder | PUR | Microcylinder1 - Superior Interlock Cylinder | EA | EA |  | FALSE |  | P | PPD | 100 |  | 77436-4-1
135973 | 3 | 6 | States | Champlin | Holly Davis | TRUE | 2026-09-09T00:00:00 | 2026-11-23T00:00:00 |  | 1 | 0 | 1 | 180 | 1440 | 55316 | USA | D05 | 38 | SUPERIOR INTERLOCK CORPORATION | 11385 | Microcylinder1 | Microcylinder1 - Superior Interlock Cylinder | PUR | Microcylinder1 - Superior Interlock Cylinder | EA | EA |  | FALSE |  | P | PPD | 100 |  | 77436-9-1
134323 | 1 | 1 | States | Champlin | Holly Davis | TRUE | 2026-06-24T00:00:00 | 2026-09-08T00:00:00 |  | 29 | 0 | 29 | 138.75 | 4023.75 | 55316-3157 | USA | D05 | 38 | SUPERIOR INTERLOCK CORPORATION | 11385 | C-964/CN22A | Lock Cylinder for Square D Schneider Masterpact Bkr | PUR | Lock Cylinder for Square D Schneider Masterpact Bkr | EA | EA |  | FALSE |  | P | PPD
132909 | 3 | 17 | States | Champlin | Holly Davis | TRUE | 2026-04-30T00:00:00 | 2026-07-15T00:00:00 | 2026-06-26T00:00:00 | 5 | 0 | 5 | 1000 | 78000 | 55316-3157 | USA | D05 | 38 | SUPERIOR INTERLOCK CORPORATION | 11385 | S1059001YPBL/SOL2 | 1-key solenoid key release interlock Unit B-986 SKRU for panel mounting with push button & ind lamp 24 vdc | PUR | 1-key solenoid key release interlock Unit B-986 SKRU for panel mounting with push button & ind lamp 24 vdc | EA | EA |  | TRUE |  | P | PPD | 100 |  | 77355-3-8
132909 | 3 | 15 | States | Champlin | Holly Davis | TRUE | 2026-04-30T00:00:00 | 2026-06-26T00:00:00 | 2026-06-26T00:00:00 | 5 | 0 | 5 | 1000 | 78000 | 55316-3157 | USA | D05 | 38 | SUPERIOR INTERLOCK CORPORATION | 11385 | S1059001YPBL/SOL2 | 1-key solenoid key release interlock Unit B-986 SKRU for panel mounting with push button & ind lamp 24 vdc | PUR | 1-key solenoid key release interlock Unit B-986 SKRU for panel mounting with push button & ind lamp 24 vdc | EA | EA |  | TRUE |  | P | PPD | 100 |  | 77355-3-6
132909 | 1 | 18 | States | Champlin | Holly Davis | TRUE | 2026-04-30T00:00:00 | 2026-07-10T00:00:00 |  | 15 | 0 | 15 | 138.75 | 35381.25 | 55316-3157 | USA | D05 | 38 | SUPERIOR INTERLOCK CORPORATION | 11385 | C-964/CN22A | Lock Cylinder for Square D Schneider Masterpact Bkr | PUR | Lock Cylinder for Square D Schneider Masterpact Bkr | EA | EA |  | TRUE |  | P | PPD | 100 |  | 77355-3-8
132909 | 3 | 13 | States | Champlin | Holly Davis | TRUE | 2026-04-30T00:00:00 | 2026-06-26T00:00:00 | 2026-06-26T00:00:00 | 2 | 0 | 2 | 1000 | 78000 | 55316-3157 | USA | D05 | 38 | SUPERIOR INTERLOCK CORPORATION | 11385 | S1059001YPBL/SOL2 | 1-key solenoid key release interlock Unit B-986 SKRU for panel mounting with push button & ind lamp 24 vdc | PUR | 1-key solenoid key release interlock Unit B-986 SKRU for panel mounting with push button & ind lamp 24 vdc | EA | EA |  | TRUE |  | P | PPD | 100 |  | 77355-2-4
132909 | 3 | 16 | States | Champlin | Holly Davis | TRUE | 2026-04-30T00:00:00 | 2026-06-26T00:00:00 | 2026-06-26T00:00:00 | 5 | 0 | 5 | 1000 | 78000 | 55316-3157 | USA | D05 | 38 | SUPERIOR INTERLOCK CORPORATION | 11385 | S1059001YPBL/SOL2 | 1-key solenoid key release interlock Unit B-986 SKRU for panel mounting with push button & ind lamp 24 vdc | PUR | 1-key solenoid key release interlock Unit B-986 SKRU for panel mounting with push button & ind lamp 24 vdc | EA | EA |  | TRUE |  | P | PPD | 100 |  | 77355-3-7
132909 | 3 | 14 | States | Champlin | Holly Davis | TRUE | 2026-04-30T00:00:00 | 2026-06-26T00:00:00 | 2026-06-26T00:00:00 | 5 | 0 | 5 | 1000 | 78000 | 55316-3157 | USA | D05 | 38 | SUPERIOR INTERLOCK CORPORATION | 11385 | S1059001YPBL/SOL2 | 1-key solenoid key release interlock Unit B-986 SKRU for panel mounting with push button & ind lamp 24 vdc | PUR | 1-key solenoid key release interlock Unit B-986 SKRU for panel mounting with push button & ind lamp 24 vdc | EA | EA |  | TRUE |  | P | PPD | 100 |  | 77355-3-5
132909 | 1 | 17 | States | Champlin | Holly Davis | TRUE | 2026-04-30T00:00:00 | 2026-07-10T00:00:00 |  | 15 | 3 | 12 | 138.75 | 35381.25 | 55316-3157 | USA | D05 | 38 | SUPERIOR INTERLOCK CORPORATION | 11385 | C-964/CN22A | Lock Cylinder for Square D Schneider Masterpact Bkr | PUR | Lock Cylinder for Square D Schneider Masterpact Bkr | EA | EA |  | TRUE |  | P | PPD | 100 |  | 77355-3-7
133607 | 1 | 1 | States | Dayton | Megan Swymeler | TRUE | 2026-05-26T00:00:00 | 2026-09-18T00:00:00 | 2026-08-28T00:00:00 | 4 | 0 | 4 | 370 | 1480 | 55369-6417 | USA | N30 | 40 | S & C ELECTRIC COMPANY | 60694-1704 | 134300R4 | SM-5 Fuse Refill, 38kV, 200E, 17.5kA | PUR | SM-5 Fuse Refill, 38kV, 200E, 17.5kA | EA | EA |  | TRUE |  | P | PPD | DAYTON
134032 | 3 | 1 | States | Dayton | Megan Swymeler | TRUE | 2026-06-11T00:00:00 | 2026-09-30T00:00:00 | 2026-09-30T00:00:00 | 24 | 0 | 24 | 1625 | 39000 | 55369-6417 | USA | N30 | 40 | S & C ELECTRIC COMPANY | 60694-1704 | 87053R1 | SM-5S Non-Disconnect Mounting, 27kV | PUR | SM-5S Non-Disconnect Mounting, 27kV | EA | EA |  | TRUE |  | P | PPD | DAYTON
134032 | 2 | 1 | States | Dayton | Megan Swymeler | TRUE | 2026-06-11T00:00:00 | 2026-09-30T00:00:00 | 2026-09-30T00:00:00 | 4 | 0 | 4 | 1951.48 | 7805.92 | 55369-6417 | USA | N30 | 40 | S & C ELECTRIC COMPANY | 60694-1704 | 86813R2 | SM-5S Non-Disconnect Fuse Holder, 27kV | PUR | SM-5S Non-Disconnect Fuse Holder, 27kV | EA | EA |  | TRUE |  | P | PPD | DAYTON
134032 | 1 | 1 | States | Dayton | Megan Swymeler | TRUE | 2026-06-11T00:00:00 | 2026-09-30T00:00:00 | 2026-09-30T00:00:00 | 24 | 0 | 24 | 335 | 8040 | 55369-6417 | USA | N30 | 40 | S & C ELECTRIC COMPANY | 60694-1704 | 133300R4 | SM-5 Fuse Refill, 27kV, 200E, 20kA | PUR | SM-5 Fuse Refill, 27kV, 200E, 20kA | EA | EA |  | TRUE |  | P | PPD | DAYTON
133763 | 2 | 1 | States | Dayton | Megan Swymeler | TRUE | 2026-06-01T00:00:00 | 2026-10-01T00:00:00 | 2026-10-01T00:00:00 | 24 | 0 | 24 | 1670 | 40080 | 55369-6417 | USA | N30 | 40 | S & C ELECTRIC COMPANY | 60694-1704 | 187684 | Mounting, SM-5S, 34.5kV | PUR | Mounting, SM-5S, 34.5kV | EA | EA |  | TRUE |  | P | PPD | DAYTON
133763 | 3 | 1 | States | Dayton | Megan Swymeler | TRUE | 2026-06-01T00:00:00 | 2026-10-01T00:00:00 | 2026-10-01T00:00:00 | 24 | 0 | 24 | 2068.33 | 49639.92 | 55369-6417 | USA | N30 | 40 | S & C ELECTRIC COMPANY | 60694-1704 | 86814R2 | Holder, SM-5S, 34.5kV | PUR | Holder, SM-5S, 34.5kV | EA | EA |  | TRUE |  | P | PPD | DAYTON
133763 | 1 | 1 | States | Dayton | Megan Swymeler | TRUE | 2026-06-01T00:00:00 | 2026-10-01T00:00:00 | 2026-10-01T00:00:00 | 24 | 0 | 24 | 370 | 8880 | 55369-6417 | USA | N30 | 40 | S & C ELECTRIC COMPANY | 60694-1704 | 134300R4 | SM-5 Fuse Refill, 38kV, 200E, 17.5kA | PUR | SM-5 Fuse Refill, 38kV, 200E, 17.5kA | EA | EA |  | TRUE |  | P | PPD | DAYTON
134210 | 2 | 1 | States | Dayton | Megan Swymeler | TRUE | 2026-06-18T00:00:00 | 2026-10-30T00:00:00 | 2026-08-27T00:00:00 | 6 | 0 | 6 | 1670 | 10020 | 55369-6417 | USA | N30 | 40 | S & C ELECTRIC COMPANY | 60694-1704 | 187684 | Mounting, SM-5S, 34.5kV | PUR | Mounting, SM-5S, 34.5kV | EA | EA |  | TRUE |  | P | PPD | DAYTON
134210 | 3 | 1 | States | Dayton | Megan Swymeler | TRUE | 2026-06-18T00:00:00 | 2026-10-09T00:00:00 | 2026-08-13T00:00:00 | 6 | 0 | 6 | 2068.33 | 12409.98 | 55369-6417 | USA | N30 | 40 | S & C ELECTRIC COMPANY | 60694-1704 | 86814R2 | Holder, SM-5S, 34.5kV | PUR | Holder, SM-5S, 34.5kV | EA | EA |  | TRUE |  | P | PPD | DAYTON
134210 | 1 | 1 | States | Dayton | Megan Swymeler | TRUE | 2026-06-18T00:00:00 | 2026-09-25T00:00:00 | 2026-08-13T00:00:00 | 6 | 0 | 6 | 370 | 2220 | 55369-6417 | USA | N30 | 40 | S & C ELECTRIC COMPANY | 60694-1704 | 134300R4 | SM-5 Fuse Refill, 38kV, 200E, 17.5kA | PUR | SM-5 Fuse Refill, 38kV, 200E, 17.5kA | EA | EA |  | TRUE |  | P | PPD | DAYTON
133905 | 3 | 1 | States | Dayton | Megan Swymeler | TRUE | 2026-06-08T00:00:00 | 2026-10-26T00:00:00 | 2026-10-26T00:00:00 | 48 | 0 | 48 | 1717.77 | 82452.96 | 55369-6417 | USA | N30 | 40 | S & C ELECTRIC COMPANY | 60694-1704 | 86812R2 | SM-5S Non-Disconnect Fuse Holder, 15kV | PUR | SM-5S Non-Disconnect Fuse Holder, 15kV | EA | EA |  | TRUE |  | P | PPD | DAYTON
133905 | 1 | 1 | States | Dayton | Megan Swymeler | TRUE | 2026-06-08T00:00:00 | 2026-10-26T00:00:00 | 2026-10-26T00:00:00 | 48 | 0 | 48 | 335 | 16080 | 55369-6417 | USA | N30 | 40 | S & C ELECTRIC COMPANY | 60694-1704 | 132300R4 | SM-5 Fuse Refill, 17kV, 200E, 34kA | PUR | SM-5 Fuse Refill, 17kV, 200E, 34kA | EA | EA |  | TRUE |  | P | PPD | DAYTON
133905 | 4 | 1 | States | Dayton | Megan Swymeler | TRUE | 2026-06-08T00:00:00 | 2026-10-26T00:00:00 | 2026-10-26T00:00:00 | 48 | 0 | 48 | 1951.48 | 93671.04 | 55369-6417 | USA | N30 | 40 | S & C ELECTRIC COMPANY | 60694-1704 | 86813R2 | SM-5S Non-Disconnect Fuse Holder, 27kV | PUR | SM-5S Non-Disconnect Fuse Holder, 27kV | EA | EA |  | TRUE |  | P | PPD | DAYTON
133905 | 6 | 1 | States | Dayton | Megan Swymeler | TRUE | 2026-06-08T00:00:00 | 2026-10-26T00:00:00 | 2026-10-26T00:00:00 | 48 | 0 | 48 | 1275 | 61200 | 55369-6417 | USA | N30 | 40 | S & C ELECTRIC COMPANY | 60694-1704 | 87602R3 | SM-5S Non-Disconnect Mounting, 15kV | PUR | SM-5S Non-Disconnect Mounting, 15kV | EA | EA |  | TRUE |  | P | PPD | DAYTON
133905 | 2 | 1 | States | Dayton | Megan Swymeler | TRUE | 2026-06-08T00:00:00 | 2026-10-26T00:00:00 | 2026-10-26T00:00:00 | 48 | 0 | 48 | 335 | 16080 | 55369-6417 | USA | N30 | 40 | S & C ELECTRIC COMPANY | 60694-1704 | 133300R4 | SM-5 Fuse Refill, 27kV, 200E, 20kA | PUR | SM-5 Fuse Refill, 27kV, 200E, 20kA | EA | EA |  | TRUE |  | P | PPD | DAYTON
133905 | 5 | 1 | States | Dayton | Megan Swymeler | TRUE | 2026-06-08T00:00:00 | 2026-10-26T00:00:00 | 2026-10-26T00:00:00 | 48 | 0 | 48 | 1625 | 78000 | 55369-6417 | USA | N30 | 40 | S & C ELECTRIC COMPANY | 60694-1704 | 87053R1 | SM-5S Non-Disconnect Mounting, 27kV | PUR | SM-5S Non-Disconnect Mounting, 27kV | EA | EA |  | TRUE |  | P | PPD | DAYTON
136115 | 1 | 1 | States | Dayton | Robert Boulka | TRUE | 2026-09-14T00:00:00 | 2026-09-16T00:00:00 | 2026-09-16T00:00:00 | 4 | 0 | 4 | 105.35 | 421.4 | 55369 | USA | N30 | 41 | THE SHERWIN-WILLIAMS CO | 55445 | F75KNH000 | KEM 400 TINT | PUR | KEM 400 ENAMEL (Container Size Quart-Liquid) Quote Name: F75KNH52264 RAL 1019 Satin TouchUp - Quote: Q-335260 | EA | EA |  | TRUE |  | P | B/W | DAYTON
132970 | 1 | 1 | States | Dayton | Robert Boulka | TRUE | 2026-05-04T00:00:00 |  |  | 16 | 4 | 12 | 835.34 | 13365.44 | 55369-6417 | USA | N30 | 41 | THE SHERWIN-WILLIAMS CO | 55445 | VG240P | WATERBASED UNDERCOATING BLACK | pnt | WATERBASED UNDERCOATING BLACK | DR | DR |  | TRUE |  | P | PPD | DAYTON
133941 | 7 | 1 | States | Dayton | Robert Boulka | TRUE | 2026-06-08T00:00:00 | 2026-12-22T00:00:00 |  | 2 | 0 | 2 | 9810.56 | 19621.12 | 55369-6417 | USA | N30 | 42 | SIEMENS INDUSTRY INC | 60132 | MVSGSK12001200 | GMSG 50 kA Skeleton A-1200 Over B-1200 | PUR | GMSG 50 kA Skeleton A-1200 Over B-1200 | EA | EA |  | FALSE |  | P | PPD | DAYTON
133941 | 1 | 1 | States | Dayton | Robert Boulka | TRUE | 2026-06-08T00:00:00 | 2026-12-22T00:00:00 |  | 1 | 0 | 1 | 1704.97 | 1704.97 | 55369-6417 | USA | N30 | 42 | SIEMENS INDUSTRY INC | 60132 | MVSGACBUNDLE | "GMSG ACCESSORY BUNDLE: Split Plug Jumper, Racking Crank, Spring Charge Handle for Breaker, 2 Extension Rails, Contact Lubricant, and Touch-up Paint" | PUR | "GMSG ACCESSORY BUNDLE: Split Plug Jumper, Racking Crank, Spring Charge Handle for Breaker, 2 Extension Rails, Contact Lubricant, and Touch-up Paint" | EA | EA |  | FALSE |  | P | PPD | DAYTON
133941 | 2 | 1 | States | Dayton | Robert Boulka | TRUE | 2026-06-08T00:00:00 | 2026-12-22T00:00:00 |  | 12 | 0 | 12 | 1022.42 | 12269.04 | 55369-6417 | USA | N30 | 42 | SIEMENS INDUSTRY INC | 60132 | MVSGACMT128X | GMSG 12 ST MOC,8 ST TOC,50KA,CON-TST | PUR | GMSG 12 ST MOC,8 ST TOC,50KA,CON-TST | EA | EA |  | FALSE |  | P | PPD | Dayton
133941 | 3 | 1 | States | Dayton | Robert Boulka | TRUE | 2026-06-08T00:00:00 | 2026-12-22T00:00:00 |  | 12 | 0 | 12 | 10701.04 | 128412.48 | 55369-6417 | USA | N30 | 42 | SIEMENS INDUSTRY INC | 60132 | MVSGBRDD21215A | GMSG BRKR DD 15KV 25KA 1200A CNT PK A | PUR | GMSG BRKR DD 15KV 25KA 1200A CNT PK A | EA | EA |  | FALSE |  | P | PPD | DAYTON
133941 | 6 | 1 | States | Dayton | Robert Boulka | TRUE | 2026-06-08T00:00:00 | 2026-12-22T00:00:00 |  | 9 | 0 | 9 | 211.73 | 1905.57 | 55369-6417 | USA | N30 | 42 | SIEMENS INDUSTRY INC | 60132 | MVSGEQBS12POL5 | INTERUNIT BUS SUPPORT 1200A GLASS POLY | PUR | INTERUNIT BUS SUPPORT 1200A GLASS POLY | EA | EA |  | FALSE |  | P | PPD | DAYTON
133941 | 5 | 1 | States | Dayton | Robert Boulka | TRUE | 2026-06-08T00:00:00 | 2026-12-22T00:00:00 |  | 36 | 0 | 36 | 135.11 | 4863.96 | 55369-6417 | USA | N30 | 42 | SIEMENS INDUSTRY INC | 60132 | MVSGEQBS12INAS | 1200/2000A Bus Clamp Short Insulator Assy | PUR | 1200/2000A Bus Clamp Short Insulator Assy | EA | EA |  | FALSE |  | P | PPD | DAYTON
133941 | 4 | 1 | States | Dayton | Robert Boulka | TRUE | 2026-06-08T00:00:00 | 2026-12-22T00:00:00 |  | 9 | 0 | 9 | 915.16 | 8236.44 | 55369-6417 | USA | N30 | 42 | SIEMENS INDUSTRY INC | 60132 | MVSGCKR70 | GMSG 15KV 3VT ROLLOUT TRAY | PUR | GMSG 15KV 3VT ROLLOUT TRAY | EA | EA |  | FALSE |  | P | PPD | DAYTON
133941 | 9 | 1 | States | Dayton | Robert Boulka | TRUE | 2026-06-08T00:00:00 | 2026-12-22T00:00:00 |  | 6 | 0 | 6 | 7848.1 | 47088.6 | 55369-6417 | USA | N30 | 42 | SIEMENS INDUSTRY INC | 60132 | MVSGSKVTBL1200 | GMSG 50 kA Skeleton C-VT D-Blank B-1200 | PUR | GMSG 50 kA Skeleton C-VT D-Blank B-1200 | EA | EA |  | FALSE |  | P | PPD | DAYTON
133941 | 10 | 1 | States | Dayton | Robert Boulka | TRUE | 2026-06-08T00:00:00 | 2026-12-22T00:00:00 |  | 1 | 0 | 1 | 9307.7 | 9307.7 | 55369-6417 | USA | N30 | 42 | SIEMENS INDUSTRY INC | 60132 | MVSGSKVTVT1200 | GMSG 50 kA Skeleton C-VT D-VT B- over 1200 | PUR | GMSG 50 kA Skeleton C-VT D-VT B- over 1200 | EA | EA |  | FALSE |  | P | PPD | DAYTON
133941 | 8 | 1 | States | Dayton | Robert Boulka | TRUE | 2026-06-08T00:00:00 | 2026-12-22T00:00:00 |  | 1 | 0 | 1 | 7969.03 | 7969.03 | 55369-6417 | USA | N30 | 42 | SIEMENS INDUSTRY INC | 60132 | MVSGSKBLVT1200 | GMSG 50 kA Skeleton C-Blank D-VT B-1200 | PUR | GMSG 50 kA Skeleton C-Blank D-VT B-1200 | EA | EA |  | FALSE |  | P | PPD | DAYTON
135249 | 2 | 1 | States | Dayton | Robert Boulka | TRUE | 2026-08-05T00:00:00 | 2026-10-28T00:00:00 |  | 1 | 0 | 1 | 1874.91 | 1874.91 | 55369-6417 | USA | N30 | 42 | SIEMENS INDUSTRY INC | 60132 | MVSGACLATRYATC | GMSG AUX TRAY ATTACH FOR LIFT TRUCK | PUR | GMSG AUX TRAY ATTACH FOR LIFT TRUCK | EA | EA |  | FALSE |  | P | PPD | DAYTON
135249 | 1 | 1 | States | Dayton | Robert Boulka | TRUE | 2026-08-05T00:00:00 | 2026-10-28T00:00:00 |  | 1 | 0 | 1 | 6006.19 | 6006.19 | 55369-6417 | USA | N30 | 42 | SIEMENS INDUSTRY INC | 60132 | MVSGACLATRUCK | Circuit Breaker Lift Truck | PUR | Circuit Breaker Lift Truck | EA | EA |  | FALSE |  | P | PPD | DAYTON
134361 | 1 | 1 | States | Champlin | Robert Boulka | TRUE | 2026-06-25T00:00:00 | 2026-09-08T00:00:00 | 2026-09-08T00:00:00 | 1 | 0 | 1 | 580.8 | 580.8 | 55316-3157 | USA | N30 | 42 | SIEMENS INDUSTRY INC | 60132 | S3VA55TD | 3VA 1000A Strap kit | PUR | 3VA 1000A Strap kit | EA | EA |  | TRUE |  | P | PPD | 100
134802 | 1 | 1 | States | Champlin | Robert Boulka | TRUE | 2026-07-15T00:00:00 | 2026-10-16T00:00:00 | 2026-10-16T00:00:00 | 1 | 0 | 1 | 539.5 | 539.5 | 55316-3157 | USA | N30 | 42 | SIEMENS INDUSTRY INC | 60132 | 7KM32200BA011DA0 | PAC3220 LCD 96 x 96 mm, Panel Mount Power Meter, AC/DC, 100+ Measurements, THD harmonics, 2-Dig In & 2-Dig Out, Modbus TCP, Standard Dual 10/100Base-T Ethernet with up to 3 master ability. Optional expansion modules for Modbus RTU, Profibus, Profinet. U rated input: 690/400V 45-65Hz IE rated input: X/1A oder X/5A AC Power supply: 100 ... 250 V +-10 % AC/DC screw connectionsFPAC3200 Digital Multimeter with 24VDC Power Supply, Power Metering, Profinet Communications Module.PN 7KM32200BA011DA0.Communication Module for Ethernet Profinet Plugin. PN: 7KM93000AE020AA0 | SRPP | PAC3220 LCD 96 x 96 mm, Panel Mount Power Meter, AC/DC, 100+ Measurements, THD harmonics, 2-Dig In & 2-Dig Out, Modbus TCP, Standard Dual 10/100Base-T Ethernet with up to 3 master ability. Optional expansion modules for Modbus RTU, Profibus, Profinet. U rated input: 690/400V 45-65Hz IE rated input: X/1A oder X/5A AC Power supply: 100 ... 250 V +-10 % AC/DC screw connectionsFPAC3200 Digital Multimeter with 24VDC Power Supply, Power Metering, Profinet Communications Module.PN 7KM32200BA011DA0.Communication Module for Ethernet Profinet Plugin. PN: 7KM93000AE020AA0 | EA | EA |  | TRUE |  | P | PPD | 100
134802 | 2 | 1 | States | Champlin | Robert Boulka | TRUE | 2026-07-15T00:00:00 | 2026-10-16T00:00:00 | 2026-10-16T00:00:00 | 1 | 0 | 1 | 324 | 324 | 55316-3157 | USA | N30 | 42 | SIEMENS INDUSTRY INC | 60132 | 7KM93000AE020AA0 | Standard Product--ExpMod Switch Ether/Profinet for PAC/3VA | PUR | Standard Product--ExpMod Switch Ether/Profinet for PAC/3VA | EA | EA |  | TRUE |  | P | PPD | 100
133640 | 1 | 1 | States | Champlin | Robert Boulka | TRUE | 2026-05-27T00:00:00 | 2026-10-09T00:00:00 | 2026-07-01T00:00:00 | 2 | 0 | 2 | 3575.76 | 7151.52 | 55316-3157 | USA | N30 | 42 | SIEMENS INDUSTRY INC | 60132 | 3VA66107KT360AA0 | 3VA66107KT360AA0-3VA66-CMNAE @ 100K, 480 VAC, 3Pole, Frame Amperage:1000A, Non Interchangeable Trip, Trip Amperage:800A, ELECTRONIC, Lugs Load:4/0- 500 KCMIL CU/AL, Neutral Sensor Required, Field Assembly. | PUR | 3VA66107KT360AA0-3VA66-CMNAE @ 100K, 480 VAC, 3Pole, Frame Amperage:1000A, Non Interchangeable Trip, Trip Amperage:800A, ELECTRONIC, Lugs Load:4/0- 500 KCMIL CU/AL, Neutral Sensor Required, Field Assembly. | EA | EA |  | TRUE |  | P | PPD | 100
132944 | 1 | 1 | States | Dayton | Megan Swymeler | TRUE | 2026-05-01T00:00:00 | 2030-12-31T00:00:00 |  | 1 | 0 | 1 | 11579.83 | 11579.83 | 55369-6417 | USA | N30 | 44 | SCHNEIDER ELECTRIC USA INC. | 60673-1214 | SRVODSCOR | 1 - SRVODSCOR-Reactive Maintenance on LV Assembled Products ---------------------------------------- SCOPE OF WORK Schneider Electric Services to provide parts and labor to upgrade (2) MTZ Breakers from 5.0X to 6.0X control units on (2) breakers as well as upload DM for ERMS. FO# 50359355 lines 010 and 030. Parts Included: (2) LV847608FS Micrologic 6.0 X (2) LV836131FS CONTROL UNIT KIT W/O AAF - MTZ2-3 ULP (2) LV850009X DM ERMS Mic.X | PUR | 1 - SRVODSCOR-Reactive Maintenance on LV Assembled Products ---------------------------------------- SCOPE OF WORK Schneider Electric Services to provide parts and labor to upgrade (2) MTZ Breakers from 5.0X to 6.0X control units on (2) breakers as well as upload DM for ERMS. FO# 50359355 lines 010 and 030. Parts Included: (2) LV847608FS Micrologic 6.0 X (2) LV836131FS CONTROL UNIT KIT W/O AAF - MTZ2-3 ULP (2) LV850009X DM ERMS Mic.X | EA | EA |  | TRUE | OT-OTHER | P | FXG | 100
134453 | 12 | 1 | States | MGM TRANSFORMER | Megan Swymeler | TRUE | 2026-06-30T00:00:00 | 2027-03-23T00:00:00 | 2027-03-23T00:00:00 | 56 | 0 | 56 | 10660.09 | 596965.04 | 92154 | USA | N30 | 44 | SCHNEIDER ELECTRIC USA INC. | 60673-1214 | LGJRGAXAXNANNNNNNNNDNNNTWNANENNNNCNNNNNA | Square D Masterpact MTZ Unit Mount Circuit BreakerModel No. MTZ2-40H3 3-Pole ANSIC37/UL1066/CSA C22.2 No.268 RatedRated 4000 Amps, 100% RatedAIR - 100kA/100kA/85kA @ 254/508/635 VacTop Termination RCOVBottom Termination RCOV4000 Amp SensorTrip UnitMicrologic 6.0 Xi (LSIG) Trip UnitEnergy Reduction Maintenance SettingsDigital Module InstalledEnergy Reduction Maintenance Setting selectedTrip Unit Wireless Communication has been removedULP Port4 OF Contacts (standard) + 4 Additional OF ContactsShunt Trip - 100-130VacOvercurrent Trip (SDE) contact standardPadlockable Push Button CoverNo Locking Provision Provided with Padlock attachmentProduction Test ReportDoor Escutcheon included as Standard | PUR | Square D Masterpact MTZ Unit Mount Circuit BreakerModel No. MTZ2-40H3 3-Pole ANSIC37/UL1066/CSA C22.2 No.268 RatedRated 4000 Amps, 100% RatedAIR - 100kA/100kA/85kA @ 254/508/635 VacTop Termination RCOVBottom Termination RCOV4000 Amp SensorTrip UnitMicrologic 6.0 Xi (LSIG) Trip UnitEnergy Reduction Maintenance SettingsDigital Module InstalledEnergy Reduction Maintenance Setting selectedTrip Unit Wireless Communication has been removedULP Port4 OF Contacts (standard) + 4 Additional OF ContactsShunt Trip - 100-130VacOvercurrent Trip (SDE) contact standardPadlockable Push Button CoverNo Locking Provision Provided with Padlock attachmentProduction Test ReportDoor Escutcheon included as Standard | EA | EA |  | TRUE |  | P | FXG | 100 | 2027-04-26T00:00:00
134453 | 13 | 1 | States | MGM TRANSFORMER | Megan Swymeler | TRUE | 2026-06-30T00:00:00 | 2027-03-22T00:00:00 | 2027-03-22T00:00:00 | 70 | 0 | 70 | 10591.05 | 741373.5 | 92154 | USA | N30 | 44 | SCHNEIDER ELECTRIC USA INC. | 60673-1214 | LGJRGAXAXNANNNNNNNNNNNNTWNANENNNNCNNNNNA | Square D Masterpact MTZ Unit Mount Circuit Breaker Model No. MTZ2-40H3 3-Pole ANSI C37/UL1066/CSA C22.2 No.268 Rated Rated 4000 Amps, 100% Rated AIR - 100kA/100kA/85kA @ 254/508/635 Vac Top Termination RCOV Bottom Termination RCOV 4000 Amp Sensor Trip Unit Micrologic 6.0 Xi (LSIG) Trip Unit Energy Reduction Maintenance Settings Digital Module Installed Energy Reduction Maintenance Setting selected Trip Unit Wireless Communication has been removed ULP Port 4 OF Contacts (standard) + 4 Additional OF Contacts Overcurrent Trip (SDE) contact standard Padlockable Push Button Cover No Locking Provision Provided with Padlock attachment Production Test Report Door Escutcheon included as Standard | PUR | Square D Masterpact MTZ Unit Mount Circuit Breaker Model No. MTZ2-40H3 3-Pole ANSI C37/UL1066/CSA C22.2 No.268 Rated Rated 4000 Amps, 100% Rated AIR - 100kA/100kA/85kA @ 254/508/635 Vac Top Termination RCOV Bottom Termination RCOV 4000 Amp Sensor Trip Unit Micrologic 6.0 Xi (LSIG) Trip Unit Energy Reduction Maintenance Settings Digital Module Installed Energy Reduction Maintenance Setting selected Trip Unit Wireless Communication has been removed ULP Port 4 OF Contacts (standard) + 4 Additional OF Contacts Overcurrent Trip (SDE) contact standard Padlockable Push Button Cover No Locking Provision Provided with Padlock attachment Production Test Report Door Escutcheon included as Standard | EA | EA |  | TRUE |  | P | FXG | 100 | 2027-04-26T00:00:00
134453 | 24 | 1 | States | MGM TRANSFORMER | Megan Swymeler | TRUE | 2026-06-30T00:00:00 | 2027-03-30T00:00:00 | 2027-03-30T00:00:00 | 6 | 0 | 6 | 4447.08 | 26682.48 | 92154 | USA | N30 | 44 | SCHNEIDER ELECTRIC USA INC. | 60673-1214 | PJP36100CU43AE1ABJA | Molded Case Circuit Breaker UL/CSA RatedPowerPact P FrameLugs "OFF" EndTerminal Nut Kit "ON" End1000 Amp Capacity3 Pole Device600 Vac Rated100% RatedInterrupting Rating100kA @ 240Vac/65kA @ 480Vac/25kA @ 600VacMicrologic Ammeter Trip Unit - LSIUL Rating Plug AKeylock options:Provision onlyProvision for Kirk or Schneider ElectricKeyingVertical MountModbus Communications2 Form C Auxiliary Switch | PUR | Molded Case Circuit Breaker UL/CSA RatedPowerPact P FrameLugs "OFF" EndTerminal Nut Kit "ON" End1000 Amp Capacity3 Pole Device600 Vac Rated100% RatedInterrupting Rating100kA @ 240Vac/65kA @ 480Vac/25kA @ 600VacMicrologic Ammeter Trip Unit - LSIUL Rating Plug AKeylock options:Provision onlyProvision for Kirk or Schneider ElectricKeyingVertical MountModbus Communications2 Form C Auxiliary Switch | EA | EA |  | TRUE |  | P | FXG | 100 | 2027-04-26T00:00:00
134453 | 9 | 1 | States | MGM TRANSFORMER | Megan Swymeler | TRUE | 2026-06-30T00:00:00 | 2027-03-30T00:00:00 | 2027-03-30T00:00:00 | 6 | 0 | 6 | 9517.76 | 57106.56 | 92154 | USA | N30 | 44 | SCHNEIDER ELECTRIC USA INC. | 60673-1214 | LAJRGAXAXNANNNNNNNNNNNNTWNANENNNNCNNNNNA | Square D Masterpact MTZ Unit Mount Circuit BreakerModel No. MTZ2-40H1 3-Pole ANSIC37/UL1066/CSA C22.2 No.268 RatedRated 4000 Amps, 100% RatedAIR - 65kA/65kA/65kA @ 254/508/635 VacTop Termination RCOVBottom Termination RCOV4000 Amp SensorTrip UnitMicrologic 6.0 Xi (LSIG) Trip UnitEnergy Reduction Maintenance SettingsDigital Module InstalledEnergy Reduction Maintenance Setting selectedTrip Unit Wireless Communication has been removedULP Port4 OF Contacts (standard) + 4 Additional OF ContactsOvercurrent Trip (SDE) contact standardPadlockable Push Button CoverNo Locking Provision Provided with Padlock attachmentProduction Test ReportDoor Escutcheon included as Standard | PUR | Square D Masterpact MTZ Unit Mount Circuit BreakerModel No. MTZ2-40H1 3-Pole ANSIC37/UL1066/CSA C22.2 No.268 RatedRated 4000 Amps, 100% RatedAIR - 65kA/65kA/65kA @ 254/508/635 VacTop Termination RCOVBottom Termination RCOV4000 Amp SensorTrip UnitMicrologic 6.0 Xi (LSIG) Trip UnitEnergy Reduction Maintenance SettingsDigital Module InstalledEnergy Reduction Maintenance Setting selectedTrip Unit Wireless Communication has been removedULP Port4 OF Contacts (standard) + 4 Additional OF ContactsOvercurrent Trip (SDE) contact standardPadlockable Push Button CoverNo Locking Provision Provided with Padlock attachmentProduction Test ReportDoor Escutcheon included as Standard | EA | EA |  | TRUE |  | P | FXG | 100 | 2027-04-26T00:00:00
134453 | 25 | 1 | States | MGM TRANSFORMER | Megan Swymeler | TRUE | 2026-06-30T00:00:00 | 2027-03-30T00:00:00 | 2027-03-30T00:00:00 | 6 | 0 | 6 | 4800 | 28800 | 92154 | USA | N30 | 44 | SCHNEIDER ELECTRIC USA INC. | 60673-1214 | PJP36120CU63AE1ABSAYQ | Molded Case Circuit Breaker UL/CSA RatedPowerPact P FrameLugs "OFF" EndTerminal Nut Kit "ON" End1200 Amp Capacity3 Pole Device600 Vac Rated100% RatedInterrupting Rating100kA @ 240Vac/65kA @ 480Vac/25kA @ 600VacMicrologic Power Trip - LSIUL Rating Plug AModbus Communications2 Form C Auxiliary SwitchShunt Trip 110-130Vac/125VdcHandle padlock attachment - OFF position only | PUR | Molded Case Circuit Breaker UL/CSA RatedPowerPact P FrameLugs "OFF" EndTerminal Nut Kit "ON" End1200 Amp Capacity3 Pole Device600 Vac Rated100% RatedInterrupting Rating100kA @ 240Vac/65kA @ 480Vac/25kA @ 600VacMicrologic Power Trip - LSIUL Rating Plug AModbus Communications2 Form C Auxiliary SwitchShunt Trip 110-130Vac/125VdcHandle padlock attachment - OFF position only | EA | EA |  | TRUE |  | P | FXG | 100 | 2027-04-26T00:00:00
134453 | 36 | 1 | States | MGM TRANSFORMER | Megan Swymeler | TRUE | 2026-06-30T00:00:00 | 2026-09-25T00:00:00 | 2026-09-25T00:00:00 | 116 | 0 | 116 | 11.88 | 1378.08 | 92154 | USA | N30 | 44 | SCHNEIDER ELECTRIC USA INC. | 60673-1214 | 32570 | SQD: 6 PHASE SEPARATORS, COMPACT NS400/630 | PUR | SQD: 6 PHASE SEPARATORS, COMPACT NS400/630 | EA | EA |  | TRUE |  | P | FXG | 100 | 2027-04-26T00:00:00
134453 | 26 | 1 | States | MGM TRANSFORMER | Megan Swymeler | TRUE | 2026-06-30T00:00:00 | 2027-03-30T00:00:00 | 2027-03-30T00:00:00 | 6 | 0 | 6 | 4832.04 | 28992.24 | 92154 | USA | N30 | 44 | SCHNEIDER ELECTRIC USA INC. | 60673-1214 | PJP36120CU64AE1ABYQ | Molded Case Circuit Breaker UL/CSA RatedPowerPact P FrameLugs "OFF" EndTerminal Nut Kit "ON" End1200 Amp Capacity3 Pole Device600 Vac Rated100% RatedInterrupting Rating100kA @ 240Vac/65kA @ 480Vac/25kA @ 600VacMicrologic Power Trip Unit - LSIGUL Rating Plug AModbus Communications2 Form C Auxiliary SwitchHandle padlock attachment - OFF position only | PUR | Molded Case Circuit Breaker UL/CSA RatedPowerPact P FrameLugs "OFF" EndTerminal Nut Kit "ON" End1200 Amp Capacity3 Pole Device600 Vac Rated100% RatedInterrupting Rating100kA @ 240Vac/65kA @ 480Vac/25kA @ 600VacMicrologic Power Trip Unit - LSIGUL Rating Plug AModbus Communications2 Form C Auxiliary SwitchHandle padlock attachment - OFF position only | EA | EA |  | TRUE |  | P | FXG | 100 | 2027-04-26T00:00:00
134453 | 10 | 1 | States | MGM TRANSFORMER | Megan Swymeler | TRUE | 2026-06-30T00:00:00 | 2027-03-23T00:00:00 | 2027-03-23T00:00:00 | 112 | 0 | 112 | 8913.52 | 998314.24 | 92154 | USA | N30 | 44 | SCHNEIDER ELECTRIC USA INC. | 60673-1214 | LGIPGAXAXNANNNNNNNNNNNNTMNANENNNNCNNNNNA | Square D Masterpact MTZ Unit Mount Circuit BreakerModel No. MTZ2-32H3 3-Pole ANSIC37/UL1066/CSA C22.2 No.268 RatedRated 3200 Amps, 100% RatedAIR - 100kA/100kA/85kA @ 254/508/635 VacTop Termination RCOVBottom Termination RCOV3200 Amp SensorTrip UnitMicrologic 6.0 Xi (LSIG) Trip UnitEnergy Reduction Maintenance SettingsDigital Module InstalledEnergy Reduction Maintenance Setting selectedTrip Unit Wireless Communication has been removedULP Port4 OF Contacts (standard) + 4 Additional OF ContactsOvercurrent Trip (SDE) contact standardPadlockable Push Button CoverProvision Only For Kirk - No locks supplied with Padlock attachmentProduction Test ReportDoor Escutcheon included as Standard | PUR | Square D Masterpact MTZ Unit Mount Circuit BreakerModel No. MTZ2-32H3 3-Pole ANSIC37/UL1066/CSA C22.2 No.268 RatedRated 3200 Amps, 100% RatedAIR - 100kA/100kA/85kA @ 254/508/635 VacTop Termination RCOVBottom Termination RCOV3200 Amp SensorTrip UnitMicrologic 6.0 Xi (LSIG) Trip UnitEnergy Reduction Maintenance SettingsDigital Module InstalledEnergy Reduction Maintenance Setting selectedTrip Unit Wireless Communication has been removedULP Port4 OF Contacts (standard) + 4 Additional OF ContactsOvercurrent Trip (SDE) contact standardPadlockable Push Button CoverProvision Only For Kirk - No locks supplied with Padlock attachmentProduction Test ReportDoor Escutcheon included as Standard | EA | EA |  | TRUE |  | P | FXG | 100 | 2027-04-26T00:00:00
134453 | 11 | 1 | States | MGM TRANSFORMER | Megan Swymeler | TRUE | 2026-06-30T00:00:00 | 2027-03-24T00:00:00 | 2027-03-24T00:00:00 | 56 | 0 | 56 | 8819.55 | 493894.8 | 92154 | USA | N30 | 44 | SCHNEIDER ELECTRIC USA INC. | 60673-1214 | LGIPGAXAXNANNNNNNNNNNNNTWNANENNNNCNNNNNA | Square D Masterpact MTZ Unit Mount Circuit BreakerModel No. MTZ2-32H3 3-Pole ANSIC37/UL1066/CSA C22.2 No.268 RatedRated 3200 Amps, 100% RatedAIR - 100kA/100kA/85kA @ 254/508/635 VacTop Termination RCOVBottom Termination RCOV3200 Amp SensorTrip UnitMicrologic 6.0 Xi (LSIG) Trip UnitEnergy Reduction Maintenance SettingsDigital Module InstalledEnergy Reduction Maintenance Setting selectedTrip Unit Wireless Communication has been removedULP Port4 OF Contacts (standard) + 4 Additional OF ContactsOvercurrent Trip (SDE) contact standardPadlockable Push Button CoverNo Locking Provision Providedwith Padlock attachmentProduction Test ReportDoor Escutcheon included as Standard | PUR | Square D Masterpact MTZ Unit Mount Circuit BreakerModel No. MTZ2-32H3 3-Pole ANSIC37/UL1066/CSA C22.2 No.268 RatedRated 3200 Amps, 100% RatedAIR - 100kA/100kA/85kA @ 254/508/635 VacTop Termination RCOVBottom Termination RCOV3200 Amp SensorTrip UnitMicrologic 6.0 Xi (LSIG) Trip UnitEnergy Reduction Maintenance SettingsDigital Module InstalledEnergy Reduction Maintenance Setting selectedTrip Unit Wireless Communication has been removedULP Port4 OF Contacts (standard) + 4 Additional OF ContactsOvercurrent Trip (SDE) contact standardPadlockable Push Button CoverNo Locking Provision Providedwith Padlock attachmentProduction Test ReportDoor Escutcheon included as Standard | EA | EA |  | TRUE |  | P | FXG | 100 | 2027-04-26T00:00:00
134453 | 28 | 1 | States | MGM TRANSFORMER | Megan Swymeler | TRUE | 2026-06-30T00:00:00 | 2027-03-30T00:00:00 | 2027-03-30T00:00:00 | 224 | 0 | 224 | 4983.6 | 1116326.4 | 92154 | USA | N30 | 44 | SCHNEIDER ELECTRIC USA INC. | 60673-1214 | PLP34120CU63AE1ABYQ | Molded Case Circuit Breaker UL/CSA Rated PowerPact P Frame Lugs ""OFF"" End Terminal Nut Kit ""ON"" End 1200 Amp Capacity 3 Pole Device 480 Vac Rated 100% Rated Interrupting Rating 125kA @ 240Vac/100kA @ 480Vac Micrologic Power Trip - LSI UL Rating Plug A Modbus Communications 2 Form C Auxiliary Switch Handle padlock attachment - OFF position only | PUR | Molded Case Circuit Breaker UL/CSA Rated PowerPact P Frame Lugs ""OFF"" End Terminal Nut Kit ""ON"" End 1200 Amp Capacity 3 Pole Device 480 Vac Rated 100% Rated Interrupting Rating 125kA @ 240Vac/100kA @ 480Vac Micrologic Power Trip - LSI UL Rating Plug A Modbus Communications 2 Form C Auxiliary Switch Handle padlock attachment - OFF position only | EA | EA |  | TRUE |  | P | FXG | 100 | 2027-04-26T00:00:00
134453 | 35 | 1 | States | MGM TRANSFORMER | Megan Swymeler | TRUE | 2026-06-30T00:00:00 | 2026-10-09T00:00:00 | 2026-10-09T00:00:00 | 140 | 56 | 84 | 5.11 | 715.4 | 92154 | USA | N30 | 44 | SCHNEIDER ELECTRIC USA INC. | 60673-1214 | S36967 | CB TERMINAL SCREW KIT FOR BUS BARS | SRPP | CB TERMINAL SCREW KIT FOR BUS BARS | EA | EA |  | TRUE |  | P | FXG | 100 | 2027-04-26T00:00:00
134453 | 18 | 1 | States | MGM TRANSFORMER | Megan Swymeler | TRUE | 2026-06-30T00:00:00 | 2027-03-30T00:00:00 | 2027-03-30T00:00:00 | 56 | 0 | 56 | 1925.88 | 107849.28 | 92154 | USA | N30 | 44 | SCHNEIDER ELECTRIC USA INC. | 60673-1214 | LLP36600U44XABYQ | Molded Case Circuit Breaker UL/CSA RatedPowerPact L FrameLugs "OFF" EndTerminal Nut Kit "ON" End3 Pole Device600 Amp Capacity600 Vac Rated80% Rated - Standard ratedInterrupting Rating125kA @ 240Vac/100kA @ 480Vac/50kA @ 600VacMicrologic Ammeter Trip Unit - LSIG2 Form C Auxiliary SwitchHandle padlock attachment - OFF position only | PUR | Molded Case Circuit Breaker UL/CSA RatedPowerPact L FrameLugs "OFF" EndTerminal Nut Kit "ON" End3 Pole Device600 Amp Capacity600 Vac Rated80% Rated - Standard ratedInterrupting Rating125kA @ 240Vac/100kA @ 480Vac/50kA @ 600VacMicrologic Ammeter Trip Unit - LSIG2 Form C Auxiliary SwitchHandle padlock attachment - OFF position only | EA | EA |  | TRUE |  | P | FXG | 100 | 2027-04-26T00:00:00
134453 | 23 | 1 | States | MGM TRANSFORMER | Megan Swymeler | TRUE | 2026-06-30T00:00:00 | 2027-03-30T00:00:00 | 2027-03-30T00:00:00 | 4 | 0 | 4 | 3400.08 | 13600.32 | 92154 | USA | N30 | 44 | SCHNEIDER ELECTRIC USA INC. | 60673-1214 | PJP36080CU43AE1ABSAYQ | Molded Case Circuit Breaker UL/CSA RatedPowerPact P FrameLugs "OFF" EndTerminal Nut Kit "ON" End3 Pole Device600 Vac Rated800 Amp Capacity100% RatedInterrupting Rating100kA @ 240Vac/65kA @ 480Vac/25kA @ 600VacMicrologic Ammeter Trip Unit - LSIUL Rating Plug AModbus Communications2 Form C Auxiliary SwitchShunt Trip 110-130Vac/125VdcHandle padlock attachment - OFF position only | PUR | Molded Case Circuit Breaker UL/CSA RatedPowerPact P FrameLugs "OFF" EndTerminal Nut Kit "ON" End3 Pole Device600 Vac Rated800 Amp Capacity100% RatedInterrupting Rating100kA @ 240Vac/65kA @ 480Vac/25kA @ 600VacMicrologic Ammeter Trip Unit - LSIUL Rating Plug AModbus Communications2 Form C Auxiliary SwitchShunt Trip 110-130Vac/125VdcHandle padlock attachment - OFF position only | EA | EA |  | TRUE |  | P | FXG | 100 | 2027-04-26T00:00:00
134453 | 14 | 1 | States | MGM TRANSFORMER | Megan Swymeler | TRUE | 2026-06-30T00:00:00 | 2027-03-30T00:00:00 | 2027-03-30T00:00:00 | 4 | 0 | 4 | 1456.32 | 5825.28 | 92154 | USA | N30 | 44 | SCHNEIDER ELECTRIC USA INC. | 60673-1214 | LJP36400CU43XABYQ | Molded Case Circuit Breaker UL/CSA RatedPowerPact L FrameLugs "OFF" EndTerminal Nut Kit "ON" End3 Pole Device400 Amp Capacity600 Vac Rated100% RatedInterrupting Rating100kA @ 240Vac/65kA @ 480Vac/25kA @ 600VacMicrologic Ammeter Trip Unit - LSI2 Form C Auxiliary SwitchHandle padlock attachment - OFF position only | PUR | Molded Case Circuit Breaker UL/CSA RatedPowerPact L FrameLugs "OFF" EndTerminal Nut Kit "ON" End3 Pole Device400 Amp Capacity600 Vac Rated100% RatedInterrupting Rating100kA @ 240Vac/65kA @ 480Vac/25kA @ 600VacMicrologic Ammeter Trip Unit - LSI2 Form C Auxiliary SwitchHandle padlock attachment - OFF position only | EA | EA |  | TRUE |  | P | FXG | 100 | 2027-04-26T00:00:00
134453 | 17 | 1 | States | MGM TRANSFORMER | Megan Swymeler | TRUE | 2026-06-30T00:00:00 | 2027-03-30T00:00:00 | 2027-03-30T00:00:00 | 56 | 0 | 56 | 1456.2 | 81547.2 | 92154 | USA | N30 | 44 | SCHNEIDER ELECTRIC USA INC. | 60673-1214 | LLP36400U43XABYQ | Molded Case Circuit Breaker UL/CSA RatedPowerPact L FrameLugs "OFF" EndTerminal Nut Kit "ON" End3 Pole Device400 Amp Capacity600 Vac Rated80% Rated - Standard ratedInterrupting Rating125kA @ 240Vac/100kA @ 480Vac/50kA @ 600VacMicrologic Ammeter Trip Unit - LSI2 Form C Auxiliary SwitchHandle padlock attachment - OFF position only | PUR | Molded Case Circuit Breaker UL/CSA RatedPowerPact L FrameLugs "OFF" EndTerminal Nut Kit "ON" End3 Pole Device400 Amp Capacity600 Vac Rated80% Rated - Standard ratedInterrupting Rating125kA @ 240Vac/100kA @ 480Vac/50kA @ 600VacMicrologic Ammeter Trip Unit - LSI2 Form C Auxiliary SwitchHandle padlock attachment - OFF position only | EA | EA |  | TRUE |  | P | FXG | 100 | 2027-04-26T00:00:00
134453 | 22 | 1 | States | MGM TRANSFORMER | Megan Swymeler | TRUE | 2026-06-30T00:00:00 | 2027-03-30T00:00:00 | 2027-03-30T00:00:00 | 4 | 0 | 4 | 3333.6 | 13334.4 | 92154 | USA | N30 | 44 | SCHNEIDER ELECTRIC USA INC. | 60673-1214 | PJP36080CU43AE1ABJA | Molded Case Circuit Breaker UL/CSA RatedPowerPact P FrameLugs "OFF" EndTerminal Nut Kit "ON" End3 Pole Device600 Vac Rated800 Amp Capacity100% RatedInterrupting Rating100kA @ 240Vac/65kA @ 480Vac/25kA @ 600VacMicrologic Ammeter Trip Unit - LSIUL Rating Plug AKeylock options:Provision onlyProvision for Kirk or Schneider ElectricKeyingVertical MountModbus Communications2 Form C Auxiliary Switch | PUR | Molded Case Circuit Breaker UL/CSA RatedPowerPact P FrameLugs "OFF" EndTerminal Nut Kit "ON" End3 Pole Device600 Vac Rated800 Amp Capacity100% RatedInterrupting Rating100kA @ 240Vac/65kA @ 480Vac/25kA @ 600VacMicrologic Ammeter Trip Unit - LSIUL Rating Plug AKeylock options:Provision onlyProvision for Kirk or Schneider ElectricKeyingVertical MountModbus Communications2 Form C Auxiliary Switch | EA | EA |  | TRUE |  | P | FXG | 100 | 2027-04-26T00:00:00
134453 | 38 | 1 | States | MGM TRANSFORMER | Megan Swymeler | TRUE | 2026-06-30T00:00:00 | 2026-10-13T00:00:00 | 2026-10-13T00:00:00 | 312 | 0 | 312 | 7.8 | 2433.6 | 92154 | USA | N30 | 44 | SCHNEIDER ELECTRIC USA INC. | 60673-1214 | S33646 | Circuit breaker accessory, PowerPacT M/P, phase barrier, quantity 6 | CB | Circuit breaker accessory, PowerPacT M/P, phase barrier, quantity 6 | EA | EA |  | TRUE |  | P | FXG | 100 | 2027-04-26T00:00:00
134453 | 34 | 1 | States | MGM TRANSFORMER | Megan Swymeler | TRUE | 2026-06-30T00:00:00 | 2026-10-12T00:00:00 | 2026-10-12T00:00:00 | 326 | 0 | 326 | 19.67 | 6412.42 | 92154 | USA | N30 | 44 | SCHNEIDER ELECTRIC USA INC. | 60673-1214 | S33928 | Circuit Breaker accessory, PowerPacT M/P, bus connector kit, 1 pole one end | SRPP | Circuit Breaker accessory, PowerPacT M/P, bus connector kit, 1 pole one end | EA | EA |  | TRUE |  | P | FXG | 100 | 2027-04-26T00:00:00
134453 | 1 | 1 | States | MGM TRANSFORMER | Megan Swymeler | TRUE | 2026-06-30T00:00:00 | 2027-01-22T00:00:00 | 2027-01-22T00:00:00 | 304 | 240 | 64 | 15.2 | 4620.8 | 92154 | USA | N30 | 44 | SCHNEIDER ELECTRIC USA INC. | 60673-1214 | 84956 | ENERGY REDUCTION MAINT SETTING INSTR KIT | PUR | ENERGY REDUCTION MAINT SETTING INSTR KIT | EA | EA |  | TRUE |  | P | FXG | 100 | 2027-04-26T00:00:00
134453 | 15 | 1 | States | MGM TRANSFORMER | Megan Swymeler | TRUE | 2026-06-30T00:00:00 | 2027-03-30T00:00:00 | 2027-03-30T00:00:00 | 18 | 0 | 18 | 1283.4 | 23101.2 | 92154 | USA | N30 | 44 | SCHNEIDER ELECTRIC USA INC. | 60673-1214 | LJP36400U43XABYQ | LJP36400U43XABYQ-Molded Case Circuit BreakerLJP36400U43XABYQUL/CSA RatedPowerPact L FrameLugs "OFF" EndTerminal Nut Kit "ON" End3 Pole Device400 Amp Capacity600 Vac Rated80% Rated - Standard ratedInterrupting Rating100kA @ 240Vac/65kA @ 480Vac/25kA @ 600VacMicrologic Ammeter Trip Unit - LSI2 Form C Auxiliary SwitchHandle padlock attachment - OFF position onlyRevision - 5/22/2026 - (P20260306/S20260306)Source -Selector | PUR | LJP36400U43XABYQ-Molded Case Circuit BreakerLJP36400U43XABYQUL/CSA RatedPowerPact L FrameLugs "OFF" EndTerminal Nut Kit "ON" End3 Pole Device400 Amp Capacity600 Vac Rated80% Rated - Standard ratedInterrupting Rating100kA @ 240Vac/65kA @ 480Vac/25kA @ 600VacMicrologic Ammeter Trip Unit - LSI2 Form C Auxiliary SwitchHandle padlock attachment - OFF position onlyRevision - 5/22/2026 - (P20260306/S20260306)Source -Selector | EA | EA |  | TRUE |  | P | FXG | 100 | 2027-04-26T00:00:00
134453 | 32 | 1 | States | MGM TRANSFORMER | Megan Swymeler | TRUE | 2026-06-30T00:00:00 | 2027-03-26T00:00:00 | 2027-03-26T00:00:00 | 2 | 0 | 2 | 4632.38 | 9264.76 | 92154 | USA | N30 | 44 | SCHNEIDER ELECTRIC USA INC. | 60673-1214 | PJP36120CU43AE1ABJA | Molded Case Circuit Breaker UL/CSA Rated PowerPact P Frame Lugs ""OFF"" End Terminal Nut Kit ""ON"" End 3 Pole Device 600 Vac Rated 1200 Amp Capacity 100% Rated Interrupting Rating 100kA @ 240Vac/65kA @ 480Vac/25kA @ 600Vac Micrologic Ammeter Trip Unit - LSI UL Rating Plug A Keylock options: Provision only Provision for Kirk or Schneider Electric Keying Vertical Mount Modbus Communications 2 Form C Auxiliary Switch | PUR | Molded Case Circuit Breaker UL/CSA Rated PowerPact P Frame Lugs ""OFF"" End Terminal Nut Kit ""ON"" End 3 Pole Device 600 Vac Rated 1200 Amp Capacity 100% Rated Interrupting Rating 100kA @ 240Vac/65kA @ 480Vac/25kA @ 600Vac Micrologic Ammeter Trip Unit - LSI UL Rating Plug A Keylock options: Provision only Provision for Kirk or Schneider Electric Keying Vertical Mount Modbus Communications 2 Form C Auxiliary Switch | EA | EA |  | TRUE |  | P | FXG | 100 | 2027-04-26T00:00:00
134453 | 33 | 1 | States | MGM TRANSFORMER | Megan Swymeler | TRUE | 2026-06-30T00:00:00 | 2027-03-26T00:00:00 | 2027-03-26T00:00:00 | 2 | 0 | 2 | 4701.62 | 9403.24 | 92154 | USA | N30 | 44 | SCHNEIDER ELECTRIC USA INC. | 60673-1214 | PJP36120CU43AE1ABSAYQ | Molded Case Circuit Breaker UL/CSA Rated PowerPact P Frame Lugs ""OFF"" End Terminal Nut Kit ""ON"" End 3 Pole Device 600 Vac Rated 1200 Amp Capacity 100% Rated Interrupting Rating 100kA @ 240Vac/65kA @ 480Vac/25kA @ 600Vac Micrologic Ammeter Trip Unit - LSI UL Rating Plug A Modbus Communications 2 Form C Auxiliary Switch Shunt Trip 110-130Vac/125Vdc Handle padlock attachment - OFF position only | PUR | Molded Case Circuit Breaker UL/CSA Rated PowerPact P Frame Lugs ""OFF"" End Terminal Nut Kit ""ON"" End 3 Pole Device 600 Vac Rated 1200 Amp Capacity 100% Rated Interrupting Rating 100kA @ 240Vac/65kA @ 480Vac/25kA @ 600Vac Micrologic Ammeter Trip Unit - LSI UL Rating Plug A Modbus Communications 2 Form C Auxiliary Switch Shunt Trip 110-130Vac/125Vdc Handle padlock attachment - OFF position only | EA | EA |  | TRUE |  | P | FXG | 100 | 2027-04-26T00:00:00
134453 | 8 | 1 | States | MGM TRANSFORMER | Megan Swymeler | TRUE | 2026-06-30T00:00:00 | 2027-03-12T00:00:00 | 2027-03-12T00:00:00 | 136 | 0 | 136 | 1249.65 | 169952.4 | 92154 | USA | N30 | 44 | SCHNEIDER ELECTRIC USA INC. | 60673-1214 | IMB43F | SPD Type 2 IMB 300KA 480Y 277V 3P4W (480Y/277V series also applies to the following voltages 380Y/220V, 400Y/230V and 415Y/240V) ( Can be used on 3-wire grounded Wye systems without neutral. Jumper the neutral and ground lugs using 10AWG wire) | PUR | SPD Type 2 IMB 300KA 480Y 277V 3P4W (480Y/277V series also applies to the following voltages 380Y/220V, 400Y/230V and 415Y/240V) ( Can be used on 3-wire grounded Wye systems without neutral. Jumper the neutral and ground lugs using 10AWG wire) | EA | EA |  | TRUE |  | P | FXG | 100 | 2027-04-26T00:00:00
134453 | 21 | 1 | States | MGM TRANSFORMER | Megan Swymeler | TRUE | 2026-06-30T00:00:00 | 2027-03-30T00:00:00 | 2027-03-30T00:00:00 | 4 | 0 | 4 | 3096.12 | 12384.48 | 92154 | USA | N30 | 44 | SCHNEIDER ELECTRIC USA INC. | 60673-1214 | PJP36060CU43AABYQ | Molded Case Circuit Breaker UL/CSA RatedPowerPact P FrameLugs "OFF" EndTerminal Nut Kit "ON" End3 Pole Device600 Amp Capacity600 Vac Rated100% RatedInterrupting Rating100kA @ 240Vac/65kA @ 480Vac/25kA @ 600VacMicrologic Ammeter Trip Unit - LSIUL Rating Plug A2 Form C Auxiliary SwitchHandle padlock attachment - OFF position only | PUR | Molded Case Circuit Breaker UL/CSA RatedPowerPact P FrameLugs "OFF" EndTerminal Nut Kit "ON" End3 Pole Device600 Amp Capacity600 Vac Rated100% RatedInterrupting Rating100kA @ 240Vac/65kA @ 480Vac/25kA @ 600VacMicrologic Ammeter Trip Unit - LSIUL Rating Plug A2 Form C Auxiliary SwitchHandle padlock attachment - OFF position only | EA | EA |  | TRUE |  | P | FXG | 100 | 2027-04-26T00:00:00
134453 | 27 | 1 | States | MGM TRANSFORMER | Megan Swymeler | TRUE | 2026-06-30T00:00:00 | 2027-03-30T00:00:00 | 2027-03-30T00:00:00 | 12 | 0 | 12 | 3551.64 | 42619.68 | 92154 | USA | N30 | 44 | SCHNEIDER ELECTRIC USA INC. | 60673-1214 | PJP36120U64AE1ABYQ | Molded Case Circuit Breaker UL/CSA RatedPowerPact P FrameLugs "OFF" EndTerminal Nut Kit "ON" End1200 Amp Capacity3 Pole Device600 Vac Rated80% Rated - Standard ratedInterrupting Rating100kA @ 240Vac/65kA @ 480Vac/25kA @ 600VacMicrologic Power Trip Unit - LSIGUL Rating Plug AModbus Communications2 Form C Auxiliary SwitchHandle padlock attachment - OFF position only | PUR | Molded Case Circuit Breaker UL/CSA RatedPowerPact P FrameLugs "OFF" EndTerminal Nut Kit "ON" End1200 Amp Capacity3 Pole Device600 Vac Rated80% Rated - Standard ratedInterrupting Rating100kA @ 240Vac/65kA @ 480Vac/25kA @ 600VacMicrologic Power Trip Unit - LSIGUL Rating Plug AModbus Communications2 Form C Auxiliary SwitchHandle padlock attachment - OFF position only | EA | EA |  | TRUE |  | P | FXG | 100 | 2027-04-26T00:00:00
134453 | 4 | 1 | States | MGM TRANSFORMER | Megan Swymeler | TRUE | 2026-06-30T00:00:00 | 2027-03-23T00:00:00 | 2027-03-23T00:00:00 | 8 | 0 | 8 | 2882.79 | 23062.32 | 92154 | USA | N30 | 44 | SCHNEIDER ELECTRIC USA INC. | 60673-1214 | DJEGCABABNNNNNNNNNNNNNNTCNANENNNNCNNNNNA | Square D Masterpact MTZ Unit Mount Circuit BreakerDJEGCABABNNNNNNNNNNNNNNTCNANENNNNCNNNNNAModel No. MTZ1-12L1 3-Pole UL489/ CSA C22.2No.5 RatedRated 1200 Amps, 100% RatedAIR - 100kA/65kA/NA @ 240/480/600 VacTop Termination 2 Hole RCTVBottom Termination 2 Hole RCTV1000 Amp SensorTrip UnitMicrologic 5.0 Xi (LSI) Trip UnitEnergy Reduction Maintenance SettingsDigital Module InstalledEnergy Reduction Maintenance Setting selectedTrip Unit Wireless Communication has been removedULP Port4 OF Contacts (standard)Overcurrent Trip (SDE) contact standardPadlockable Push Button CoverProvision Only For Kirk - No locks suppliedNo Padlock attachment includedProduction Test ReportDoor Escutcheon included as StandardRevision - 5/26/2026 - (P20260306/S20260306)Source -Selector | PUR | Square D Masterpact MTZ Unit Mount Circuit BreakerDJEGCABABNNNNNNNNNNNNNNTCNANENNNNCNNNNNAModel No. MTZ1-12L1 3-Pole UL489/ CSA C22.2No.5 RatedRated 1200 Amps, 100% RatedAIR - 100kA/65kA/NA @ 240/480/600 VacTop Termination 2 Hole RCTVBottom Termination 2 Hole RCTV1000 Amp SensorTrip UnitMicrologic 5.0 Xi (LSI) Trip UnitEnergy Reduction Maintenance SettingsDigital Module InstalledEnergy Reduction Maintenance Setting selectedTrip Unit Wireless Communication has been removedULP Port4 OF Contacts (standard)Overcurrent Trip (SDE) contact standardPadlockable Push Button CoverProvision Only For Kirk - No locks suppliedNo Padlock attachment includedProduction Test ReportDoor Escutcheon included as StandardRevision - 5/26/2026 - (P20260306/S20260306)Source -Selector | EA | EA |  | TRUE |  | P | FXG | 100 | 2027-04-26T00:00:00
134453 | 6 | 1 | States | MGM TRANSFORMER | Megan Swymeler | TRUE | 2026-06-30T00:00:00 | 2027-03-30T00:00:00 | 2027-03-30T00:00:00 | 56 | 0 | 56 | 413.38 | 23149.28 | 92154 | USA | N30 | 44 | SCHNEIDER ELECTRIC USA INC. | 60673-1214 | HJP36100U43XABYQ | HJP36100U43XABYQ-Molded Case Circuit BreakerHJP36100U43XABYQUL/CSA RatedPowerPact H FrameLugs "OFF" EndTerminal Nut Kit "ON" End100 Amp Capacity3 Pole Device600 Vac Rated80% Rated - Standard ratedInterrupting Rating100kA @ 240Vac/65kA @ 480Vac/25kA @ 600VacMicrologic Ammeter Trip Unit - LSI2 Form C Auxiliary SwitchHandle padlock attachment - OFF position onlyRevision - 5/26/2026 - (P20260306/S20260306)Source -Selector | PUR | HJP36100U43XABYQ-Molded Case Circuit BreakerHJP36100U43XABYQUL/CSA RatedPowerPact H FrameLugs "OFF" EndTerminal Nut Kit "ON" End100 Amp Capacity3 Pole Device600 Vac Rated80% Rated - Standard ratedInterrupting Rating100kA @ 240Vac/65kA @ 480Vac/25kA @ 600VacMicrologic Ammeter Trip Unit - LSI2 Form C Auxiliary SwitchHandle padlock attachment - OFF position onlyRevision - 5/26/2026 - (P20260306/S20260306)Source -Selector | EA | EA |  | TRUE |  | P | FXG | 100 | 2027-04-26T00:00:00
134453 | 2 | 1 | States | MGM TRANSFORMER | Megan Swymeler | TRUE | 2026-06-30T00:00:00 | 2027-03-18T00:00:00 | 2027-03-18T00:00:00 | 4 | 0 | 4 | 2777.84 | 11111.36 | 92154 | USA | N30 | 44 | SCHNEIDER ELECTRIC USA INC. | 60673-1214 | DJCFCABABNNNNNNNNNNNNNNTCNANENNNNCNNNNNA | Square D Masterpact MTZ Unit Mount Circuit BreakerDJCFCABABNNNNNNNNNNNNNNTCNANENNNNCNNNNNAModel No. MTZ1-08L1 3-Pole UL489/ CSA C22.2No.5 RatedRated 800 Amps, 100% RatedAIR - 100kA/65kA/NA @ 240/480/600 VacTop Termination 2 Hole RCTVBottom Termination 2 Hole RCTV800 Amp SensorTrip UnitMicrologic 5.0 Xi (LSI) Trip UnitEnergy Reduction Maintenance SettingsDigital Module InstalledEnergy Reduction Maintenance Setting selectedTrip Unit Wireless Communication has been removedULP Port4 OF Contacts (standard)Overcurrent Trip (SDE) contact standardPadlockable Push Button CoverProvision Only For Kirk - No locks suppliedNo Padlock attachment includedProduction Test ReportDoor Escutcheon included as StandardRevision - 5/26/2026 - (P20260306/S20260306)Source -Selector | PUR | Square D Masterpact MTZ Unit Mount Circuit BreakerDJCFCABABNNNNNNNNNNNNNNTCNANENNNNCNNNNNAModel No. MTZ1-08L1 3-Pole UL489/ CSA C22.2No.5 RatedRated 800 Amps, 100% RatedAIR - 100kA/65kA/NA @ 240/480/600 VacTop Termination 2 Hole RCTVBottom Termination 2 Hole RCTV800 Amp SensorTrip UnitMicrologic 5.0 Xi (LSI) Trip UnitEnergy Reduction Maintenance SettingsDigital Module InstalledEnergy Reduction Maintenance Setting selectedTrip Unit Wireless Communication has been removedULP Port4 OF Contacts (standard)Overcurrent Trip (SDE) contact standardPadlockable Push Button CoverProvision Only For Kirk - No locks suppliedNo Padlock attachment includedProduction Test ReportDoor Escutcheon included as StandardRevision - 5/26/2026 - (P20260306/S20260306)Source -Selector | EA | EA |  | TRUE |  | P | FXG | 100 | 2027-04-26T00:00:00
134453 | 7 | 1 | States | MGM TRANSFORMER | Megan Swymeler | TRUE | 2026-06-30T00:00:00 | 2027-03-30T00:00:00 | 2027-03-30T00:00:00 | 52 | 0 | 52 | 751.63 | 39084.76 | 92154 | USA | N30 | 44 | SCHNEIDER ELECTRIC USA INC. | 60673-1214 | HJP36150U43XABYQ | HJP36150U43XABYQ-Molded Case Circuit BreakerHJP36150U43XABYQUL/CSA RatedPowerPact H FrameLugs "OFF" EndTerminal Nut Kit "ON" End150 Amp Capacity3 Pole Device600 Vac Rated80% Rated - Standard ratedInterrupting Rating100kA @ 240Vac/65kA @ 480Vac/25kA @ 600VacMicrologic Ammeter Trip Unit - LSI2 Form C Auxiliary SwitchHandle padlock attachment - OFF position onlyRevision - 5/20/2026 - (P20260306/S20260306)Source -Selector | PUR | HJP36150U43XABYQ-Molded Case Circuit BreakerHJP36150U43XABYQUL/CSA RatedPowerPact H FrameLugs "OFF" EndTerminal Nut Kit "ON" End150 Amp Capacity3 Pole Device600 Vac Rated80% Rated - Standard ratedInterrupting Rating100kA @ 240Vac/65kA @ 480Vac/25kA @ 600VacMicrologic Ammeter Trip Unit - LSI2 Form C Auxiliary SwitchHandle padlock attachment - OFF position onlyRevision - 5/20/2026 - (P20260306/S20260306)Source -Selector | EA | EA |  | TRUE |  | P | FXG | 100 | 2027-04-26T00:00:00
134453 | 29 | 1 | States | MGM TRANSFORMER | Megan Swymeler | TRUE | 2026-06-30T00:00:00 | 2027-03-30T00:00:00 | 2027-03-30T00:00:00 | 56 | 0 | 56 | 3695.88 | 206969.28 | 92154 | USA | N30 | 44 | SCHNEIDER ELECTRIC USA INC. | 60673-1214 | PLP34120U64AE1ABYQ | Molded Case Circuit Breaker UL/CSA RatedPowerPact P FrameLugs "OFF" EndTerminal Nut Kit "ON" End1200 Amp Capacity3 Pole Device480 Vac Rated80% Rated - Standard ratedInterrupting Rating125kA @ 240Vac/100kA @ 480VacMicrologic Power Trip Unit - LSIGUL Rating Plug AModbus Communications2 Form C Auxiliary SwitchHandle padlock attachment - OFF position only | PUR | Molded Case Circuit Breaker UL/CSA RatedPowerPact P FrameLugs "OFF" EndTerminal Nut Kit "ON" End1200 Amp Capacity3 Pole Device480 Vac Rated80% Rated - Standard ratedInterrupting Rating125kA @ 240Vac/100kA @ 480VacMicrologic Power Trip Unit - LSIGUL Rating Plug AModbus Communications2 Form C Auxiliary SwitchHandle padlock attachment - OFF position only | EA | EA |  | TRUE |  | P | FXG | 100 | 2027-04-26T00:00:00
134453 | 16 | 1 | States | MGM TRANSFORMER | Megan Swymeler | TRUE | 2026-06-30T00:00:00 | 2027-03-30T00:00:00 | 2027-03-30T00:00:00 | 6 | 0 | 6 | 1770.36 | 10622.16 | 92154 | USA | N30 | 44 | SCHNEIDER ELECTRIC USA INC. | 60673-1214 | LJP36600U44XABYQ | LJP36600U44XABYQ-Molded Case Circuit BreakerLJP36600U44XABYQUL/CSA RatedPowerPact L FrameLugs "OFF" EndTerminal Nut Kit "ON" End3 Pole Device600 Amp Capacity600 Vac Rated80% Rated - Standard ratedInterrupting Rating100kA @ 240Vac/65kA @ 480Vac/25kA @ 600VacMicrologic Ammeter Trip Unit - LSIG2 Form C Auxiliary SwitchHandle padlock attachment - OFF position onlyRevision - 5/20/2026 - (P20260306/S20260306)Source -Selector | PUR | LJP36600U44XABYQ-Molded Case Circuit BreakerLJP36600U44XABYQUL/CSA RatedPowerPact L FrameLugs "OFF" EndTerminal Nut Kit "ON" End3 Pole Device600 Amp Capacity600 Vac Rated80% Rated - Standard ratedInterrupting Rating100kA @ 240Vac/65kA @ 480Vac/25kA @ 600VacMicrologic Ammeter Trip Unit - LSIG2 Form C Auxiliary SwitchHandle padlock attachment - OFF position onlyRevision - 5/20/2026 - (P20260306/S20260306)Source -Selector | EA | EA |  | TRUE |  | P | FXG | 100 | 2027-04-26T00:00:00
134453 | 37 | 1 | States | MGM TRANSFORMER | Megan Swymeler | TRUE | 2026-06-30T00:00:00 | 2026-10-01T00:00:00 | 2026-10-01T00:00:00 | 100 | 0 | 100 | 8.74 | 874 | 92154 | USA | N30 | 44 | SCHNEIDER ELECTRIC USA INC. | 60673-1214 | S29329 | SQD: CIRCUIT BREAKER ACCESSORY, POWERPACT H/J, PHASE BARRIER, QUANTITY 6 | CB | SQD: CIRCUIT BREAKER ACCESSORY, POWERPACT H/J, PHASE BARRIER, QUANTITY 6 | EA | EA |  | TRUE |  | P | FXG | 100 | 2027-04-26T00:00:00
134453 | 3 | 1 | States | MGM TRANSFORMER | Megan Swymeler | TRUE | 2026-06-30T00:00:00 | 2027-03-16T00:00:00 | 2027-03-16T00:00:00 | 4 | 0 | 4 | 2216.66 | 8866.64 | 92154 | USA | N30 | 44 | SCHNEIDER ELECTRIC USA INC. | 60673-1214 | DJCFGABABNNNNNNNNNNNNNNTWNANNNNNNNNNNNNA | Square D Masterpact MTZ Unit Mount Circuit BreakerModel No. MTZ1-08L1 3-Pole UL489/ CSA C22.2No.5 RatedRated 800 Amps, 100% RatedAIR - 100kA/65kA/NA @ 240/480/600 VacTop Termination 2 Hole RCTVBottom Termination 2 Hole RCTV800 Amp SensorTrip UnitMicrologic 6.0 Xi (LSIG) Trip UnitNo Digital Modules InstalledTrip Unit Wireless Communication has been removedULP Port4 OF Contacts (standard)Overcurrent Trip (SDE) contact standardPadlockable Push Button CoverNo Locking Provision Provided with Padlock attachmentProduction Test ReportDoor Escutcheon included as Standard | PUR | Square D Masterpact MTZ Unit Mount Circuit BreakerModel No. MTZ1-08L1 3-Pole UL489/ CSA C22.2No.5 RatedRated 800 Amps, 100% RatedAIR - 100kA/65kA/NA @ 240/480/600 VacTop Termination 2 Hole RCTVBottom Termination 2 Hole RCTV800 Amp SensorTrip UnitMicrologic 6.0 Xi (LSIG) Trip UnitNo Digital Modules InstalledTrip Unit Wireless Communication has been removedULP Port4 OF Contacts (standard)Overcurrent Trip (SDE) contact standardPadlockable Push Button CoverNo Locking Provision Provided with Padlock attachmentProduction Test ReportDoor Escutcheon included as Standard | EA | EA |  | TRUE |  | P | FXG | 100 | 2027-04-26T00:00:00
134453 | 19 | 1 | States | MGM TRANSFORMER | Megan Swymeler | TRUE | 2026-06-30T00:00:00 | 2026-12-22T00:00:00 | 2026-12-22T00:00:00 | 308 | 192 | 116 | 247.5 | 76230 | 92154 | USA | N30 | 44 | SCHNEIDER ELECTRIC USA INC. | 60673-1214 | LV434063 | I/O (input/output) application module, Enerlin'X | PUR | I/O (input/output) application module, Enerlin'X | EA | EA |  | TRUE |  | P | FXG | 100 | 2027-04-26T00:00:00
134453 | 5 | 1 | States | MGM TRANSFORMER | Megan Swymeler | TRUE | 2026-06-30T00:00:00 | 2027-03-23T00:00:00 | 2027-03-23T00:00:00 | 8 | 0 | 8 | 2981.53 | 23852.24 | 92154 | USA | N30 | 44 | SCHNEIDER ELECTRIC USA INC. | 60673-1214 | DJEGGABABNNNNNNNNNNNNNNTWNANENNNNCNNNNNA | Square D Masterpact MTZ Unit Mount Circuit BreakerDJEGGABABNNNNNNNNNNNNNNTWNANENNNNCNNNNNAModel No. MTZ1-12L1 3-Pole UL489/ CSA C22.2No.5 RatedRated 1200 Amps, 100% RatedAIR - 100kA/65kA/NA @ 240/480/600 VacTop Termination 2 Hole RCTVBottom Termination 2 Hole RCTV1000 Amp SensorTrip UnitMicrologic 6.0 Xi (LSIG) Trip UnitEnergy Reduction Maintenance SettingsDigital Module InstalledEnergy Reduction Maintenance Setting selectedTrip Unit Wireless Communication has been removedULP Port4 OF Contacts (standard)Overcurrent Trip (SDE) contact standardPadlockable Push Button CoverNo Locking Provision Provided with Padlock attachmentProduction Test ReportDoor Escutcheon included as StandardRevision - 5/26/2026 - (P20260306/S20260306)Source -Selector | PUR | Square D Masterpact MTZ Unit Mount Circuit BreakerDJEGGABABNNNNNNNNNNNNNNTWNANENNNNCNNNNNAModel No. MTZ1-12L1 3-Pole UL489/ CSA C22.2No.5 RatedRated 1200 Amps, 100% RatedAIR - 100kA/65kA/NA @ 240/480/600 VacTop Termination 2 Hole RCTVBottom Termination 2 Hole RCTV1000 Amp SensorTrip UnitMicrologic 6.0 Xi (LSIG) Trip UnitEnergy Reduction Maintenance SettingsDigital Module InstalledEnergy Reduction Maintenance Setting selectedTrip Unit Wireless Communication has been removedULP Port4 OF Contacts (standard)Overcurrent Trip (SDE) contact standardPadlockable Push Button CoverNo Locking Provision Provided with Padlock attachmentProduction Test ReportDoor Escutcheon included as StandardRevision - 5/26/2026 - (P20260306/S20260306)Source -Selector | EA | EA |  | TRUE |  | P | FXG | 100 | 2027-04-26T00:00:00
133770 | 1 | 2 | States | Champlin | Megan Swymeler | TRUE | 2026-06-01T00:00:00 | 2026-10-09T00:00:00 | 2026-09-11T00:00:00 | 30 | 3 | 27 | 2508.56 | 301027.2 | 55316-3157 | USA | N30 | 44 | SCHNEIDER ELECTRIC USA INC. | 60673-1214 | PM5650 | PowerLogic PowerLogic PM5650, 2 ethernet, up to 63th Harmonic, 1,1MB, waveform, 4DI/2DO 52 alarms 100-300VDC/90-528VAC, 4DI/2DO 52 alarms | PUR | PowerLogic PowerLogic PM5650, 2 ethernet, up to 63th Harmonic, 1,1MB, waveform, 4DI/2DO 52 alarms 100-300VDC/90-528VAC, 4DI/2DO 52 alarms | EA | EA |  | TRUE |  | P | FXG | 100
136159 | 4 | 1 | States | Champlin | Megan Swymeler | TRUE | 2026-09-16T00:00:00 | 2026-09-24T00:00:00 |  | 1 | 0 | 1 | 4.69 | 4.69 | 55316 | USA | N30 | 44 | SCHNEIDER ELECTRIC USA INC. | 60673-1214 | HLW4EBL | FILLER PLATE | PUR | FILLER PLATE | EA | EA |  | FALSE |  | P | FXG | 100
136159 | 6 | 1 | States | Champlin | Megan Swymeler | TRUE | 2026-09-16T00:00:00 | 2026-09-24T00:00:00 |  | 12 | 0 | 12 | 82.5 | 990 | 55316 | USA | N30 | 44 | SCHNEIDER ELECTRIC USA INC. | 60673-1214 | TRV00830 | COMMUNICATION CABLE, COMPACT, MASTERPACT, 2 X RJ45 MALE CONNECTORS, 3M LENGTH | PUR | COMMUNICATION CABLE, COMPACT, MASTERPACT, 2 X RJ45 MALE CONNECTORS, 3M LENGTH | EA | EA |  | FALSE |  | P | FXG | 100
136159 | 1 | 1 | States | Champlin | Megan Swymeler | TRUE | 2026-09-16T00:00:00 | 2026-09-24T00:00:00 |  | 2 | 0 | 2 | 156.5 | 313 | 55316 | USA | N30 | 44 | SCHNEIDER ELECTRIC USA INC. | 60673-1214 | 9001K11J35LLL | ERMS -SELECTOR SWITCH OPERATOR 30MM T-K | PUR | ERMS -SELECTOR SWITCH OPERATOR 30MM T-K | EA | EA |  | FALSE |  | P | FXG | 100
136159 | 7 | 1 | States | Champlin | Megan Swymeler | TRUE | 2026-09-16T00:00:00 | 2026-09-24T00:00:00 |  | 2 | 0 | 2 | 96.79 | 193.58 | 55316 | USA | N30 | 44 | SCHNEIDER ELECTRIC USA INC. | 60673-1214 | ZBRTT1 | Wireless transmitter, Harmony XB5R, Transmitter components for wireless temperature sensors, green, 2400MHz | PUR | Wireless transmitter, Harmony XB5R, Transmitter components for wireless temperature sensors, green, 2400MHz | EA | EA |  | FALSE |  | P | FXG | 100
136159 | 2 | 1 | States | Champlin | Megan Swymeler | TRUE | 2026-09-16T00:00:00 | 2026-09-24T00:00:00 |  | 2 | 0 | 2 | 40.11 | 80.22 | 55316 | USA | N30 | 44 | SCHNEIDER ELECTRIC USA INC. | 60673-1214 | 9001K7 | ERMS -30MM SELECTOR SWITCH LOCKOUT COVER | PUR | ERMS -30MM SELECTOR SWITCH LOCKOUT COVER | EA | EA |  | FALSE |  | P | FXG | 100
136159 | 5 | 1 | States | Champlin | Megan Swymeler | TRUE | 2026-09-16T00:00:00 | 2026-09-24T00:00:00 |  | 1 | 0 | 1 | 346.5 | 346.5 | 55316 | USA | N30 | 44 | SCHNEIDER ELECTRIC USA INC. | 60673-1214 | LV434002 | IFE Ethernet switchboard server, Enerlin'X | PUR | IFE Ethernet switchboard server, Enerlin'X | EA | EA |  | FALSE |  | P | FXG | 100
136159 | 3 | 1 | States | Champlin | Megan Swymeler | TRUE | 2026-09-16T00:00:00 | 2026-09-24T00:00:00 |  | 2 | 0 | 2 | 356.12 | 712.24 | 55316 | USA | N30 | 44 | SCHNEIDER ELECTRIC USA INC. | 60673-1214 | HLL36030 | BREAKER | PUR | BREAKER | EA | EA |  | FALSE |  | P | FXG | 100
132600 | 21 | 1 | States | Champlin | Megan Swymeler | TRUE | 2026-04-29T00:00:00 | 2026-12-18T00:00:00 | 2026-12-04T00:00:00 | 2 | 0 | 2 | 572.85 | 1145.7 | 55316-3157 | USA | N30 | 44 | SCHNEIDER ELECTRIC USA INC. | 60673-1214 | HLP36100U44XENAABDYDYP | Molded Case Circuit Breaker UL/CSA Rated PowerPact H Frame Lugs "OFF" End Terminal Nut Kit "ON" End 100 Amp Capacity 3 Pole Device 600 Vac Rated 80% Rated - Standard rated Interrupting Rating 125kA @ 240Vac/100kA @ 480Vac/50kA @ 600Vac Micrologic Ammeter Trip Unit - LSIG No communication - only 24Vdc supply 1 Form C Auxiliary Switch 1 Form C Alarm Contact (SDE) Handle padlock attachment - ON or OFF positions Test Report | PUR | Molded Case Circuit Breaker UL/CSA Rated PowerPact H Frame Lugs "OFF" End Terminal Nut Kit "ON" End 100 Amp Capacity 3 Pole Device 600 Vac Rated 80% Rated - Standard rated Interrupting Rating 125kA @ 240Vac/100kA @ 480Vac/50kA @ 600Vac Micrologic Ammeter Trip Unit - LSIG No communication - only 24Vdc supply 1 Form C Auxiliary Switch 1 Form C Alarm Contact (SDE) Handle padlock attachment - ON or OFF positions Test Report | EA | EA |  | TRUE |  | P | FXG | 100
135895 | 1 | 2 | States | Dayton | Megan Swymeler | TRUE | 2026-09-03T00:00:00 | 2026-10-27T00:00:00 | 2026-10-27T00:00:00 | 1 | 0 | 1 | 1249.65 | 2499.3 | 55369 | USA | N30 | 44 | SCHNEIDER ELECTRIC USA INC. | 60673-1214 | IMB43 | SPD Type 1 IMB 300KA 480Y 277V 3P4W (480Y/277V series also applies to the following voltages 380Y/220V, 400Y/230V and 415Y/240V) ( Can be used on 3-wire grounded Wye systems without neutral. Jumper the neutral and ground lugs using 10AWG wire) | PUR | IMB43 SPD Type 1 IMB 300KA 480Y 277V 3P4W | EA | EA |  | TRUE |  | P | FXG | Dayton |  | 76828-36-1
135895 | 1 | 1 | States | Dayton | Megan Swymeler | TRUE | 2026-09-03T00:00:00 | 2026-09-17T00:00:00 |  | 1 | 0 | 1 | 1249.65 | 2499.3 | 55369 | USA | N30 | 44 | SCHNEIDER ELECTRIC USA INC. | 60673-1214 | IMB43 | SPD Type 1 IMB 300KA 480Y 277V 3P4W (480Y/277V series also applies to the following voltages 380Y/220V, 400Y/230V and 415Y/240V) ( Can be used on 3-wire grounded Wye systems without neutral. Jumper the neutral and ground lugs using 10AWG wire) | PUR | IMB43 SPD Type 1 IMB 300KA 480Y 277V 3P4W | EA | EA |  | TRUE |  | P | FXG | Dayton |  | 76920-39-1
135756 | 1 | 2 | States | Dayton | Megan Swymeler | TRUE | 2026-08-27T00:00:00 | 2027-01-19T00:00:00 | 2027-01-19T00:00:00 | 12 | 0 | 12 | 129.06 | 6969.24 | 55369 | USA | N30 | 44 | SCHNEIDER ELECTRIC USA INC. | 60673-1214 | BDL26100 | Molded case circuit breaker: 100A, 2P, DIN rail mount, 25kA at 480Y/277VAC, 18kA at 125/250VDC | PUR | Molded case circuit breaker: 100A, 2P, DIN rail mount, 25kA at 480Y/277VAC, 18kA at 125/250VDC | EA | EA |  | TRUE |  | P | FXG | DAYTON | 2027-01-12T00:00:00
135756 | 1 | 5 | States | Dayton | Megan Swymeler | TRUE | 2026-08-27T00:00:00 | 2027-01-19T00:00:00 | 2027-01-19T00:00:00 | 6 | 0 | 6 | 129.06 | 6969.24 | 55369 | USA | N30 | 44 | SCHNEIDER ELECTRIC USA INC. | 60673-1214 | BDL26100 | Molded case circuit breaker: 100A, 2P, DIN rail mount, 25kA at 480Y/277VAC, 18kA at 125/250VDC | PUR | Molded case circuit breaker: 100A, 2P, DIN rail mount, 25kA at 480Y/277VAC, 18kA at 125/250VDC | EA | EA |  | TRUE |  | P | FXG | DAYTON | 2027-04-05T00:00:00
135756 | 1 | 3 | States | Dayton | Megan Swymeler | TRUE | 2026-08-27T00:00:00 | 2027-01-19T00:00:00 | 2027-01-19T00:00:00 | 12 | 0 | 12 | 129.06 | 6969.24 | 55369 | USA | N30 | 44 | SCHNEIDER ELECTRIC USA INC. | 60673-1214 | BDL26100 | Molded case circuit breaker: 100A, 2P, DIN rail mount, 25kA at 480Y/277VAC, 18kA at 125/250VDC | PUR | Molded case circuit breaker: 100A, 2P, DIN rail mount, 25kA at 480Y/277VAC, 18kA at 125/250VDC | EA | EA |  | TRUE |  | P | FXG | DAYTON | 2027-02-08T00:00:00
135756 | 1 | 1 | States | Dayton | Megan Swymeler | TRUE | 2026-08-27T00:00:00 | 2027-01-19T00:00:00 | 2027-01-19T00:00:00 | 12 | 0 | 12 | 129.06 | 6969.24 | 55369 | USA | N30 | 44 | SCHNEIDER ELECTRIC USA INC. | 60673-1214 | BDL26100 | Molded case circuit breaker: 100A, 2P, DIN rail mount, 25kA at 480Y/277VAC, 18kA at 125/250VDC | PUR | Molded case circuit breaker: 100A, 2P, DIN rail mount, 25kA at 480Y/277VAC, 18kA at 125/250VDC | EA | EA |  | TRUE |  | P | FXG | DAYTON | 2026-12-03T00:00:00
135756 | 1 | 4 | States | Dayton | Megan Swymeler | TRUE | 2026-08-27T00:00:00 | 2027-01-19T00:00:00 | 2027-01-19T00:00:00 | 12 | 0 | 12 | 129.06 | 6969.24 | 55369 | USA | N30 | 44 | SCHNEIDER ELECTRIC USA INC. | 60673-1214 | BDL26100 | Molded case circuit breaker: 100A, 2P, DIN rail mount, 25kA at 480Y/277VAC, 18kA at 125/250VDC | PUR | Molded case circuit breaker: 100A, 2P, DIN rail mount, 25kA at 480Y/277VAC, 18kA at 125/250VDC | EA | EA |  | TRUE |  | P | FXG | DAYTON | 2027-03-08T00:00:00
136127 | 2 | 1 | States | Champlin | Megan Swymeler | TRUE | 2026-09-15T00:00:00 | 2026-09-24T00:00:00 |  | 5 | 0 | 5 | 64 | 320 | 55316 | USA | N30 | 44 | SCHNEIDER ELECTRIC USA INC. | 60673-1214 | LV434197 | Communication cable, breaker ULP cord, 3m length | PUR | Communication cable, breaker ULP cord, 3m length | EA | EA |  | FALSE |  | P | FXG | 100
136127 | 8 | 1 | States | Champlin | Megan Swymeler | TRUE | 2026-09-15T00:00:00 | 2026-09-24T00:00:00 |  | 3 | 0 | 3 | 7.8 | 23.4 | 55316 | USA | N30 | 44 | SCHNEIDER ELECTRIC USA INC. | 60673-1214 | S33646 | Circuit breaker accessory, PowerPacT M/P, phase barrier, quantity 6 | CB | Circuit breaker accessory, PowerPacT M/P, phase barrier, quantity 6 | EA | EA |  | FALSE |  | P | FXG | 100
136127 | 11 | 1 | States | Champlin | Megan Swymeler | TRUE | 2026-09-15T00:00:00 | 2026-09-24T00:00:00 |  | 19 | 0 | 19 | 156.09 | 2965.71 | 55316 | USA | N30 | 44 | SCHNEIDER ELECTRIC USA INC. | 60673-1214 | TRV00217 | Stacking connectors, Enerlin'X, IFM communication interface accessory, set of 10 | PUR | Stacking connectors, Enerlin'X, IFM communication interface accessory, set of 10 | EA | EA |  | FALSE |  | P | FXG | 100
136127 | 3 | 1 | States | Champlin | Megan Swymeler | TRUE | 2026-09-15T00:00:00 | 2026-09-24T00:00:00 |  | 2 | 0 | 2 | 272.4 | 544.8 | 55316 | USA | N30 | 44 | SCHNEIDER ELECTRIC USA INC. | 60673-1214 | LV848565SP | Kirk Lock Lock Adapters | PUR | Kirk Lock Lock Adapters | EA | EA |  | FALSE |  | P | FXG | 100
136127 | 5 | 1 | States | Champlin | Megan Swymeler | TRUE | 2026-09-15T00:00:00 | 2026-09-24T00:00:00 |  | 1 | 0 | 1 | 1614.84 | 1614.84 | 55316 | USA | N30 | 44 | SCHNEIDER ELECTRIC USA INC. | 60673-1214 | MCSESM163F23F0 | network switch, Modicon Networking, managed, 16 ports for copper | PUR | network switch, Modicon Networking, managed, 16 ports for copper | EA | EA |  | FALSE |  | P | FXG | 100
136127 | 10 | 1 | States | Champlin | Megan Swymeler | TRUE | 2026-09-15T00:00:00 | 2026-09-24T00:00:00 |  | 1 | 0 | 1 | 1547.6 | 1547.6 | 55316 | USA | N30 | 44 | SCHNEIDER ELECTRIC USA INC. | 60673-1214 | S48900 | Lifting device kit, MasterPacT NW, crossbar for MTZ2 circuit breaker or cradle | PUR | Lifting device kit, MasterPacT NW, crossbar for MTZ2 circuit breaker or cradle | EA | EA |  | FALSE |  | P | FXG | 100
136127 | 4 | 1 | States | Champlin | Megan Swymeler | TRUE | 2026-09-15T00:00:00 | 2026-10-19T00:00:00 |  | 15 | 0 | 15 | 400 | 6000 | 55316 | USA | N30 | 44 | SCHNEIDER ELECTRIC USA INC. | 60673-1214 | LV851101SP | MASTERPACT ERMS SWITCH 24 VDC | CB | MASTERPACT ERMS SWITCH 24 VDC | EA | EA |  | FALSE |  | P | FXG | 100
136127 | 1 | 1 | States | Champlin | Megan Swymeler | TRUE | 2026-09-15T00:00:00 | 2026-09-24T00:00:00 |  | 21 | 0 | 21 | 11.88 | 249.48 | 55316 | USA | N30 | 44 | SCHNEIDER ELECTRIC USA INC. | 60673-1214 | 32570 | SQD: 6 PHASE SEPARATORS, COMPACT NS400/630 | PUR | SQD: 6 PHASE SEPARATORS, COMPACT NS400/630 | EA | EA |  | FALSE |  | P | FXG | 100
136127 | 7 | 1 | States | Champlin | Megan Swymeler | TRUE | 2026-09-15T00:00:00 | 2026-10-19T00:00:00 |  | 4 | 0 | 4 | 9014.22 | 36056.88 | 55316 | USA | N30 | 44 | SCHNEIDER ELECTRIC USA INC. | 60673-1214 | METSEPM8314 | POWER AND ENERGY METER, ADVANCD METERING, MULTIPLE COMMUNICATION PORTS, DIN-RAIL MOUNT W/ REMOTE DISPLAY | PUR | POWER AND ENERGY METER, ADVANCD METERING, MULTIPLE COMMUNICATION PORTS, DIN-RAIL MOUNT W/ REMOTE DISPLAY | EA | EA |  | FALSE |  | P | FXG | 100
136127 | 9 | 1 | States | Champlin | Megan Swymeler | TRUE | 2026-09-15T00:00:00 | 2026-10-19T00:00:00 |  | 2 | 0 | 2 | 97.02 | 194.04 | 55316 | USA | N30 | 44 | SCHNEIDER ELECTRIC USA INC. | 60673-1214 | S430562 | S430562-EXTERNAL NEUTRAL CURRENT TRANSFORMER | PUR | S430562-EXTERNAL NEUTRAL CURRENT TRANSFORMER | EA | EA |  | FALSE |  | P | FXG | 100
136127 | 6 | 1 | States | Champlin | Megan Swymeler | TRUE | 2026-09-15T00:00:00 | 2026-10-19T00:00:00 |  | 4 | 0 | 4 | 232.68 | 930.72 | 55316 | USA | N30 | 44 | SCHNEIDER ELECTRIC USA INC. | 60673-1214 | METSECAB10 | POWERLOGIC PM8000 - CABLE FOR REMOTE DISPLAY RD96 - 10M | PUR | POWERLOGIC PM8000 - CABLE FOR REMOTE DISPLAY RD96 - 10M | EA | EA |  | FALSE |  | P | FXG | 100
135959 | 1 | 1 | States | Champlin | Megan Swymeler | TRUE | 2026-09-09T00:00:00 | 2026-10-27T00:00:00 | 2026-10-27T00:00:00 | 1 | 0 | 1 | 1249.65 | 2499.3 | 55316 | USA | N30 | 44 | SCHNEIDER ELECTRIC USA INC. | 60673-1214 | IMB43 | SPD Type 1 IMB 300KA 480Y 277V 3P4W (480Y/277V series also applies to the following voltages 380Y/220V, 400Y/230V and 415Y/240V) ( Can be used on 3-wire grounded Wye systems without neutral. Jumper the neutral and ground lugs using 10AWG wire) | PUR | IMB43 SPD Type 1 IMB 300KA 480Y 277V 3P4W | EA | EA |  | TRUE |  | P | FXG | 100 | 2026-11-03T00:00:00 | 76806-34-1
135959 | 1 | 2 | States | Champlin | Megan Swymeler | TRUE | 2026-09-09T00:00:00 | 2026-10-27T00:00:00 | 2026-10-27T00:00:00 | 1 | 0 | 1 | 1249.65 | 2499.3 | 55316 | USA | N30 | 44 | SCHNEIDER ELECTRIC USA INC. | 60673-1214 | IMB43 | SPD Type 1 IMB 300KA 480Y 277V 3P4W (480Y/277V series also applies to the following voltages 380Y/220V, 400Y/230V and 415Y/240V) ( Can be used on 3-wire grounded Wye systems without neutral. Jumper the neutral and ground lugs using 10AWG wire) | PUR | IMB43 SPD Type 1 IMB 300KA 480Y 277V 3P4W | EA | EA |  | TRUE |  | P | FXG | 100 | 2026-12-21T00:00:00 | 76895-61-1
134455 | 10 | 1 | States | MGM TRANSFORMER | Megan Swymeler | TRUE | 2026-06-30T00:00:00 | 2027-03-23T00:00:00 | 2027-03-23T00:00:00 | 112 | 0 | 112 | 8913.52 | 998314.24 | 92154 | USA | N30 | 44 | SCHNEIDER ELECTRIC USA INC. | 60673-1214 | LGIPGAXAXNANNNNNNNNNNNNTMNANENNNNCNNNNNA | Square D Masterpact MTZ Unit Mount Circuit BreakerModel No. MTZ2-32H3 3-Pole ANSIC37/UL1066/CSA C22.2 No.268 RatedRated 3200 Amps, 100% RatedAIR - 100kA/100kA/85kA @ 254/508/635 VacTop Termination RCOVBottom Termination RCOV3200 Amp SensorTrip UnitMicrologic 6.0 Xi (LSIG) Trip UnitEnergy Reduction Maintenance SettingsDigital Module InstalledEnergy Reduction Maintenance Setting selectedTrip Unit Wireless Communication has been removedULP Port4 OF Contacts (standard) + 4 Additional OF ContactsOvercurrent Trip (SDE) contact standardPadlockable Push Button CoverProvision Only For Kirk - No locks supplied with Padlock attachmentProduction Test ReportDoor Escutcheon included as Standard | PUR | Square D Masterpact MTZ Unit Mount Circuit BreakerModel No. MTZ2-32H3 3-Pole ANSIC37/UL1066/CSA C22.2 No.268 RatedRated 3200 Amps, 100% RatedAIR - 100kA/100kA/85kA @ 254/508/635 VacTop Termination RCOVBottom Termination RCOV3200 Amp SensorTrip UnitMicrologic 6.0 Xi (LSIG) Trip UnitEnergy Reduction Maintenance SettingsDigital Module InstalledEnergy Reduction Maintenance Setting selectedTrip Unit Wireless Communication has been removedULP Port4 OF Contacts (standard) + 4 Additional OF ContactsOvercurrent Trip (SDE) contact standardPadlockable Push Button CoverProvision Only For Kirk - No locks supplied with Padlock attachmentProduction Test ReportDoor Escutcheon included as Standard | EA | EA |  | TRUE |  | P | FXG | 100 | 2027-04-26T00:00:00
134455 | 16 | 1 | States | MGM TRANSFORMER | Megan Swymeler | TRUE | 2026-06-30T00:00:00 | 2027-03-30T00:00:00 | 2027-03-30T00:00:00 | 6 | 0 | 6 | 1770.36 | 10622.16 | 92154 | USA | N30 | 44 | SCHNEIDER ELECTRIC USA INC. | 60673-1214 | LJP36600U44XABYQ | LJP36600U44XABYQ-Molded Case Circuit BreakerLJP36600U44XABYQUL/CSA RatedPowerPact L FrameLugs "OFF" EndTerminal Nut Kit "ON" End3 Pole Device600 Amp Capacity600 Vac Rated80% Rated - Standard ratedInterrupting Rating100kA @ 240Vac/65kA @ 480Vac/25kA @ 600VacMicrologic Ammeter Trip Unit - LSIG2 Form C Auxiliary SwitchHandle padlock attachment - OFF position onlyRevision - 5/20/2026 - (P20260306/S20260306)Source -Selector | PUR | LJP36600U44XABYQ-Molded Case Circuit BreakerLJP36600U44XABYQUL/CSA RatedPowerPact L FrameLugs "OFF" EndTerminal Nut Kit "ON" End3 Pole Device600 Amp Capacity600 Vac Rated80% Rated - Standard ratedInterrupting Rating100kA @ 240Vac/65kA @ 480Vac/25kA @ 600VacMicrologic Ammeter Trip Unit - LSIG2 Form C Auxiliary SwitchHandle padlock attachment - OFF position onlyRevision - 5/20/2026 - (P20260306/S20260306)Source -Selector | EA | EA |  | TRUE |  | P | FXG | 100 | 2027-04-26T00:00:00
134455 | 24 | 1 | States | MGM TRANSFORMER | Megan Swymeler | TRUE | 2026-06-30T00:00:00 | 2027-03-30T00:00:00 | 2027-03-30T00:00:00 | 6 | 0 | 6 | 4447.08 | 26682.48 | 92154 | USA | N30 | 44 | SCHNEIDER ELECTRIC USA INC. | 60673-1214 | PJP36100CU43AE1ABJA | Molded Case Circuit Breaker UL/CSA RatedPowerPact P FrameLugs "OFF" EndTerminal Nut Kit "ON" End1000 Amp Capacity3 Pole Device600 Vac Rated100% RatedInterrupting Rating100kA @ 240Vac/65kA @ 480Vac/25kA @ 600VacMicrologic Ammeter Trip Unit - LSIUL Rating Plug AKeylock options:Provision onlyProvision for Kirk or Schneider ElectricKeyingVertical MountModbus Communications2 Form C Auxiliary Switch | PUR | Molded Case Circuit Breaker UL/CSA RatedPowerPact P FrameLugs "OFF" EndTerminal Nut Kit "ON" End1000 Amp Capacity3 Pole Device600 Vac Rated100% RatedInterrupting Rating100kA @ 240Vac/65kA @ 480Vac/25kA @ 600VacMicrologic Ammeter Trip Unit - LSIUL Rating Plug AKeylock options:Provision onlyProvision for Kirk or Schneider ElectricKeyingVertical MountModbus Communications2 Form C Auxiliary Switch | EA | EA |  | TRUE |  | P | FXG | 100 | 2027-04-26T00:00:00
134455 | 35 | 1 | States | MGM TRANSFORMER | Megan Swymeler | TRUE | 2026-06-30T00:00:00 | 2026-10-14T00:00:00 | 2026-10-14T00:00:00 | 326 | 0 | 326 | 19.67 | 6412.42 | 92154 | USA | N30 | 44 | SCHNEIDER ELECTRIC USA INC. | 60673-1214 | S33928 | Circuit Breaker accessory, PowerPacT M/P, bus connector kit, 1 pole one end | SRPP | Circuit Breaker accessory, PowerPacT M/P, bus connector kit, 1 pole one end | EA | EA |  | TRUE |  | P | FXG | 100 | 2027-04-26T00:00:00
134455 | 22 | 1 | States | MGM TRANSFORMER | Megan Swymeler | TRUE | 2026-06-30T00:00:00 | 2027-03-30T00:00:00 | 2027-03-30T00:00:00 | 4 | 0 | 4 | 3333.6 | 13334.4 | 92154 | USA | N30 | 44 | SCHNEIDER ELECTRIC USA INC. | 60673-1214 | PJP36080CU43AE1ABJA | Molded Case Circuit Breaker UL/CSA RatedPowerPact P FrameLugs "OFF" EndTerminal Nut Kit "ON" End3 Pole Device600 Vac Rated800 Amp Capacity100% RatedInterrupting Rating100kA @ 240Vac/65kA @ 480Vac/25kA @ 600VacMicrologic Ammeter Trip Unit - LSIUL Rating Plug AKeylock options:Provision onlyProvision for Kirk or Schneider ElectricKeyingVertical MountModbus Communications2 Form C Auxiliary Switch | PUR | Molded Case Circuit Breaker UL/CSA RatedPowerPact P FrameLugs "OFF" EndTerminal Nut Kit "ON" End3 Pole Device600 Vac Rated800 Amp Capacity100% RatedInterrupting Rating100kA @ 240Vac/65kA @ 480Vac/25kA @ 600VacMicrologic Ammeter Trip Unit - LSIUL Rating Plug AKeylock options:Provision onlyProvision for Kirk or Schneider ElectricKeyingVertical MountModbus Communications2 Form C Auxiliary Switch | EA | EA |  | TRUE |  | P | FXG | 100 | 2027-04-26T00:00:00
134455 | 9 | 1 | States | MGM TRANSFORMER | Megan Swymeler | TRUE | 2026-06-30T00:00:00 | 2027-03-30T00:00:00 | 2027-03-30T00:00:00 | 6 | 0 | 6 | 9517.76 | 57106.56 | 92154 | USA | N30 | 44 | SCHNEIDER ELECTRIC USA INC. | 60673-1214 | LAJRGAXAXNANNNNNNNNNNNNTWNANENNNNCNNNNNA | Square D Masterpact MTZ Unit Mount Circuit BreakerModel No. MTZ2-40H1 3-Pole ANSIC37/UL1066/CSA C22.2 No.268 RatedRated 4000 Amps, 100% RatedAIR - 65kA/65kA/65kA @ 254/508/635 VacTop Termination RCOVBottom Termination RCOV4000 Amp SensorTrip UnitMicrologic 6.0 Xi (LSIG) Trip UnitEnergy Reduction Maintenance SettingsDigital Module InstalledEnergy Reduction Maintenance Setting selectedTrip Unit Wireless Communication has been removedULP Port4 OF Contacts (standard) + 4 Additional OF ContactsOvercurrent Trip (SDE) contact standardPadlockable Push Button CoverNo Locking Provision Provided with Padlock attachmentProduction Test ReportDoor Escutcheon included as Standard | PUR | Square D Masterpact MTZ Unit Mount Circuit BreakerModel No. MTZ2-40H1 3-Pole ANSIC37/UL1066/CSA C22.2 No.268 RatedRated 4000 Amps, 100% RatedAIR - 65kA/65kA/65kA @ 254/508/635 VacTop Termination RCOVBottom Termination RCOV4000 Amp SensorTrip UnitMicrologic 6.0 Xi (LSIG) Trip UnitEnergy Reduction Maintenance SettingsDigital Module InstalledEnergy Reduction Maintenance Setting selectedTrip Unit Wireless Communication has been removedULP Port4 OF Contacts (standard) + 4 Additional OF ContactsOvercurrent Trip (SDE) contact standardPadlockable Push Button CoverNo Locking Provision Provided with Padlock attachmentProduction Test ReportDoor Escutcheon included as Standard | EA | EA |  | TRUE |  | P | FXG | 100 | 2027-04-26T00:00:00
134455 | 33 | 1 | States | MGM TRANSFORMER | Megan Swymeler | TRUE | 2026-06-30T00:00:00 | 2026-10-01T00:00:00 | 2026-10-01T00:00:00 | 100 | 0 | 100 | 8.74 | 874 | 92154 | USA | N30 | 44 | SCHNEIDER ELECTRIC USA INC. | 60673-1214 | S29329 | SQD: CIRCUIT BREAKER ACCESSORY, POWERPACT H/J, PHASE BARRIER, QUANTITY 6 | CB | SQD: CIRCUIT BREAKER ACCESSORY, POWERPACT H/J, PHASE BARRIER, QUANTITY 6 | EA | EA |  | TRUE |  | P | FXG | 100 | 2027-04-26T00:00:00
134455 | 20 | 1 | States | MGM TRANSFORMER | Megan Swymeler | TRUE | 2026-06-30T00:00:00 | 2027-03-12T00:00:00 | 2027-03-12T00:00:00 | 308 | 4 | 304 | 59.4 | 18295.2 | 92154 | USA | N30 | 44 | SCHNEIDER ELECTRIC USA INC. | 60673-1214 | LV434196 | "Designation : Feeder Trip Unit to IO Product Details: LV434196-CIRCUIT BREAKER ULP CORD L-1.3M (4.27FT)" | PUR | "Designation : Feeder Trip Unit to IO Product Details: LV434196-CIRCUIT BREAKER ULP CORD L-1.3M (4.27FT)" | EA | EA |  | TRUE |  | P | FXG | 100 | 2027-04-26T00:00:00
134455 | 18 | 1 | States | MGM TRANSFORMER | Megan Swymeler | TRUE | 2026-06-30T00:00:00 | 2027-03-30T00:00:00 | 2027-03-30T00:00:00 | 56 | 0 | 56 | 1925.88 | 107849.28 | 92154 | USA | N30 | 44 | SCHNEIDER ELECTRIC USA INC. | 60673-1214 | LLP36600U44XABYQ | Molded Case Circuit Breaker UL/CSA RatedPowerPact L FrameLugs "OFF" EndTerminal Nut Kit "ON" End3 Pole Device600 Amp Capacity600 Vac Rated80% Rated - Standard ratedInterrupting Rating125kA @ 240Vac/100kA @ 480Vac/50kA @ 600VacMicrologic Ammeter Trip Unit - LSIG2 Form C Auxiliary SwitchHandle padlock attachment - OFF position only | PUR | Molded Case Circuit Breaker UL/CSA RatedPowerPact L FrameLugs "OFF" EndTerminal Nut Kit "ON" End3 Pole Device600 Amp Capacity600 Vac Rated80% Rated - Standard ratedInterrupting Rating125kA @ 240Vac/100kA @ 480Vac/50kA @ 600VacMicrologic Ammeter Trip Unit - LSIG2 Form C Auxiliary SwitchHandle padlock attachment - OFF position only | EA | EA |  | TRUE |  | P | FXG | 100 | 2027-04-26T00:00:00
134455 | 14 | 1 | States | MGM TRANSFORMER | Megan Swymeler | TRUE | 2026-06-30T00:00:00 | 2027-03-30T00:00:00 | 2027-03-30T00:00:00 | 4 | 0 | 4 | 1456.32 | 5825.28 | 92154 | USA | N30 | 44 | SCHNEIDER ELECTRIC USA INC. | 60673-1214 | LJP36400CU43XABYQ | Molded Case Circuit Breaker UL/CSA RatedPowerPact L FrameLugs "OFF" EndTerminal Nut Kit "ON" End3 Pole Device400 Amp Capacity600 Vac Rated100% RatedInterrupting Rating100kA @ 240Vac/65kA @ 480Vac/25kA @ 600VacMicrologic Ammeter Trip Unit - LSI2 Form C Auxiliary SwitchHandle padlock attachment - OFF position only | PUR | Molded Case Circuit Breaker UL/CSA RatedPowerPact L FrameLugs "OFF" EndTerminal Nut Kit "ON" End3 Pole Device400 Amp Capacity600 Vac Rated100% RatedInterrupting Rating100kA @ 240Vac/65kA @ 480Vac/25kA @ 600VacMicrologic Ammeter Trip Unit - LSI2 Form C Auxiliary SwitchHandle padlock attachment - OFF position only | EA | EA |  | TRUE |  | P | FXG | 100 | 2027-04-26T00:00:00
134455 | 34 | 1 | States | MGM TRANSFORMER | Megan Swymeler | TRUE | 2026-06-30T00:00:00 | 2026-10-16T00:00:00 | 2026-10-16T00:00:00 | 312 | 0 | 312 | 7.8 | 2433.6 | 92154 | USA | N30 | 44 | SCHNEIDER ELECTRIC USA INC. | 60673-1214 | S33646 | Circuit breaker accessory, PowerPacT M/P, phase barrier, quantity 6 | CB | Circuit breaker accessory, PowerPacT M/P, phase barrier, quantity 6 | EA | EA |  | TRUE |  | P | FXG | 100 | 2027-04-26T00:00:00
134455 | 28 | 1 | States | MGM TRANSFORMER | Megan Swymeler | TRUE | 2026-06-30T00:00:00 | 2027-03-30T00:00:00 | 2027-03-30T00:00:00 | 224 | 0 | 224 | 4983.6 | 1116326.4 | 92154 | USA | N30 | 44 | SCHNEIDER ELECTRIC USA INC. | 60673-1214 | PLP34120CU63AE1ABYQ | Molded Case Circuit Breaker UL/CSA Rated PowerPact P Frame Lugs ""OFF"" End Terminal Nut Kit ""ON"" End 1200 Amp Capacity 3 Pole Device 480 Vac Rated 100% Rated Interrupting Rating 125kA @ 240Vac/100kA @ 480Vac Micrologic Power Trip - LSI UL Rating Plug A Modbus Communications 2 Form C Auxiliary Switch Handle padlock attachment - OFF position only | PUR | Molded Case Circuit Breaker UL/CSA Rated PowerPact P Frame Lugs ""OFF"" End Terminal Nut Kit ""ON"" End 1200 Amp Capacity 3 Pole Device 480 Vac Rated 100% Rated Interrupting Rating 125kA @ 240Vac/100kA @ 480Vac Micrologic Power Trip - LSI UL Rating Plug A Modbus Communications 2 Form C Auxiliary Switch Handle padlock attachment - OFF position only | EA | EA |  | TRUE |  | P | FXG | 100 | 2027-04-26T00:00:00
134455 | 30 | 1 | States | MGM TRANSFORMER | Megan Swymeler | TRUE | 2026-06-30T00:00:00 | 2027-03-15T00:00:00 | 2027-03-15T00:00:00 | 33 | 0 | 33 | 21.45 | 707.85 | 92154 | USA | N30 | 44 | SCHNEIDER ELECTRIC USA INC. | 60673-1214 | TRV00880 | ULP terminator for use with ERMS switch | PUR | ULP terminator for use with ERMS switch | EA | 10pk |  | TRUE |  | P | FXG | 100 | 2027-04-26T00:00:00
134455 | 19 | 1 | States | MGM TRANSFORMER | Megan Swymeler | TRUE | 2026-06-30T00:00:00 | 2027-03-15T00:00:00 | 2027-03-15T00:00:00 | 308 | 0 | 308 | 247.5 | 76230 | 92154 | USA | N30 | 44 | SCHNEIDER ELECTRIC USA INC. | 60673-1214 | LV434063 | I/O (input/output) application module, Enerlin'X | PUR | I/O (input/output) application module, Enerlin'X | EA | EA |  | TRUE |  | P | FXG | 100 | 2027-04-26T00:00:00
134455 | 23 | 1 | States | MGM TRANSFORMER | Megan Swymeler | TRUE | 2026-06-30T00:00:00 | 2027-03-30T00:00:00 | 2027-03-30T00:00:00 | 4 | 0 | 4 | 3400.08 | 13600.32 | 92154 | USA | N30 | 44 | SCHNEIDER ELECTRIC USA INC. | 60673-1214 | PJP36080CU43AE1ABSAYQ | Molded Case Circuit Breaker UL/CSA RatedPowerPact P FrameLugs "OFF" EndTerminal Nut Kit "ON" End3 Pole Device600 Vac Rated800 Amp Capacity100% RatedInterrupting Rating100kA @ 240Vac/65kA @ 480Vac/25kA @ 600VacMicrologic Ammeter Trip Unit - LSIUL Rating Plug AModbus Communications2 Form C Auxiliary SwitchShunt Trip 110-130Vac/125VdcHandle padlock attachment - OFF position only | PUR | Molded Case Circuit Breaker UL/CSA RatedPowerPact P FrameLugs "OFF" EndTerminal Nut Kit "ON" End3 Pole Device600 Vac Rated800 Amp Capacity100% RatedInterrupting Rating100kA @ 240Vac/65kA @ 480Vac/25kA @ 600VacMicrologic Ammeter Trip Unit - LSIUL Rating Plug AModbus Communications2 Form C Auxiliary SwitchShunt Trip 110-130Vac/125VdcHandle padlock attachment - OFF position only | EA | EA |  | TRUE |  | P | FXG | 100 | 2027-04-26T00:00:00
134455 | 37 | 1 | States | MGM TRANSFORMER | Megan Swymeler | TRUE | 2026-06-30T00:00:00 | 2026-10-09T00:00:00 | 2026-10-09T00:00:00 | 116 | 37 | 79 | 11.88 | 1378.08 | 92154 | USA | N30 | 44 | SCHNEIDER ELECTRIC USA INC. | 60673-1214 | 32570 | SQD: 6 PHASE SEPARATORS, COMPACT NS400/630 | PUR | SQD: 6 PHASE SEPARATORS, COMPACT NS400/630 | EA | EA |  | TRUE |  | P | FXG | 100 | 2027-04-26T00:00:00
134455 | 1 | 1 | States | MGM TRANSFORMER | Megan Swymeler | TRUE | 2026-06-30T00:00:00 | 2027-03-15T00:00:00 | 2027-03-15T00:00:00 | 304 | 0 | 304 | 15.2 | 4620.8 | 92154 | USA | N30 | 44 | SCHNEIDER ELECTRIC USA INC. | 60673-1214 | 84956 | ENERGY REDUCTION MAINT SETTING INSTR KIT | PUR | ENERGY REDUCTION MAINT SETTING INSTR KIT | EA | EA |  | TRUE |  | P | FXG | 100 | 2027-04-26T00:00:00
134455 | 6 | 1 | States | MGM TRANSFORMER | Megan Swymeler | TRUE | 2026-06-30T00:00:00 | 2027-03-30T00:00:00 | 2027-03-30T00:00:00 | 56 | 0 | 56 | 413.38 | 23149.28 | 92154 | USA | N30 | 44 | SCHNEIDER ELECTRIC USA INC. | 60673-1214 | HJP36100U43XABYQ | HJP36100U43XABYQ-Molded Case Circuit BreakerHJP36100U43XABYQUL/CSA RatedPowerPact H FrameLugs "OFF" EndTerminal Nut Kit "ON" End100 Amp Capacity3 Pole Device600 Vac Rated80% Rated - Standard ratedInterrupting Rating100kA @ 240Vac/65kA @ 480Vac/25kA @ 600VacMicrologic Ammeter Trip Unit - LSI2 Form C Auxiliary SwitchHandle padlock attachment - OFF position onlyRevision - 5/26/2026 - (P20260306/S20260306)Source -Selector | PUR | HJP36100U43XABYQ-Molded Case Circuit BreakerHJP36100U43XABYQUL/CSA RatedPowerPact H FrameLugs "OFF" EndTerminal Nut Kit "ON" End100 Amp Capacity3 Pole Device600 Vac Rated80% Rated - Standard ratedInterrupting Rating100kA @ 240Vac/65kA @ 480Vac/25kA @ 600VacMicrologic Ammeter Trip Unit - LSI2 Form C Auxiliary SwitchHandle padlock attachment - OFF position onlyRevision - 5/26/2026 - (P20260306/S20260306)Source -Selector | EA | EA |  | TRUE |  | P | FXG | 100 | 2027-04-26T00:00:00
134455 | 36 | 1 | States | MGM TRANSFORMER | Megan Swymeler | TRUE | 2026-06-30T00:00:00 | 2026-10-12T00:00:00 | 2026-10-12T00:00:00 | 140 | 0 | 140 | 5.11 | 715.4 | 92154 | USA | N30 | 44 | SCHNEIDER ELECTRIC USA INC. | 60673-1214 | S36967 | CB TERMINAL SCREW KIT FOR BUS BARS | SRPP | CB TERMINAL SCREW KIT FOR BUS BARS | EA | EA |  | TRUE |  | P | FXG | 100 | 2027-04-26T00:00:00
134455 | 5 | 1 | States | MGM TRANSFORMER | Megan Swymeler | TRUE | 2026-06-30T00:00:00 | 2027-03-24T00:00:00 | 2027-03-24T00:00:00 | 8 | 0 | 8 | 2981.53 | 23852.24 | 92154 | USA | N30 | 44 | SCHNEIDER ELECTRIC USA INC. | 60673-1214 | DJEGGABABNNNNNNNNNNNNNNTWNANENNNNCNNNNNA | Square D Masterpact MTZ Unit Mount Circuit BreakerDJEGGABABNNNNNNNNNNNNNNTWNANENNNNCNNNNNAModel No. MTZ1-12L1 3-Pole UL489/ CSA C22.2No.5 RatedRated 1200 Amps, 100% RatedAIR - 100kA/65kA/NA @ 240/480/600 VacTop Termination 2 Hole RCTVBottom Termination 2 Hole RCTV1000 Amp SensorTrip UnitMicrologic 6.0 Xi (LSIG) Trip UnitEnergy Reduction Maintenance SettingsDigital Module InstalledEnergy Reduction Maintenance Setting selectedTrip Unit Wireless Communication has been removedULP Port4 OF Contacts (standard)Overcurrent Trip (SDE) contact standardPadlockable Push Button CoverNo Locking Provision Provided with Padlock attachmentProduction Test ReportDoor Escutcheon included as StandardRevision - 5/26/2026 - (P20260306/S20260306)Source -Selector | PUR | Square D Masterpact MTZ Unit Mount Circuit BreakerDJEGGABABNNNNNNNNNNNNNNTWNANENNNNCNNNNNAModel No. MTZ1-12L1 3-Pole UL489/ CSA C22.2No.5 RatedRated 1200 Amps, 100% RatedAIR - 100kA/65kA/NA @ 240/480/600 VacTop Termination 2 Hole RCTVBottom Termination 2 Hole RCTV1000 Amp SensorTrip UnitMicrologic 6.0 Xi (LSIG) Trip UnitEnergy Reduction Maintenance SettingsDigital Module InstalledEnergy Reduction Maintenance Setting selectedTrip Unit Wireless Communication has been removedULP Port4 OF Contacts (standard)Overcurrent Trip (SDE) contact standardPadlockable Push Button CoverNo Locking Provision Provided with Padlock attachmentProduction Test ReportDoor Escutcheon included as StandardRevision - 5/26/2026 - (P20260306/S20260306)Source -Selector | EA | EA |  | TRUE |  | P | FXG | 100 | 2027-04-26T00:00:00
134455 | 29 | 1 | States | MGM TRANSFORMER | Megan Swymeler | TRUE | 2026-06-30T00:00:00 | 2027-03-30T00:00:00 | 2027-03-30T00:00:00 | 56 | 0 | 56 | 3695.88 | 206969.28 | 92154 | USA | N30 | 44 | SCHNEIDER ELECTRIC USA INC. | 60673-1214 | PLP34120U64AE1ABYQ | Molded Case Circuit Breaker UL/CSA RatedPowerPact P FrameLugs "OFF" EndTerminal Nut Kit "ON" End1200 Amp Capacity3 Pole Device480 Vac Rated80% Rated - Standard ratedInterrupting Rating125kA @ 240Vac/100kA @ 480VacMicrologic Power Trip Unit - LSIGUL Rating Plug AModbus Communications2 Form C Auxiliary SwitchHandle padlock attachment - OFF position only | PUR | Molded Case Circuit Breaker UL/CSA RatedPowerPact P FrameLugs "OFF" EndTerminal Nut Kit "ON" End1200 Amp Capacity3 Pole Device480 Vac Rated80% Rated - Standard ratedInterrupting Rating125kA @ 240Vac/100kA @ 480VacMicrologic Power Trip Unit - LSIGUL Rating Plug AModbus Communications2 Form C Auxiliary SwitchHandle padlock attachment - OFF position only | EA | EA |  | TRUE |  | P | FXG | 100 | 2027-04-26T00:00:00
134455 | 15 | 1 | States | MGM TRANSFORMER | Megan Swymeler | TRUE | 2026-06-30T00:00:00 | 2027-03-30T00:00:00 | 2027-03-30T00:00:00 | 18 | 0 | 18 | 1283.4 | 23101.2 | 92154 | USA | N30 | 44 | SCHNEIDER ELECTRIC USA INC. | 60673-1214 | LJP36400U43XABYQ | LJP36400U43XABYQ-Molded Case Circuit BreakerLJP36400U43XABYQUL/CSA RatedPowerPact L FrameLugs "OFF" EndTerminal Nut Kit "ON" End3 Pole Device400 Amp Capacity600 Vac Rated80% Rated - Standard ratedInterrupting Rating100kA @ 240Vac/65kA @ 480Vac/25kA @ 600VacMicrologic Ammeter Trip Unit - LSI2 Form C Auxiliary SwitchHandle padlock attachment - OFF position onlyRevision - 5/22/2026 - (P20260306/S20260306)Source -Selector | PUR | LJP36400U43XABYQ-Molded Case Circuit BreakerLJP36400U43XABYQUL/CSA RatedPowerPact L FrameLugs "OFF" EndTerminal Nut Kit "ON" End3 Pole Device400 Amp Capacity600 Vac Rated80% Rated - Standard ratedInterrupting Rating100kA @ 240Vac/65kA @ 480Vac/25kA @ 600VacMicrologic Ammeter Trip Unit - LSI2 Form C Auxiliary SwitchHandle padlock attachment - OFF position onlyRevision - 5/22/2026 - (P20260306/S20260306)Source -Selector | EA | EA |  | TRUE |  | P | FXG | 100 | 2027-04-26T00:00:00
134455 | 12 | 1 | States | MGM TRANSFORMER | Megan Swymeler | TRUE | 2026-06-30T00:00:00 | 2027-03-22T00:00:00 | 2027-03-22T00:00:00 | 56 | 0 | 56 | 10660.09 | 596965.04 | 92154 | USA | N30 | 44 | SCHNEIDER ELECTRIC USA INC. | 60673-1214 | LGJRGAXAXNANNNNNNNNDNNNTWNANENNNNCNNNNNA | Square D Masterpact MTZ Unit Mount Circuit BreakerModel No. MTZ2-40H3 3-Pole ANSIC37/UL1066/CSA C22.2 No.268 RatedRated 4000 Amps, 100% RatedAIR - 100kA/100kA/85kA @ 254/508/635 VacTop Termination RCOVBottom Termination RCOV4000 Amp SensorTrip UnitMicrologic 6.0 Xi (LSIG) Trip UnitEnergy Reduction Maintenance SettingsDigital Module InstalledEnergy Reduction Maintenance Setting selectedTrip Unit Wireless Communication has been removedULP Port4 OF Contacts (standard) + 4 Additional OF ContactsShunt Trip - 100-130VacOvercurrent Trip (SDE) contact standardPadlockable Push Button CoverNo Locking Provision Provided with Padlock attachmentProduction Test ReportDoor Escutcheon included as Standard | PUR | Square D Masterpact MTZ Unit Mount Circuit BreakerModel No. MTZ2-40H3 3-Pole ANSIC37/UL1066/CSA C22.2 No.268 RatedRated 4000 Amps, 100% RatedAIR - 100kA/100kA/85kA @ 254/508/635 VacTop Termination RCOVBottom Termination RCOV4000 Amp SensorTrip UnitMicrologic 6.0 Xi (LSIG) Trip UnitEnergy Reduction Maintenance SettingsDigital Module InstalledEnergy Reduction Maintenance Setting selectedTrip Unit Wireless Communication has been removedULP Port4 OF Contacts (standard) + 4 Additional OF ContactsShunt Trip - 100-130VacOvercurrent Trip (SDE) contact standardPadlockable Push Button CoverNo Locking Provision Provided with Padlock attachmentProduction Test ReportDoor Escutcheon included as Standard | EA | EA |  | TRUE |  | P | FXG | 100 | 2027-04-26T00:00:00
134455 | 21 | 1 | States | MGM TRANSFORMER | Megan Swymeler | TRUE | 2026-06-30T00:00:00 | 2027-03-30T00:00:00 | 2027-03-30T00:00:00 | 4 | 0 | 4 | 3096.12 | 12384.48 | 92154 | USA | N30 | 44 | SCHNEIDER ELECTRIC USA INC. | 60673-1214 | PJP36060CU43AABYQ | Molded Case Circuit Breaker UL/CSA RatedPowerPact P FrameLugs "OFF" EndTerminal Nut Kit "ON" End3 Pole Device600 Amp Capacity600 Vac Rated100% RatedInterrupting Rating100kA @ 240Vac/65kA @ 480Vac/25kA @ 600VacMicrologic Ammeter Trip Unit - LSIUL Rating Plug A2 Form C Auxiliary SwitchHandle padlock attachment - OFF position only | PUR | Molded Case Circuit Breaker UL/CSA RatedPowerPact P FrameLugs "OFF" EndTerminal Nut Kit "ON" End3 Pole Device600 Amp Capacity600 Vac Rated100% RatedInterrupting Rating100kA @ 240Vac/65kA @ 480Vac/25kA @ 600VacMicrologic Ammeter Trip Unit - LSIUL Rating Plug A2 Form C Auxiliary SwitchHandle padlock attachment - OFF position only | EA | EA |  | TRUE |  | P | FXG | 100 | 2027-04-26T00:00:00
134455 | 3 | 1 | States | MGM TRANSFORMER | Megan Swymeler | TRUE | 2026-06-30T00:00:00 | 2027-03-16T00:00:00 | 2027-03-16T00:00:00 | 4 | 0 | 4 | 2216.66 | 8866.64 | 92154 | USA | N30 | 44 | SCHNEIDER ELECTRIC USA INC. | 60673-1214 | DJCFGABABNNNNNNNNNNNNNNTWNANNNNNNNNNNNNA | Square D Masterpact MTZ Unit Mount Circuit BreakerModel No. MTZ1-08L1 3-Pole UL489/ CSA C22.2No.5 RatedRated 800 Amps, 100% RatedAIR - 100kA/65kA/NA @ 240/480/600 VacTop Termination 2 Hole RCTVBottom Termination 2 Hole RCTV800 Amp SensorTrip UnitMicrologic 6.0 Xi (LSIG) Trip UnitNo Digital Modules InstalledTrip Unit Wireless Communication has been removedULP Port4 OF Contacts (standard)Overcurrent Trip (SDE) contact standardPadlockable Push Button CoverNo Locking Provision Provided with Padlock attachmentProduction Test ReportDoor Escutcheon included as Standard | PUR | Square D Masterpact MTZ Unit Mount Circuit BreakerModel No. MTZ1-08L1 3-Pole UL489/ CSA C22.2No.5 RatedRated 800 Amps, 100% RatedAIR - 100kA/65kA/NA @ 240/480/600 VacTop Termination 2 Hole RCTVBottom Termination 2 Hole RCTV800 Amp SensorTrip UnitMicrologic 6.0 Xi (LSIG) Trip UnitNo Digital Modules InstalledTrip Unit Wireless Communication has been removedULP Port4 OF Contacts (standard)Overcurrent Trip (SDE) contact standardPadlockable Push Button CoverNo Locking Provision Provided with Padlock attachmentProduction Test ReportDoor Escutcheon included as Standard | EA | EA |  | TRUE |  | P | FXG | 100 | 2027-04-26T00:00:00
134455 | 32 | 1 | States | MGM TRANSFORMER | Megan Swymeler | TRUE | 2026-06-30T00:00:00 | 2027-03-29T00:00:00 | 2027-03-29T00:00:00 | 2 | 0 | 2 | 4701.62 | 9403.24 | 92154 | USA | N30 | 44 | SCHNEIDER ELECTRIC USA INC. | 60673-1214 | PJP36120CU43AE1ABSAYQ | Molded Case Circuit Breaker UL/CSA Rated PowerPact P Frame Lugs ""OFF"" End Terminal Nut Kit ""ON"" End 3 Pole Device 600 Vac Rated 1200 Amp Capacity 100% Rated Interrupting Rating 100kA @ 240Vac/65kA @ 480Vac/25kA @ 600Vac Micrologic Ammeter Trip Unit - LSI UL Rating Plug A Modbus Communications 2 Form C Auxiliary Switch Shunt Trip 110-130Vac/125Vdc Handle padlock attachment - OFF position only | PUR | Molded Case Circuit Breaker UL/CSA Rated PowerPact P Frame Lugs ""OFF"" End Terminal Nut Kit ""ON"" End 3 Pole Device 600 Vac Rated 1200 Amp Capacity 100% Rated Interrupting Rating 100kA @ 240Vac/65kA @ 480Vac/25kA @ 600Vac Micrologic Ammeter Trip Unit - LSI UL Rating Plug A Modbus Communications 2 Form C Auxiliary Switch Shunt Trip 110-130Vac/125Vdc Handle padlock attachment - OFF position only | EA | EA |  | TRUE |  | P | FXG | 100 | 2027-04-26T00:00:00
134455 | 31 | 1 | States | MGM TRANSFORMER | Megan Swymeler | TRUE | 2026-06-30T00:00:00 | 2027-03-29T00:00:00 | 2027-03-29T00:00:00 | 2 | 0 | 2 | 4632.38 | 9264.76 | 92154 | USA | N30 | 44 | SCHNEIDER ELECTRIC USA INC. | 60673-1214 | PJP36120CU43AE1ABJA | Molded Case Circuit Breaker UL/CSA Rated PowerPact P Frame Lugs ""OFF"" End Terminal Nut Kit ""ON"" End 3 Pole Device 600 Vac Rated 1200 Amp Capacity 100% Rated Interrupting Rating 100kA @ 240Vac/65kA @ 480Vac/25kA @ 600Vac Micrologic Ammeter Trip Unit - LSI UL Rating Plug A Keylock options: Provision only Provision for Kirk or Schneider Electric Keying Vertical Mount Modbus Communications 2 Form C Auxiliary Switch | PUR | Molded Case Circuit Breaker UL/CSA Rated PowerPact P Frame Lugs ""OFF"" End Terminal Nut Kit ""ON"" End 3 Pole Device 600 Vac Rated 1200 Amp Capacity 100% Rated Interrupting Rating 100kA @ 240Vac/65kA @ 480Vac/25kA @ 600Vac Micrologic Ammeter Trip Unit - LSI UL Rating Plug A Keylock options: Provision only Provision for Kirk or Schneider Electric Keying Vertical Mount Modbus Communications 2 Form C Auxiliary Switch | EA | EA |  | TRUE |  | P | FXG | 100 | 2027-04-26T00:00:00
134455 | 25 | 1 | States | MGM TRANSFORMER | Megan Swymeler | TRUE | 2026-06-30T00:00:00 | 2027-03-30T00:00:00 | 2027-03-30T00:00:00 | 6 | 0 | 6 | 4800 | 28800 | 92154 | USA | N30 | 44 | SCHNEIDER ELECTRIC USA INC. | 60673-1214 | PJP36120CU63AE1ABSAYQ | Molded Case Circuit Breaker UL/CSA RatedPowerPact P FrameLugs "OFF" EndTerminal Nut Kit "ON" End1200 Amp Capacity3 Pole Device600 Vac Rated100% RatedInterrupting Rating100kA @ 240Vac/65kA @ 480Vac/25kA @ 600VacMicrologic Power Trip - LSIUL Rating Plug AModbus Communications2 Form C Auxiliary SwitchShunt Trip 110-130Vac/125VdcHandle padlock attachment - OFF position only | PUR | Molded Case Circuit Breaker UL/CSA RatedPowerPact P FrameLugs "OFF" EndTerminal Nut Kit "ON" End1200 Amp Capacity3 Pole Device600 Vac Rated100% RatedInterrupting Rating100kA @ 240Vac/65kA @ 480Vac/25kA @ 600VacMicrologic Power Trip - LSIUL Rating Plug AModbus Communications2 Form C Auxiliary SwitchShunt Trip 110-130Vac/125VdcHandle padlock attachment - OFF position only | EA | EA |  | TRUE |  | P | FXG | 100 | 2027-04-26T00:00:00
134455 | 8 | 1 | States | MGM TRANSFORMER | Megan Swymeler | TRUE | 2026-06-30T00:00:00 | 2027-03-11T00:00:00 | 2027-03-11T00:00:00 | 136 | 0 | 136 | 1249.65 | 169952.4 | 92154 | USA | N30 | 44 | SCHNEIDER ELECTRIC USA INC. | 60673-1214 | IMB43F | SPD Type 2 IMB 300KA 480Y 277V 3P4W (480Y/277V series also applies to the following voltages 380Y/220V, 400Y/230V and 415Y/240V) ( Can be used on 3-wire grounded Wye systems without neutral. Jumper the neutral and ground lugs using 10AWG wire) | PUR | SPD Type 2 IMB 300KA 480Y 277V 3P4W (480Y/277V series also applies to the following voltages 380Y/220V, 400Y/230V and 415Y/240V) ( Can be used on 3-wire grounded Wye systems without neutral. Jumper the neutral and ground lugs using 10AWG wire) | EA | EA |  | TRUE |  | P | FXG | 100 | 2027-04-26T00:00:00
134455 | 27 | 1 | States | MGM TRANSFORMER | Megan Swymeler | TRUE | 2026-06-30T00:00:00 | 2027-03-30T00:00:00 | 2027-03-30T00:00:00 | 12 | 0 | 12 | 3551.64 | 42619.68 | 92154 | USA | N30 | 44 | SCHNEIDER ELECTRIC USA INC. | 60673-1214 | PJP36120U64AE1ABYQ | Molded Case Circuit Breaker UL/CSA RatedPowerPact P FrameLugs "OFF" EndTerminal Nut Kit "ON" End1200 Amp Capacity3 Pole Device600 Vac Rated80% Rated - Standard ratedInterrupting Rating100kA @ 240Vac/65kA @ 480Vac/25kA @ 600VacMicrologic Power Trip Unit - LSIGUL Rating Plug AModbus Communications2 Form C Auxiliary SwitchHandle padlock attachment - OFF position only | PUR | Molded Case Circuit Breaker UL/CSA RatedPowerPact P FrameLugs "OFF" EndTerminal Nut Kit "ON" End1200 Amp Capacity3 Pole Device600 Vac Rated80% Rated - Standard ratedInterrupting Rating100kA @ 240Vac/65kA @ 480Vac/25kA @ 600VacMicrologic Power Trip Unit - LSIGUL Rating Plug AModbus Communications2 Form C Auxiliary SwitchHandle padlock attachment - OFF position only | EA | EA |  | TRUE |  | P | FXG | 100 | 2027-04-26T00:00:00
134455 | 2 | 1 | States | MGM TRANSFORMER | Megan Swymeler | TRUE | 2026-06-30T00:00:00 | 2027-03-16T00:00:00 | 2027-03-16T00:00:00 | 4 | 0 | 4 | 2777.84 | 11111.36 | 92154 | USA | N30 | 44 | SCHNEIDER ELECTRIC USA INC. | 60673-1214 | DJCFCABABNNNNNNNNNNNNNNTCNANENNNNCNNNNNA | Square D Masterpact MTZ Unit Mount Circuit BreakerDJCFCABABNNNNNNNNNNNNNNTCNANENNNNCNNNNNAModel No. MTZ1-08L1 3-Pole UL489/ CSA C22.2No.5 RatedRated 800 Amps, 100% RatedAIR - 100kA/65kA/NA @ 240/480/600 VacTop Termination 2 Hole RCTVBottom Termination 2 Hole RCTV800 Amp SensorTrip UnitMicrologic 5.0 Xi (LSI) Trip UnitEnergy Reduction Maintenance SettingsDigital Module InstalledEnergy Reduction Maintenance Setting selectedTrip Unit Wireless Communication has been removedULP Port4 OF Contacts (standard)Overcurrent Trip (SDE) contact standardPadlockable Push Button CoverProvision Only For Kirk - No locks suppliedNo Padlock attachment includedProduction Test ReportDoor Escutcheon included as StandardRevision - 5/26/2026 - (P20260306/S20260306)Source -Selector | PUR | Square D Masterpact MTZ Unit Mount Circuit BreakerDJCFCABABNNNNNNNNNNNNNNTCNANENNNNCNNNNNAModel No. MTZ1-08L1 3-Pole UL489/ CSA C22.2No.5 RatedRated 800 Amps, 100% RatedAIR - 100kA/65kA/NA @ 240/480/600 VacTop Termination 2 Hole RCTVBottom Termination 2 Hole RCTV800 Amp SensorTrip UnitMicrologic 5.0 Xi (LSI) Trip UnitEnergy Reduction Maintenance SettingsDigital Module InstalledEnergy Reduction Maintenance Setting selectedTrip Unit Wireless Communication has been removedULP Port4 OF Contacts (standard)Overcurrent Trip (SDE) contact standardPadlockable Push Button CoverProvision Only For Kirk - No locks suppliedNo Padlock attachment includedProduction Test ReportDoor Escutcheon included as StandardRevision - 5/26/2026 - (P20260306/S20260306)Source -Selector | EA | EA |  | TRUE |  | P | FXG | 100 | 2027-04-26T00:00:00
134455 | 17 | 1 | States | MGM TRANSFORMER | Megan Swymeler | TRUE | 2026-06-30T00:00:00 | 2027-03-30T00:00:00 | 2027-03-30T00:00:00 | 56 | 0 | 56 | 1456.2 | 81547.2 | 92154 | USA | N30 | 44 | SCHNEIDER ELECTRIC USA INC. | 60673-1214 | LLP36400U43XABYQ | Molded Case Circuit Breaker UL/CSA RatedPowerPact L FrameLugs "OFF" EndTerminal Nut Kit "ON" End3 Pole Device400 Amp Capacity600 Vac Rated80% Rated - Standard ratedInterrupting Rating125kA @ 240Vac/100kA @ 480Vac/50kA @ 600VacMicrologic Ammeter Trip Unit - LSI2 Form C Auxiliary SwitchHandle padlock attachment - OFF position only | PUR | Molded Case Circuit Breaker UL/CSA RatedPowerPact L FrameLugs "OFF" EndTerminal Nut Kit "ON" End3 Pole Device400 Amp Capacity600 Vac Rated80% Rated - Standard ratedInterrupting Rating125kA @ 240Vac/100kA @ 480Vac/50kA @ 600VacMicrologic Ammeter Trip Unit - LSI2 Form C Auxiliary SwitchHandle padlock attachment - OFF position only | EA | EA |  | TRUE |  | P | FXG | 100 | 2027-04-26T00:00:00
134455 | 7 | 1 | States | MGM TRANSFORMER | Megan Swymeler | TRUE | 2026-06-30T00:00:00 | 2027-03-30T00:00:00 | 2027-03-30T00:00:00 | 52 | 0 | 52 | 751.63 | 39084.76 | 92154 | USA | N30 | 44 | SCHNEIDER ELECTRIC USA INC. | 60673-1214 | HJP36150U43XABYQ | HJP36150U43XABYQ-Molded Case Circuit BreakerHJP36150U43XABYQUL/CSA RatedPowerPact H FrameLugs "OFF" EndTerminal Nut Kit "ON" End150 Amp Capacity3 Pole Device600 Vac Rated80% Rated - Standard ratedInterrupting Rating100kA @ 240Vac/65kA @ 480Vac/25kA @ 600VacMicrologic Ammeter Trip Unit - LSI2 Form C Auxiliary SwitchHandle padlock attachment - OFF position onlyRevision - 5/20/2026 - (P20260306/S20260306)Source -Selector | PUR | HJP36150U43XABYQ-Molded Case Circuit BreakerHJP36150U43XABYQUL/CSA RatedPowerPact H FrameLugs "OFF" EndTerminal Nut Kit "ON" End150 Amp Capacity3 Pole Device600 Vac Rated80% Rated - Standard ratedInterrupting Rating100kA @ 240Vac/65kA @ 480Vac/25kA @ 600VacMicrologic Ammeter Trip Unit - LSI2 Form C Auxiliary SwitchHandle padlock attachment - OFF position onlyRevision - 5/20/2026 - (P20260306/S20260306)Source -Selector | EA | EA |  | TRUE |  | P | FXG | 100 | 2027-04-26T00:00:00
134455 | 26 | 1 | States | MGM TRANSFORMER | Megan Swymeler | TRUE | 2026-06-30T00:00:00 | 2027-03-30T00:00:00 | 2027-03-30T00:00:00 | 6 | 0 | 6 | 4832.04 | 28992.24 | 92154 | USA | N30 | 44 | SCHNEIDER ELECTRIC USA INC. | 60673-1214 | PJP36120CU64AE1ABYQ | Molded Case Circuit Breaker UL/CSA RatedPowerPact P FrameLugs "OFF" EndTerminal Nut Kit "ON" End1200 Amp Capacity3 Pole Device600 Vac Rated100% RatedInterrupting Rating100kA @ 240Vac/65kA @ 480Vac/25kA @ 600VacMicrologic Power Trip Unit - LSIGUL Rating Plug AModbus Communications2 Form C Auxiliary SwitchHandle padlock attachment - OFF position only | PUR | Molded Case Circuit Breaker UL/CSA RatedPowerPact P FrameLugs "OFF" EndTerminal Nut Kit "ON" End1200 Amp Capacity3 Pole Device600 Vac Rated100% RatedInterrupting Rating100kA @ 240Vac/65kA @ 480Vac/25kA @ 600VacMicrologic Power Trip Unit - LSIGUL Rating Plug AModbus Communications2 Form C Auxiliary SwitchHandle padlock attachment - OFF position only | EA | EA |  | TRUE |  | P | FXG | 100 | 2027-04-26T00:00:00
134455 | 13 | 1 | States | MGM TRANSFORMER | Megan Swymeler | TRUE | 2026-06-30T00:00:00 | 2027-03-23T00:00:00 | 2027-03-23T00:00:00 | 70 | 0 | 70 | 10591.05 | 741373.5 | 92154 | USA | N30 | 44 | SCHNEIDER ELECTRIC USA INC. | 60673-1214 | LGJRGAXAXNANNNNNNNNNNNNTWNANENNNNCNNNNNA | Square D Masterpact MTZ Unit Mount Circuit Breaker Model No. MTZ2-40H3 3-Pole ANSI C37/UL1066/CSA C22.2 No.268 Rated Rated 4000 Amps, 100% Rated AIR - 100kA/100kA/85kA @ 254/508/635 Vac Top Termination RCOV Bottom Termination RCOV 4000 Amp Sensor Trip Unit Micrologic 6.0 Xi (LSIG) Trip Unit Energy Reduction Maintenance Settings Digital Module Installed Energy Reduction Maintenance Setting selected Trip Unit Wireless Communication has been removed ULP Port 4 OF Contacts (standard) + 4 Additional OF Contacts Overcurrent Trip (SDE) contact standard Padlockable Push Button Cover No Locking Provision Provided with Padlock attachment Production Test Report Door Escutcheon included as Standard | PUR | Square D Masterpact MTZ Unit Mount Circuit Breaker Model No. MTZ2-40H3 3-Pole ANSI C37/UL1066/CSA C22.2 No.268 Rated Rated 4000 Amps, 100% Rated AIR - 100kA/100kA/85kA @ 254/508/635 Vac Top Termination RCOV Bottom Termination RCOV 4000 Amp Sensor Trip Unit Micrologic 6.0 Xi (LSIG) Trip Unit Energy Reduction Maintenance Settings Digital Module Installed Energy Reduction Maintenance Setting selected Trip Unit Wireless Communication has been removed ULP Port 4 OF Contacts (standard) + 4 Additional OF Contacts Overcurrent Trip (SDE) contact standard Padlockable Push Button Cover No Locking Provision Provided with Padlock attachment Production Test Report Door Escutcheon included as Standard | EA | EA |  | TRUE |  | P | FXG | 100 | 2027-04-26T00:00:00
134455 | 11 | 1 | States | MGM TRANSFORMER | Megan Swymeler | TRUE | 2026-06-30T00:00:00 | 2027-03-24T00:00:00 | 2027-03-24T00:00:00 | 56 | 0 | 56 | 8819.55 | 493894.8 | 92154 | USA | N30 | 44 | SCHNEIDER ELECTRIC USA INC. | 60673-1214 | LGIPGAXAXNANNNNNNNNNNNNTWNANENNNNCNNNNNA | Square D Masterpact MTZ Unit Mount Circuit BreakerModel No. MTZ2-32H3 3-Pole ANSIC37/UL1066/CSA C22.2 No.268 RatedRated 3200 Amps, 100% RatedAIR - 100kA/100kA/85kA @ 254/508/635 VacTop Termination RCOVBottom Termination RCOV3200 Amp SensorTrip UnitMicrologic 6.0 Xi (LSIG) Trip UnitEnergy Reduction Maintenance SettingsDigital Module InstalledEnergy Reduction Maintenance Setting selectedTrip Unit Wireless Communication has been removedULP Port4 OF Contacts (standard) + 4 Additional OF ContactsOvercurrent Trip (SDE) contact standardPadlockable Push Button CoverNo Locking Provision Providedwith Padlock attachmentProduction Test ReportDoor Escutcheon included as Standard | PUR | Square D Masterpact MTZ Unit Mount Circuit BreakerModel No. MTZ2-32H3 3-Pole ANSIC37/UL1066/CSA C22.2 No.268 RatedRated 3200 Amps, 100% RatedAIR - 100kA/100kA/85kA @ 254/508/635 VacTop Termination RCOVBottom Termination RCOV3200 Amp SensorTrip UnitMicrologic 6.0 Xi (LSIG) Trip UnitEnergy Reduction Maintenance SettingsDigital Module InstalledEnergy Reduction Maintenance Setting selectedTrip Unit Wireless Communication has been removedULP Port4 OF Contacts (standard) + 4 Additional OF ContactsOvercurrent Trip (SDE) contact standardPadlockable Push Button CoverNo Locking Provision Providedwith Padlock attachmentProduction Test ReportDoor Escutcheon included as Standard | EA | EA |  | TRUE |  | P | FXG | 100 | 2027-04-26T00:00:00
134455 | 4 | 1 | States | MGM TRANSFORMER | Megan Swymeler | TRUE | 2026-06-30T00:00:00 | 2027-03-24T00:00:00 | 2027-03-24T00:00:00 | 8 | 0 | 8 | 2882.79 | 23062.32 | 92154 | USA | N30 | 44 | SCHNEIDER ELECTRIC USA INC. | 60673-1214 | DJEGCABABNNNNNNNNNNNNNNTCNANENNNNCNNNNNA | Square D Masterpact MTZ Unit Mount Circuit BreakerDJEGCABABNNNNNNNNNNNNNNTCNANENNNNCNNNNNAModel No. MTZ1-12L1 3-Pole UL489/ CSA C22.2No.5 RatedRated 1200 Amps, 100% RatedAIR - 100kA/65kA/NA @ 240/480/600 VacTop Termination 2 Hole RCTVBottom Termination 2 Hole RCTV1000 Amp SensorTrip UnitMicrologic 5.0 Xi (LSI) Trip UnitEnergy Reduction Maintenance SettingsDigital Module InstalledEnergy Reduction Maintenance Setting selectedTrip Unit Wireless Communication has been removedULP Port4 OF Contacts (standard)Overcurrent Trip (SDE) contact standardPadlockable Push Button CoverProvision Only For Kirk - No locks suppliedNo Padlock attachment includedProduction Test ReportDoor Escutcheon included as StandardRevision - 5/26/2026 - (P20260306/S20260306)Source -Selector | PUR | Square D Masterpact MTZ Unit Mount Circuit BreakerDJEGCABABNNNNNNNNNNNNNNTCNANENNNNCNNNNNAModel No. MTZ1-12L1 3-Pole UL489/ CSA C22.2No.5 RatedRated 1200 Amps, 100% RatedAIR - 100kA/65kA/NA @ 240/480/600 VacTop Termination 2 Hole RCTVBottom Termination 2 Hole RCTV1000 Amp SensorTrip UnitMicrologic 5.0 Xi (LSI) Trip UnitEnergy Reduction Maintenance SettingsDigital Module InstalledEnergy Reduction Maintenance Setting selectedTrip Unit Wireless Communication has been removedULP Port4 OF Contacts (standard)Overcurrent Trip (SDE) contact standardPadlockable Push Button CoverProvision Only For Kirk - No locks suppliedNo Padlock attachment includedProduction Test ReportDoor Escutcheon included as StandardRevision - 5/26/2026 - (P20260306/S20260306)Source -Selector | EA | EA |  | TRUE |  | P | FXG | 100 | 2027-04-26T00:00:00
131594 | 15 | 3 | States | Champlin | Megan Swymeler | TRUE | 2026-03-03T00:00:00 | 2026-10-21T00:00:00 | 2026-04-22T00:00:00 | 2 | 0 | 2 | 2541.81 | 249097.38 | 55316-3157 | USA | N30 | 44 | SCHNEIDER ELECTRIC USA INC. | 60673-1214 | PLP34080CU43AAABDYDYP | Molded Case Circuit Breaker UL/CSA Rated PowerPact P Frame Lugs "OFF" End Terminal Nut Kit "ON" End 3 Pole Device 480 Vac Rated 800 Amp Capacity 100% Rated Interrupting Rating 125kA @ 240Vac/100kA @ 480Vac Micrologic Ammeter Trip Unit - LSI UL Rating Plug A 1 Form C Auxiliary Switch 1 Form C Alarm Contact (SDE) Handle padlock attachment - ON or OFF positions Test Report | PUR | Molded Case Circuit Breaker UL/CSA Rated PowerPact P Frame Lugs "OFF" End Terminal Nut Kit "ON" End 3 Pole Device 480 Vac Rated 800 Amp Capacity 100% Rated Interrupting Rating 125kA @ 240Vac/100kA @ 480Vac Micrologic Ammeter Trip Unit - LSI UL Rating Plug A 1 Form C Auxiliary Switch 1 Form C Alarm Contact (SDE) Handle padlock attachment - ON or OFF positions Test Report | EA | EA |  | TRUE |  | P | FXG | 100
131594 | 23 | 1 | States | Champlin | Megan Swymeler | TRUE | 2026-03-03T00:00:00 | 2026-12-31T00:00:00 |  | 1 | 0 | 1 | 11271.05 | 11271.05 | 55316-3157 | USA | N30 | 44 | SCHNEIDER ELECTRIC USA INC. | 60673-1214 | FCJRGADADNGNNNNNNSBBBNNNWNANENNNAFNNNNNA | Square D Masterpact MTZ Unit Mount Circuit Breaker Model No. MTZ3-40H 3-Pole UL489/ CSA C22.2 No.5 Rated Rated 4000 Amps, 100% Rated AIR - 100kA/100kA/85kA @ 240/480/600 Vac Top Termination 4 Hole RCTV Bottom Termination 4 Hole RCTV 4000 Amp Sensor Trip Unit Micrologic 6.0 Xi (LSIG) Trip Unit Energy Per Phase Digital Module Installed Energy Reduction Maintenance Settings Digital Module Installed Ground Fault Alarm Digital Module Installed Energy Reduction Maintenance Setting selected Trip Unit Wireless Communication has been removed ULP Port 4 OF Contacts (standard) + 8 Additional OF Contacts Spring Charging Motor - 24-30Vdc Shunt Trip - 24-30Vdc Closing Coil - 24-30Vdc 2nd Shunt Trip - 24-30Vdc Overcurrent Trip (SDE) contact standard Second Overcurrent Trip (SDE) Padlockable Push Button Cover Ready to Close Switch No Locking Provision Provided with Padlock attachment Door Escutcheon included as Standard | PUR | Square D Masterpact MTZ Unit Mount Circuit Breaker Model No. MTZ3-40H 3-Pole UL489/ CSA C22.2 No.5 Rated Rated 4000 Amps, 100% Rated AIR - 100kA/100kA/85kA @ 240/480/600 Vac Top Termination 4 Hole RCTV Bottom Termination 4 Hole RCTV 4000 Amp Sensor Trip Unit Micrologic 6.0 Xi (LSIG) Trip Unit Energy Per Phase Digital Module Installed Energy Reduction Maintenance Settings Digital Module Installed Ground Fault Alarm Digital Module Installed Energy Reduction Maintenance Setting selected Trip Unit Wireless Communication has been removed ULP Port 4 OF Contacts (standard) + 8 Additional OF Contacts Spring Charging Motor - 24-30Vdc Shunt Trip - 24-30Vdc Closing Coil - 24-30Vdc 2nd Shunt Trip - 24-30Vdc Overcurrent Trip (SDE) contact standard Second Overcurrent Trip (SDE) Padlockable Push Button Cover Ready to Close Switch No Locking Provision Provided with Padlock attachment Door Escutcheon included as Standard | EA | EA |  | TRUE |  | P | FXG | 100
131594 | 18 | 4 | States | Champlin | Megan Swymeler | TRUE | 2026-03-03T00:00:00 | 2026-09-17T00:00:00 | 2026-08-05T00:00:00 | 2 | 0 | 2 | 2530.98 | 172106.64 | 55316-3157 | USA | N30 | 44 | SCHNEIDER ELECTRIC USA INC. | 60673-1214 | PLP34100U44AAABDYDYP | Molded Case Circuit Breaker UL/CSA Rated PowerPact P Frame Lugs "OFF" End Terminal Nut Kit "ON" End 1000 Amp Capacity 3 Pole Device 480 Vac Rated 80% Rated - Standard rated Interrupting Rating 125kA @ 240Vac/100kA @ 480Vac Micrologic Ammeter Trip Unit - LSIG UL Rating Plug A 1 Form C Auxiliary Switch 1 Form C Alarm Contact (SDE) Handle padlock attachment - ON or OFF positions Test Report | PUR | Molded Case Circuit Breaker UL/CSA Rated PowerPact P Frame Lugs "OFF" End Terminal Nut Kit "ON" End 1000 Amp Capacity 3 Pole Device 480 Vac Rated 80% Rated - Standard rated Interrupting Rating 125kA @ 240Vac/100kA @ 480Vac Micrologic Ammeter Trip Unit - LSIG UL Rating Plug A 1 Form C Auxiliary Switch 1 Form C Alarm Contact (SDE) Handle padlock attachment - ON or OFF positions Test Report | EA | EA |  | TRUE |  | P | FXG | 100
131594 | 21 | 1 | States | Champlin | Megan Swymeler | TRUE | 2026-03-03T00:00:00 | 2026-12-09T00:00:00 | 2026-11-23T00:00:00 | 1 | 0 | 1 | 1002.42 | 1002.42 | 55316-3157 | USA | N30 | 44 | SCHNEIDER ELECTRIC USA INC. | 60673-1214 | JLP36250U44XENAABDYDYP | Molded Case Circuit Breaker UL/CSA Rated PowerPact J Frame Lugs "OFF" End Terminal Nut Kit "ON" End 250 Amp Capacity 3 Pole Device 600 Vac Rated 80% Rated - Standard rated Interrupting Rating 125kA @ 240Vac/100kA @ 480Vac/50kA @ 600Vac Micrologic Ammeter Trip Unit - LSIG No communication - only 24Vdc supply 1 Form C Auxiliary Switch 1 Form C Alarm Contact (SDE) Handle padlock attachment - ON or OFF positions Test Report | PUR | Molded Case Circuit Breaker UL/CSA Rated PowerPact J Frame Lugs "OFF" End Terminal Nut Kit "ON" End 250 Amp Capacity 3 Pole Device 600 Vac Rated 80% Rated - Standard rated Interrupting Rating 125kA @ 240Vac/100kA @ 480Vac/50kA @ 600Vac Micrologic Ammeter Trip Unit - LSIG No communication - only 24Vdc supply 1 Form C Auxiliary Switch 1 Form C Alarm Contact (SDE) Handle padlock attachment - ON or OFF positions Test Report | EA | EA |  | TRUE |  | P | FXG | 100
131797 | 1 | 1 | States | Champlin | Megan Swymeler | TRUE | 2026-03-17T00:00:00 | 2026-09-18T00:00:00 | 2026-07-07T00:00:00 | 30 | 25 | 5 | 13600.02 | 408000.6 | 55316-3157 | USA | N30 | 44 | SCHNEIDER ELECTRIC USA INC. | 60673-1214 | FCKSGADADNNNNNNNNGBBNNNTWNANENNNNFNNNNNN | Model No. MTZ3-50H 3-Pole UL489/ CSA C22.2 No.5 Rated Rated 5000 Amps, 100% Rated AIR - 100kA/100kA/85kA @ 240/480/600 Vac Top Termination 4 Hole RCTV Bottom Termination 4 Hole RCTV 5000 Amp Sensor Trip Unit Micrologic 6.0 X (LSIG) Trip Unit Energy Reduction Maintenance Settings Digital Module Installed Ground Fault Alarm Digital Module Installed Energy Reduction Maintenance Setting selected I/O Module Not For Chassis Communication ULP Port 4 OF Contacts (standard) Spring Charging Motor - 24-30Vdc Shunt Trip - 24-30Vdc Closing Coil - 24-30Vdc Overcurrent Trip (SDE) contact standard Padlockable Push Button Cover No Locking Provision Provided with Padlock attachment Production Test Report Door Escutcheon included as Standard Revision - 4/24/2025 - (S20221214/S20250421) 4/24/2025 5:16:36 PM Source -Selector | PUR | Model No. MTZ3-50H 3-Pole UL489/ CSA C22.2 No.5 Rated Rated 5000 Amps, 100% Rated AIR - 100kA/100kA/85kA @ 240/480/600 Vac Top Termination 4 Hole RCTV Bottom Termination 4 Hole RCTV 5000 Amp Sensor Trip Unit Micrologic 6.0 X (LSIG) Trip Unit Energy Reduction Maintenance Settings Digital Module Installed Ground Fault Alarm Digital Module Installed Energy Reduction Maintenance Setting selected I/O Module Not For Chassis Communication ULP Port 4 OF Contacts (standard) Spring Charging Motor - 24-30Vdc Shunt Trip - 24-30Vdc Closing Coil - 24-30Vdc Overcurrent Trip (SDE) contact standard Padlockable Push Button Cover No Locking Provision Provided with Padlock attachment Production Test Report Door Escutcheon included as Standard Revision - 4/24/2025 - (S20221214/S20250421) 4/24/2025 5:16:36 PM Source -Selector | EA | EA |  | TRUE |  | P | FXG | 100
134657 | 22 | 2 | States | Champlin | Megan Swymeler | TRUE | 2026-07-09T00:00:00 | 2027-02-01T00:00:00 | 2027-02-01T00:00:00 | 540 | 0 | 540 | 88.93 | 225704.34 | 55316-3157 | USA | N30 | 44 | SCHNEIDER ELECTRIC USA INC. | 60673-1214 | METSEHDPM400A30 | Split Core Current Transformer HDPM6000, 400 A, 30ft lead | PUR | Split Core Current Transformer HDPM6000, 400 A, 30ft lead | EA | EA |  | TRUE |  | P | FXG | 100 | 2026-12-23T00:00:00
134657 | 24 | 3 | States | Champlin | Megan Swymeler | TRUE | 2026-07-09T00:00:00 | 2027-01-04T00:00:00 | 2027-01-04T00:00:00 | 40 | 0 | 40 | 1733.16 | 162917.04 | 55316-3157 | USA | N30 | 44 | SCHNEIDER ELECTRIC USA INC. | 60673-1214 | METSEHDPM6R42 | 42 Ckt Module | PUR | 42 Ckt Module | EA | EA |  | TRUE |  | P | FXG | 100 | 2027-01-25T00:00:00
134657 | 18 | 1 | States | Champlin | Megan Swymeler | TRUE | 2026-07-09T00:00:00 | 2027-01-11T00:00:00 | 2027-01-11T00:00:00 | 18 | 0 | 18 | 4300 | 202100 | 55316-3157 | USA | N30 | 44 | SCHNEIDER ELECTRIC USA INC. | 60673-1214 | LV839292SP | MasterPacT MTZ Remote Racking Device for MTZ 2,3 | PUR | MasterPacT MTZ Remote Racking Device for MTZ 2,3 | EA | EA |  | TRUE |  | P | FXG | 100 | 2026-11-20T00:00:00
134657 | 15 | 3 | States | Champlin | Megan Swymeler | TRUE | 2026-07-09T00:00:00 | 2027-01-04T00:00:00 | 2027-01-04T00:00:00 | 100 | 0 | 100 | 247.5 | 58162.5 | 55316-3157 | USA | N30 | 44 | SCHNEIDER ELECTRIC USA INC. | 60673-1214 | LV434063 | I/O (input/output) application module, Enerlin'X | PUR | I/O (input/output) application module, Enerlin'X | EA | EA |  | TRUE |  | P | FXG | 100 | 2027-01-25T00:00:00
134657 | 1 | 3 | States | Champlin | Megan Swymeler | TRUE | 2026-07-09T00:00:00 | 2026-12-18T00:00:00 | 2026-12-18T00:00:00 | 120 | 0 | 120 | 1425.2 | 401906.4 | 55316-3157 | USA | N30 | 44 | SCHNEIDER ELECTRIC USA INC. | 60673-1214 | 2CGNNJDADNNNNANAAGBBNNNTNWNRCNNNNNNNNNNN | "Cradle with backmold 2CGNNJDADNNNNANAAGBBNNNTNWNRCNNNNNNNNNNN 3 Pole Device Rated 2000 Amps Top Termination 4 Hole RCTV Bottom Termination 4 Hole RCTV ULP Port No Provision For Keylock Locking in all positions Secondary disconnect wiring for auxiliary contacts - Push-in Disconnected: 1 STD and 0 LL CD Contact STD Connected: 1 Std CE Contact Test: 1 STD and 0 LL CT Contact Closing Coil XF Secondary disconnect wiring Shunt trip MX Spring charger motor MCH Wiring for ESM Module Cradle Rejection Kit - Standard Door Escutcheon included as Standard External voltage sensing OFF Push Button - Crank Interlock Standard Production test report" | PUR | "Cradle with backmold 2CGNNJDADNNNNANAAGBBNNNTNWNRCNNNNNNNNNNN 3 Pole Device Rated 2000 Amps Top Termination 4 Hole RCTV Bottom Termination 4 Hole RCTV ULP Port No Provision For Keylock Locking in all positions Secondary disconnect wiring for auxiliary contacts - Push-in Disconnected: 1 STD and 0 LL CD Contact STD Connected: 1 Std CE Contact Test: 1 STD and 0 LL CT Contact Closing Coil XF Secondary disconnect wiring Shunt trip MX Spring charger motor MCH Wiring for ESM Module Cradle Rejection Kit - Standard Door Escutcheon included as Standard External voltage sensing OFF Push Button - Crank Interlock Standard Production test report" | EA | EA |  | TRUE |  | P | FXG | 100 | 2027-01-25T00:00:00
134657 | 3 | 4 | States | Champlin | Megan Swymeler | TRUE | 2026-07-09T00:00:00 | 2027-01-04T00:00:00 | 2027-01-04T00:00:00 | 6 | 0 | 6 | 5818.54 | 546942.76 | 55316-3157 | USA | N30 | 44 | SCHNEIDER ELECTRIC USA INC. | 60673-1214 | 3CKNNJDDDNNNNANANGBBNNNTNWNRCNNNNNNNNNNN | Cradle with backmold 3CKNNJDDDNNNNANANGBBNNNTNWNRCNNNNNNNNNNN 3 Pole Device Rated 5000 Amps Top Termination 4 Hole RCTV Bottom Termination 4 Hole RCTV Embedded Ethernet Interface Module ULP Port No Provision For Keylock Locking in all positions Secondary disconnect wiring for auxiliary contacts - Push-in Disconnected: 1 STD and 0 LL CD Contact STD Connected: 1 Std CE Contact Closing Coil XF Secondary disconnect wiring Shunt trip MX Spring charger motor MCH Wiring for ESM Module Cradle Rejection Kit - Standard Door Escutcheon included as Standard External voltage sensing OFF Push Button - Crank Interlock Standard Production test report | PUR | Cradle with backmold 3CKNNJDDDNNNNANANGBBNNNTNWNRCNNNNNNNNNNN 3 Pole Device Rated 5000 Amps Top Termination 4 Hole RCTV Bottom Termination 4 Hole RCTV Embedded Ethernet Interface Module ULP Port No Provision For Keylock Locking in all positions Secondary disconnect wiring for auxiliary contacts - Push-in Disconnected: 1 STD and 0 LL CD Contact STD Connected: 1 Std CE Contact Closing Coil XF Secondary disconnect wiring Shunt trip MX Spring charger motor MCH Wiring for ESM Module Cradle Rejection Kit - Standard Door Escutcheon included as Standard External voltage sensing OFF Push Button - Crank Interlock Standard Production test report | EA | EA |  | TRUE |  | P | FXG | 100 | 2027-02-22T00:00:00
134657 | 17 | 3 | States | Champlin | Megan Swymeler | TRUE | 2026-07-09T00:00:00 | 2027-01-04T00:00:00 | 2027-01-04T00:00:00 | 320 | 0 | 320 | 114 | 85728 | 55316-3157 | USA | N30 | 44 | SCHNEIDER ELECTRIC USA INC. | 60673-1214 | LV833579SP | CB MDGF/SGR CURRENT TRANSFORMER | SRPP | CB MDGF/SGR CURRENT TRANSFORMER | EA | EA |  | TRUE |  | P | FXG | 100 | 2027-01-25T00:00:00
134657 | 27 | 4 | States | Champlin | Megan Swymeler | TRUE | 2026-07-09T00:00:00 | 2027-02-02T00:00:00 | 2027-02-02T00:00:00 | 6 | 0 | 6 | 830.73 | 78088.62 | 55316-3157 | USA | N30 | 44 | SCHNEIDER ELECTRIC USA INC. | 60673-1214 | PAS600L | EcoStruxure Panel Server - universal wireless, concentrator modbus gateway 24 VDC | PUR | EcoStruxure Panel Server - universal wireless, concentrator modbus gateway 24 VDC | EA | EA |  | TRUE |  | P | FXG | 100 | 2027-02-22T00:00:00
134657 | 7 | 4 | States | Champlin | Megan Swymeler | TRUE | 2026-07-09T00:00:00 | 2027-02-02T00:00:00 | 2027-02-02T00:00:00 | 24 | 0 | 24 | 712.39 | 267858.64 | 55316-3157 | USA | N30 | 44 | SCHNEIDER ELECTRIC USA INC. | 60673-1214 | EMS59440 | Kit of 3 self-powered thermal sensor TH110 with velcro strap | PUR | Kit of 3 self-powered thermal sensor TH110 with velcro strap | EA | EA |  | TRUE |  | P | FXG | 100 | 2027-02-22T00:00:00
134657 | 13 | 4 | States | Champlin | Megan Swymeler | TRUE | 2026-07-09T00:00:00 | 2027-02-01T00:00:00 | 2027-02-01T00:00:00 | 51 | 0 | 51 | 181.5 | 145018.5 | 55316-3157 | USA | N30 | 44 | SCHNEIDER ELECTRIC USA INC. | 60673-1214 | LV434000 | IFM Modbus SL interface module, Enerlin'X | PUR | IFM Modbus SL interface module, Enerlin'X | EA | EA |  | TRUE |  | P | FXG | 100 | 2027-02-22T00:00:00
134657 | 25 | 3 | States | Champlin | Megan Swymeler | TRUE | 2026-07-09T00:00:00 | 2027-01-04T00:00:00 | 2027-01-04T00:00:00 | 40 | 0 | 40 | 2059.86 | 193626.84 | 55316-3157 | USA | N30 | 44 | SCHNEIDER ELECTRIC USA INC. | 60673-1214 | METSEHDPM6S480VC | PowerLogic HDPM6000, Head unit | PUR | PowerLogic HDPM6000, Head unit | EA | EA |  | TRUE |  | P | FXG | 100 | 2027-01-25T00:00:00
134657 | 6 | 3 | States | Champlin | Megan Swymeler | TRUE | 2026-07-09T00:00:00 | 2027-02-02T00:00:00 | 2027-02-02T00:00:00 | 6 | 0 | 6 | 10199.28 | 958732.32 | 55316-3157 | USA | N30 | 44 | SCHNEIDER ELECTRIC USA INC. | 60673-1214 | ECOLGGNANNANNNNNNGBBNNNTMNARCNNNNCNNNNNA | Drawout Circuit Breaker ECOLGGNANNANNNNNNGBBNNNTMNARCNNNNCNNNNNA Model No. MTZ2-30H 3-Pole UL489/ CSA C22.2 No.5 Rated UL489/ CSA C22.2 No.5 Rated Rated 3000 Amps, 100% Rated AIR - 100kA/100kA/85kA @ 240/480/600 Vac 2500 Amp Sensor Trip Unit Micrologic 6.0 Xi (LSIG) Trip Unit Energy Reduction Maintenance Settings Digital Module Installed Energy Reduction Maintenance Setting selected Trip Unit Wireless Communication has been removed Ethernet Interface Module w/ Gateway ULP Port Wiring 4 OF Contacts (standard) + 4 Additional OF Contacts Spring Charging Motor - 24-30Vdc Shunt Trip - 24-30Vdc Closing Coil - 24-30Vdc Overcurrent Trip (SDE) contact standard Padlockable Push Button Cover Provision Only For Kirk - No locks supplied with Padlock attachment Automatic Spring Discharged Interlock Standard External Voltage Sensing Wiring Production Test Report | PUR | Drawout Circuit Breaker ECOLGGNANNANNNNNNGBBNNNTMNARCNNNNCNNNNNA Model No. MTZ2-30H 3-Pole UL489/ CSA C22.2 No.5 Rated UL489/ CSA C22.2 No.5 Rated Rated 3000 Amps, 100% Rated AIR - 100kA/100kA/85kA @ 240/480/600 Vac 2500 Amp Sensor Trip Unit Micrologic 6.0 Xi (LSIG) Trip Unit Energy Reduction Maintenance Settings Digital Module Installed Energy Reduction Maintenance Setting selected Trip Unit Wireless Communication has been removed Ethernet Interface Module w/ Gateway ULP Port Wiring 4 OF Contacts (standard) + 4 Additional OF Contacts Spring Charging Motor - 24-30Vdc Shunt Trip - 24-30Vdc Closing Coil - 24-30Vdc Overcurrent Trip (SDE) contact standard Padlockable Push Button Cover Provision Only For Kirk - No locks supplied with Padlock attachment Automatic Spring Discharged Interlock Standard External Voltage Sensing Wiring Production Test Report | EA | EA |  | TRUE |  | P | FXG | 100
134657 | 8 | 2 | States | Champlin | Megan Swymeler | TRUE | 2026-07-09T00:00:00 | 2026-12-01T00:00:00 | 2026-12-01T00:00:00 | 20 | 0 | 20 | 16626.12 | 1562855.28 | 55316-3157 | USA | N30 | 44 | SCHNEIDER ELECTRIC USA INC. | 60673-1214 | FCKSGGNANNANNNNNNGBBNNNTWNARCNNNNCNNNNNA | Drawout Circuit Breaker FCKSGGNANNANNNNNNGBBNNNTWNARCNNNNCNNNNNA Model No. MTZ3-50H 3-Pole UL489/ CSA C22.2 No.5 Rated UL489/ CSA C22.2 No.5 Rated Rated 5000 Amps, 100% Rated AIR - 100kA/100kA/85kA @ 240/480/600 Vac 5000 Amp Sensor Trip Unit Micrologic 6.0 Xi (LSIG) Trip Unit Energy Reduction Maintenance Settings Digital Module Installed Energy Reduction Maintenance Setting selected Trip Unit Wireless Communication has been removed Embedded Ethernet Interface Module ULP Port Wiring 4 OF Contacts (standard) + 4 Additional OF Contacts Spring Charging Motor - 24-30Vdc Shunt Trip - 24-30Vdc Closing Coil - 24-30Vdc Overcurrent Trip (SDE) contact standard Padlockable Push Button Cover No Locking Provision Provided with Padlock attachment Automatic Spring Discharged Interlock Standard External Voltage Sensing Wiring Production Test Report | PUR | Drawout Circuit Breaker FCKSGGNANNANNNNNNGBBNNNTWNARCNNNNCNNNNNA Model No. MTZ3-50H 3-Pole UL489/ CSA C22.2 No.5 Rated UL489/ CSA C22.2 No.5 Rated Rated 5000 Amps, 100% Rated AIR - 100kA/100kA/85kA @ 240/480/600 Vac 5000 Amp Sensor Trip Unit Micrologic 6.0 Xi (LSIG) Trip Unit Energy Reduction Maintenance Settings Digital Module Installed Energy Reduction Maintenance Setting selected Trip Unit Wireless Communication has been removed Embedded Ethernet Interface Module ULP Port Wiring 4 OF Contacts (standard) + 4 Additional OF Contacts Spring Charging Motor - 24-30Vdc Shunt Trip - 24-30Vdc Closing Coil - 24-30Vdc Overcurrent Trip (SDE) contact standard Padlockable Push Button Cover No Locking Provision Provided with Padlock attachment Automatic Spring Discharged Interlock Standard External Voltage Sensing Wiring Production Test Report | EA | EA |  | TRUE |  | P | FXG | 100 | 2026-12-23T00:00:00
134657 | 31 | 2 | States | Champlin | Megan Swymeler | TRUE | 2026-07-09T00:00:00 | 2026-12-15T00:00:00 | 2026-12-15T00:00:00 | 25 | 0 | 25 | 3827.25 | 179880.75 | 55316-3157 | USA | N30 | 44 | SCHNEIDER ELECTRIC USA INC. | 60673-1214 | CF30R63C | SWBD INTERIOR CU I-LINE SR 3000A | PUR | SWBD INTERIOR CU I-LINE SR 3000A | EA | EA |  | TRUE |  | P | FXG | 100 | 2027-02-16T00:00:00
134657 | 14 | 1 | States | Champlin | Megan Swymeler | TRUE | 2026-07-09T00:00:00 | 2026-11-17T00:00:00 | 2026-11-17T00:00:00 | 28 | 0 | 28 | 346.5 | 32571 | 55316-3157 | USA | N30 | 44 | SCHNEIDER ELECTRIC USA INC. | 60673-1214 | LV434002 | IFE Ethernet switchboard server, Enerlin'X | PUR | IFE Ethernet switchboard server, Enerlin'X | EA | EA |  | TRUE |  | P | FXG | 100 | 2026-11-20T00:00:00
134657 | 17 | 2 | States | Champlin | Megan Swymeler | TRUE | 2026-07-09T00:00:00 | 2026-12-02T00:00:00 | 2026-12-02T00:00:00 | 160 | 0 | 160 | 114 | 85728 | 55316-3157 | USA | N30 | 44 | SCHNEIDER ELECTRIC USA INC. | 60673-1214 | LV833579SP | CB MDGF/SGR CURRENT TRANSFORMER | SRPP | CB MDGF/SGR CURRENT TRANSFORMER | EA | EA |  | TRUE |  | P | FXG | 100 | 2026-12-23T00:00:00
134657 | 7 | 2 | States | Champlin | Megan Swymeler | TRUE | 2026-07-09T00:00:00 | 2026-12-08T00:00:00 | 2026-12-08T00:00:00 | 90 | 0 | 90 | 712.39 | 267858.64 | 55316-3157 | USA | N30 | 44 | SCHNEIDER ELECTRIC USA INC. | 60673-1214 | EMS59440 | Kit of 3 self-powered thermal sensor TH110 with velcro strap | PUR | Kit of 3 self-powered thermal sensor TH110 with velcro strap | EA | EA |  | TRUE |  | P | FXG | 100 | 2026-12-23T00:00:00
134657 | 9 | 1 | States | Champlin | Megan Swymeler | TRUE | 2026-07-09T00:00:00 | 2027-01-20T00:00:00 | 2027-01-20T00:00:00 | 14 | 0 | 14 | 1411.5 | 66340.5 | 55316-3157 | USA | N30 | 44 | SCHNEIDER ELECTRIC USA INC. | 60673-1214 | JLA36250U53XEAAASUYDYP | Molded Case Circuit Breaker JLA36250U53XEAAASUYDYP UL/CSA Rated PowerPact J Frame Terminations: I Line w/ Standard 250 Amp Capacity 3 Pole Device 600 Vac Rated 80% Rated - Standard rated Interrupting Rating 125kA @ 240Vac/100kA @ 480Vac/50kA @ 600Vac Micrologic Energy Trip Unit - LSI ULP with NSX Cord, 1.3m <= 480V ABC Phasing 1 Form C Auxiliary Switch Shunt Trip 30Vdc Handle padlock attachment - ON or OFF positions Test Report | PUR | Molded Case Circuit Breaker JLA36250U53XEAAASUYDYP UL/CSA Rated PowerPact J Frame Terminations: I Line w/ Standard 250 Amp Capacity 3 Pole Device 600 Vac Rated 80% Rated - Standard rated Interrupting Rating 125kA @ 240Vac/100kA @ 480Vac/50kA @ 600Vac Micrologic Energy Trip Unit - LSI ULP with NSX Cord, 1.3m <= 480V ABC Phasing 1 Form C Auxiliary Switch Shunt Trip 30Vdc Handle padlock attachment - ON or OFF positions Test Report | EA | EA |  | TRUE |  | P | FXG | 100 | 2026-11-20T00:00:00
134657 | 30 | 1 | States | Champlin | Megan Swymeler | TRUE | 2026-07-09T00:00:00 | 2026-11-03T00:00:00 | 2026-11-03T00:00:00 | 42 | 0 | 42 | 2229.63 | 314377.83 | 55316-3157 | USA | N30 | 44 | SCHNEIDER ELECTRIC USA INC. | 60673-1214 | LLA36400U54XEHAASOYDYP | Molded Case Circuit Breaker LLA36400U54XEHAASOYDYP UL/CSA Rated PowerPact L Frame Terminations: I Line w/ Standard 3 Pole Device 400 Amp Capacity 600 Vac Rated 80% Rated - Standard rated Interrupting Rating 125kA @ 240Vac/100kA @ 480Vac/50kA @ 600Vac Micrologic Energy Trip Unit - LSIG ULP with BSCM and NSX Cord, 3.0m <= 480V ABC Phasing 1 Form C Auxiliary Switch Shunt Trip 24Vdc Handle padlock attachment - ON or OFF positions Test Report | PUR | Molded Case Circuit Breaker LLA36400U54XEHAASOYDYP UL/CSA Rated PowerPact L Frame Terminations: I Line w/ Standard 3 Pole Device 400 Amp Capacity 600 Vac Rated 80% Rated - Standard rated Interrupting Rating 125kA @ 240Vac/100kA @ 480Vac/50kA @ 600Vac Micrologic Energy Trip Unit - LSIG ULP with BSCM and NSX Cord, 3.0m <= 480V ABC Phasing 1 Form C Auxiliary Switch Shunt Trip 24Vdc Handle padlock attachment - ON or OFF positions Test Report | EA | EA |  | TRUE |  | P | FXG | 100 | 2027-01-20T00:00:00
134657 | 15 | 2 | States | Champlin | Megan Swymeler | TRUE | 2026-07-09T00:00:00 | 2026-12-21T00:00:00 | 2026-12-02T00:00:00 | 50 | 0 | 50 | 247.5 | 58162.5 | 55316-3157 | USA | N30 | 44 | SCHNEIDER ELECTRIC USA INC. | 60673-1214 | LV434063 | I/O (input/output) application module, Enerlin'X | PUR | I/O (input/output) application module, Enerlin'X | EA | EA |  | TRUE |  | P | FXG | 100 | 2026-12-23T00:00:00
134657 | 15 | 4 | States | Champlin | Megan Swymeler | TRUE | 2026-07-09T00:00:00 | 2027-02-02T00:00:00 | 2027-02-02T00:00:00 | 15 | 0 | 15 | 247.5 | 58162.5 | 55316-3157 | USA | N30 | 44 | SCHNEIDER ELECTRIC USA INC. | 60673-1214 | LV434063 | I/O (input/output) application module, Enerlin'X | PUR | I/O (input/output) application module, Enerlin'X | EA | EA |  | TRUE |  | P | FXG | 100 | 2027-02-22T00:00:00
134657 | 13 | 1 | States | Champlin | Megan Swymeler | TRUE | 2026-07-09T00:00:00 | 2026-11-23T00:00:00 | 2026-11-17T00:00:00 | 238 | 80 | 158 | 181.5 | 145018.5 | 55316-3157 | USA | N30 | 44 | SCHNEIDER ELECTRIC USA INC. | 60673-1214 | LV434000 | IFM Modbus SL interface module, Enerlin'X | PUR | IFM Modbus SL interface module, Enerlin'X | EA | EA |  | TRUE |  | P | FXG | 100 | 2026-11-20T00:00:00
134657 | 14 | 2 | States | Champlin | Megan Swymeler | TRUE | 2026-07-09T00:00:00 | 2026-12-02T00:00:00 | 2026-12-02T00:00:00 | 20 | 0 | 20 | 346.5 | 32571 | 55316-3157 | USA | N30 | 44 | SCHNEIDER ELECTRIC USA INC. | 60673-1214 | LV434002 | IFE Ethernet switchboard server, Enerlin'X | PUR | IFE Ethernet switchboard server, Enerlin'X | EA | EA |  | TRUE |  | P | FXG | 100 | 2026-12-23T00:00:00
134657 | 27 | 3 | States | Champlin | Megan Swymeler | TRUE | 2026-07-09T00:00:00 | 2027-01-04T00:00:00 | 2027-01-04T00:00:00 | 40 | 0 | 40 | 830.73 | 78088.62 | 55316-3157 | USA | N30 | 44 | SCHNEIDER ELECTRIC USA INC. | 60673-1214 | PAS600L | EcoStruxure Panel Server - universal wireless, concentrator modbus gateway 24 VDC | PUR | EcoStruxure Panel Server - universal wireless, concentrator modbus gateway 24 VDC | EA | EA |  | TRUE |  | P | FXG | 100 | 2027-01-25T00:00:00
134657 | 25 | 1 | States | Champlin | Megan Swymeler | TRUE | 2026-07-09T00:00:00 | 2026-11-02T00:00:00 | 2026-11-02T00:00:00 | 28 | 0 | 28 | 2059.86 | 193626.84 | 55316-3157 | USA | N30 | 44 | SCHNEIDER ELECTRIC USA INC. | 60673-1214 | METSEHDPM6S480VC | PowerLogic HDPM6000, Head unit | PUR | PowerLogic HDPM6000, Head unit | EA | EA |  | TRUE |  | P | FXG | 100 | 2026-11-20T00:00:00
134657 | 30 | 4 | States | Champlin | Megan Swymeler | TRUE | 2026-07-09T00:00:00 | 2027-02-02T00:00:00 | 2027-02-02T00:00:00 | 9 | 0 | 9 | 2229.63 | 314377.83 | 55316-3157 | USA | N30 | 44 | SCHNEIDER ELECTRIC USA INC. | 60673-1214 | LLA36400U54XEHAASOYDYP | Molded Case Circuit Breaker LLA36400U54XEHAASOYDYP UL/CSA Rated PowerPact L Frame Terminations: I Line w/ Standard 3 Pole Device 400 Amp Capacity 600 Vac Rated 80% Rated - Standard rated Interrupting Rating 125kA @ 240Vac/100kA @ 480Vac/50kA @ 600Vac Micrologic Energy Trip Unit - LSIG ULP with BSCM and NSX Cord, 3.0m <= 480V ABC Phasing 1 Form C Auxiliary Switch Shunt Trip 24Vdc Handle padlock attachment - ON or OFF positions Test Report | PUR | Molded Case Circuit Breaker LLA36400U54XEHAASOYDYP UL/CSA Rated PowerPact L Frame Terminations: I Line w/ Standard 3 Pole Device 400 Amp Capacity 600 Vac Rated 80% Rated - Standard rated Interrupting Rating 125kA @ 240Vac/100kA @ 480Vac/50kA @ 600Vac Micrologic Energy Trip Unit - LSIG ULP with BSCM and NSX Cord, 3.0m <= 480V ABC Phasing 1 Form C Auxiliary Switch Shunt Trip 24Vdc Handle padlock attachment - ON or OFF positions Test Report | EA | EA |  | TRUE |  | P | FXG | 100
134657 | 7 | 3 | States | Champlin | Megan Swymeler | TRUE | 2026-07-09T00:00:00 | 2027-01-04T00:00:00 | 2027-01-04T00:00:00 | 80 | 0 | 80 | 712.39 | 267858.64 | 55316-3157 | USA | N30 | 44 | SCHNEIDER ELECTRIC USA INC. | 60673-1214 | EMS59440 | Kit of 3 self-powered thermal sensor TH110 with velcro strap | PUR | Kit of 3 self-powered thermal sensor TH110 with velcro strap | EA | EA |  | TRUE |  | P | FXG | 100 | 2027-01-25T00:00:00
134657 | 3 | 1 | States | Champlin | Megan Swymeler | TRUE | 2026-07-09T00:00:00 | 2026-12-18T00:00:00 | 2026-12-18T00:00:00 | 28 | 0 | 28 | 5818.54 | 546942.76 | 55316-3157 | USA | N30 | 44 | SCHNEIDER ELECTRIC USA INC. | 60673-1214 | 3CKNNJDDDNNNNANANGBBNNNTNWNRCNNNNNNNNNNN | Cradle with backmold 3CKNNJDDDNNNNANANGBBNNNTNWNRCNNNNNNNNNNN 3 Pole Device Rated 5000 Amps Top Termination 4 Hole RCTV Bottom Termination 4 Hole RCTV Embedded Ethernet Interface Module ULP Port No Provision For Keylock Locking in all positions Secondary disconnect wiring for auxiliary contacts - Push-in Disconnected: 1 STD and 0 LL CD Contact STD Connected: 1 Std CE Contact Closing Coil XF Secondary disconnect wiring Shunt trip MX Spring charger motor MCH Wiring for ESM Module Cradle Rejection Kit - Standard Door Escutcheon included as Standard External voltage sensing OFF Push Button - Crank Interlock Standard Production test report | PUR | Cradle with backmold 3CKNNJDDDNNNNANANGBBNNNTNWNRCNNNNNNNNNNN 3 Pole Device Rated 5000 Amps Top Termination 4 Hole RCTV Bottom Termination 4 Hole RCTV Embedded Ethernet Interface Module ULP Port No Provision For Keylock Locking in all positions Secondary disconnect wiring for auxiliary contacts - Push-in Disconnected: 1 STD and 0 LL CD Contact STD Connected: 1 Std CE Contact Closing Coil XF Secondary disconnect wiring Shunt trip MX Spring charger motor MCH Wiring for ESM Module Cradle Rejection Kit - Standard Door Escutcheon included as Standard External voltage sensing OFF Push Button - Crank Interlock Standard Production test report | EA | EA |  | TRUE |  | P | FXG | 100 | 2026-11-20T00:00:00
134657 | 30 | 3 | States | Champlin | Megan Swymeler | TRUE | 2026-07-09T00:00:00 | 2027-01-04T00:00:00 | 2027-01-04T00:00:00 | 60 | 0 | 60 | 2229.63 | 314377.83 | 55316-3157 | USA | N30 | 44 | SCHNEIDER ELECTRIC USA INC. | 60673-1214 | LLA36400U54XEHAASOYDYP | Molded Case Circuit Breaker LLA36400U54XEHAASOYDYP UL/CSA Rated PowerPact L Frame Terminations: I Line w/ Standard 3 Pole Device 400 Amp Capacity 600 Vac Rated 80% Rated - Standard rated Interrupting Rating 125kA @ 240Vac/100kA @ 480Vac/50kA @ 600Vac Micrologic Energy Trip Unit - LSIG ULP with BSCM and NSX Cord, 3.0m <= 480V ABC Phasing 1 Form C Auxiliary Switch Shunt Trip 24Vdc Handle padlock attachment - ON or OFF positions Test Report | PUR | Molded Case Circuit Breaker LLA36400U54XEHAASOYDYP UL/CSA Rated PowerPact L Frame Terminations: I Line w/ Standard 3 Pole Device 400 Amp Capacity 600 Vac Rated 80% Rated - Standard rated Interrupting Rating 125kA @ 240Vac/100kA @ 480Vac/50kA @ 600Vac Micrologic Energy Trip Unit - LSIG ULP with BSCM and NSX Cord, 3.0m <= 480V ABC Phasing 1 Form C Auxiliary Switch Shunt Trip 24Vdc Handle padlock attachment - ON or OFF positions Test Report | EA | EA |  | TRUE |  | P | FXG | 100 | 2027-02-22T00:00:00
134657 | 23 | 1 | States | Champlin | Megan Swymeler | TRUE | 2026-07-09T00:00:00 | 2026-11-02T00:00:00 | 2026-11-02T00:00:00 | 28 | 0 | 28 | 1120.2 | 105298.8 | 55316-3157 | USA | N30 | 44 | SCHNEIDER ELECTRIC USA INC. | 60673-1214 | METSEHDPM6HMI4 | HDPM 4.3” Color Touchscreen HMI | PUR | HDPM 4.3” Color Touchscreen HMI | EA | EA |  | TRUE |  | P | FXG | 100 | 2026-11-20T00:00:00
134657 | 25 | 2 | States | Champlin | Megan Swymeler | TRUE | 2026-07-09T00:00:00 | 2026-12-02T00:00:00 | 2026-12-02T00:00:00 | 20 | 0 | 20 | 2059.86 | 193626.84 | 55316-3157 | USA | N30 | 44 | SCHNEIDER ELECTRIC USA INC. | 60673-1214 | METSEHDPM6S480VC | PowerLogic HDPM6000, Head unit | PUR | PowerLogic HDPM6000, Head unit | EA | EA |  | TRUE |  | P | FXG | 100 | 2026-12-23T00:00:00
134657 | 11 | 2 | States | Champlin | Megan Swymeler | TRUE | 2026-07-09T00:00:00 | 2026-12-01T00:00:00 | 2026-12-01T00:00:00 | 200 | 0 | 200 | 1600.75 | 1504705 | 55316-3157 | USA | N30 | 44 | SCHNEIDER ELECTRIC USA INC. | 60673-1214 | LLP36400CU33XAAYDYP | Molded Case Circuit Breaker LLP36400CU33XAAYDYP UL/CSA Rated PowerPact L Frame Lugs ""OFF"" End Terminal Nut Kit ""ON"" End 3 Pole Device 400 Amp Capacity 600 Vac Rated 100% Rated Interrupting Rating 125kA @ 240Vac/100kA @ 480Vac/50kA @ 600Vac Micrologic Basic Trip Unit - LSI 1 Form C Auxiliary Switch Handle padlock attachment - ON or OFF positions Test Report | PUR | Molded Case Circuit Breaker LLP36400CU33XAAYDYP UL/CSA Rated PowerPact L Frame Lugs ""OFF"" End Terminal Nut Kit ""ON"" End 3 Pole Device 400 Amp Capacity 600 Vac Rated 100% Rated Interrupting Rating 125kA @ 240Vac/100kA @ 480Vac/50kA @ 600Vac Micrologic Basic Trip Unit - LSI 1 Form C Auxiliary Switch Handle padlock attachment - ON or OFF positions Test Report | EA | EA |  | TRUE |  | P | FXG | 100 | 2026-12-23T00:00:00
134657 | 21 | 2 | States | Champlin | Megan Swymeler | TRUE | 2026-07-09T00:00:00 | 2027-02-11T00:00:00 | 2027-02-11T00:00:00 | 18 | 0 | 18 | 157.78 | 44493.96 | 55316-3157 | USA | N30 | 44 | SCHNEIDER ELECTRIC USA INC. | 60673-1214 | METSEHD1600A30 | Split Core Current Transformer HDPM6000, 1600A, 4" x 6", 30ft lead | PUR | Split Core Current Transformer HDPM6000, 1600A, 4" x 6", 30ft lead | EA | EA |  | TRUE |  | P | FXG | 100 | 2026-12-23T00:00:00
134657 | 10 | 4 | States | Champlin | Megan Swymeler | TRUE | 2026-07-09T00:00:00 | 2027-02-02T00:00:00 | 2027-02-02T00:00:00 | 6 | 0 | 6 | 1478.13 | 138944.22 | 55316-3157 | USA | N30 | 44 | SCHNEIDER ELECTRIC USA INC. | 60673-1214 | JLP36250U54XEAAASUYDYP | Molded Case Circuit Breaker JLP36250U54XEAAASUYDYP UL/CSA Rated PowerPact J Frame Lugs ""OFF"" End Terminal Nut Kit ""ON"" End 250 Amp Capacity 3 Pole Device 600 Vac Rated 80% Rated - Standard rated Interrupting Rating 125kA @ 240Vac/100kA @ 480Vac/50kA @ 600Vac Micrologic Energy Trip Unit - LSIG ULP with NSX Cord, 1.3m <= 480V 1 Form C Auxiliary Switch Shunt Trip 30Vdc Handle padlock attachment - ON or OFF positions Test Report | PUR | Molded Case Circuit Breaker JLP36250U54XEAAASUYDYP UL/CSA Rated PowerPact J Frame Lugs ""OFF"" End Terminal Nut Kit ""ON"" End 250 Amp Capacity 3 Pole Device 600 Vac Rated 80% Rated - Standard rated Interrupting Rating 125kA @ 240Vac/100kA @ 480Vac/50kA @ 600Vac Micrologic Energy Trip Unit - LSIG ULP with NSX Cord, 1.3m <= 480V 1 Form C Auxiliary Switch Shunt Trip 30Vdc Handle padlock attachment - ON or OFF positions Test Report | EA | EA |  | TRUE |  | P | FXG | 100 | 2027-02-22T00:00:00
134657 | 22 | 3 | States | Champlin | Megan Swymeler | TRUE | 2026-07-09T00:00:00 | 2027-02-01T00:00:00 | 2027-02-01T00:00:00 | 1080 | 0 | 1080 | 88.93 | 225704.34 | 55316-3157 | USA | N30 | 44 | SCHNEIDER ELECTRIC USA INC. | 60673-1214 | METSEHDPM400A30 | Split Core Current Transformer HDPM6000, 400 A, 30ft lead | PUR | Split Core Current Transformer HDPM6000, 400 A, 30ft lead | EA | EA |  | TRUE |  | P | FXG | 100 | 2027-01-25T00:00:00
134657 | 17 | 1 | States | Champlin | Megan Swymeler | TRUE | 2026-07-09T00:00:00 | 2026-11-02T00:00:00 | 2026-11-02T00:00:00 | 224 | 0 | 224 | 114 | 85728 | 55316-3157 | USA | N30 | 44 | SCHNEIDER ELECTRIC USA INC. | 60673-1214 | LV833579SP | CB MDGF/SGR CURRENT TRANSFORMER | SRPP | CB MDGF/SGR CURRENT TRANSFORMER | EA | EA |  | TRUE |  | P | FXG | 100 | 2026-11-20T00:00:00
134657 | 23 | 4 | States | Champlin | Megan Swymeler | TRUE | 2026-07-09T00:00:00 | 2027-02-02T00:00:00 | 2027-02-02T00:00:00 | 6 | 0 | 6 | 1120.2 | 105298.8 | 55316-3157 | USA | N30 | 44 | SCHNEIDER ELECTRIC USA INC. | 60673-1214 | METSEHDPM6HMI4 | HDPM 4.3” Color Touchscreen HMI | PUR | HDPM 4.3” Color Touchscreen HMI | EA | EA |  | TRUE |  | P | FXG | 100 | 2027-02-22T00:00:00
134657 | 22 | 4 | States | Champlin | Megan Swymeler | TRUE | 2026-07-09T00:00:00 | 2027-02-09T00:00:00 | 2027-02-01T00:00:00 | 162 | 0 | 162 | 88.93 | 225704.34 | 55316-3157 | USA | N30 | 44 | SCHNEIDER ELECTRIC USA INC. | 60673-1214 | METSEHDPM400A30 | Split Core Current Transformer HDPM6000, 400 A, 30ft lead | PUR | Split Core Current Transformer HDPM6000, 400 A, 30ft lead | EA | EA |  | TRUE |  | P | FXG | 100 | 2027-02-22T00:00:00
134657 | 25 | 4 | States | Champlin | Megan Swymeler | TRUE | 2026-07-09T00:00:00 | 2027-02-02T00:00:00 | 2027-02-02T00:00:00 | 6 | 0 | 6 | 2059.86 | 193626.84 | 55316-3157 | USA | N30 | 44 | SCHNEIDER ELECTRIC USA INC. | 60673-1214 | METSEHDPM6S480VC | PowerLogic HDPM6000, Head unit | PUR | PowerLogic HDPM6000, Head unit | EA | EA |  | TRUE |  | P | FXG | 100 | 2027-02-22T00:00:00
134657 | 1 | 1 | States | Champlin | Megan Swymeler | TRUE | 2026-07-09T00:00:00 | 2026-12-18T00:00:00 | 2026-12-18T00:00:00 | 84 | 0 | 84 | 1425.2 | 401906.4 | 55316-3157 | USA | N30 | 44 | SCHNEIDER ELECTRIC USA INC. | 60673-1214 | 2CGNNJDADNNNNANAAGBBNNNTNWNRCNNNNNNNNNNN | "Cradle with backmold 2CGNNJDADNNNNANAAGBBNNNTNWNRCNNNNNNNNNNN 3 Pole Device Rated 2000 Amps Top Termination 4 Hole RCTV Bottom Termination 4 Hole RCTV ULP Port No Provision For Keylock Locking in all positions Secondary disconnect wiring for auxiliary contacts - Push-in Disconnected: 1 STD and 0 LL CD Contact STD Connected: 1 Std CE Contact Test: 1 STD and 0 LL CT Contact Closing Coil XF Secondary disconnect wiring Shunt trip MX Spring charger motor MCH Wiring for ESM Module Cradle Rejection Kit - Standard Door Escutcheon included as Standard External voltage sensing OFF Push Button - Crank Interlock Standard Production test report" | PUR | "Cradle with backmold 2CGNNJDADNNNNANAAGBBNNNTNWNRCNNNNNNNNNNN 3 Pole Device Rated 2000 Amps Top Termination 4 Hole RCTV Bottom Termination 4 Hole RCTV ULP Port No Provision For Keylock Locking in all positions Secondary disconnect wiring for auxiliary contacts - Push-in Disconnected: 1 STD and 0 LL CD Contact STD Connected: 1 Std CE Contact Test: 1 STD and 0 LL CT Contact Closing Coil XF Secondary disconnect wiring Shunt trip MX Spring charger motor MCH Wiring for ESM Module Cradle Rejection Kit - Standard Door Escutcheon included as Standard External voltage sensing OFF Push Button - Crank Interlock Standard Production test report" | EA | EA |  | TRUE |  | P | FXG | 100 | 2026-11-20T00:00:00
134657 | 5 | 2 | States | Champlin | Megan Swymeler | TRUE | 2026-07-09T00:00:00 | 2026-12-31T00:00:00 | 2026-12-31T00:00:00 | 72 | 0 | 72 | 6899.62 | 1945692.84 | 55316-3157 | USA | N30 | 44 | SCHNEIDER ELECTRIC USA INC. | 60673-1214 | ECGJGGNANNNNNNNNNGBBNNNTWNARCNNNNCNNNNNA | Drawout Circuit Breaker ECGJGGNANNNNNNNNNGBBNNNTWNARCNNNNCNNNNNA Model No. MTZ2-20H 3-Pole UL489/ CSA C22.2 No.5 Rated UL489/ CSA C22.2 No.5 Rated Rated 2000 Amps, 100% Rated AIR - 100kA/100kA/85kA @ 240/480/600 Vac 1600 Amp Sensor Trip Unit Micrologic 6.0 Xi (LSIG) Trip Unit Energy Reduction Maintenance Settings Digital Module Installed Energy Reduction Maintenance Setting selected Trip Unit Wireless Communication has been removed Modbus Interface Module ULP Port Wiring 4 OF Contacts (standard) Spring Charging Motor - 24-30Vdc Shunt Trip - 24-30Vdc Closing Coil - 24-30Vdc Overcurrent Trip (SDE) contact standard Padlockable Push Button Cover No Locking Provision Provided with Padlock attachment Automatic Spring Discharged Interlock Standard External Voltage Sensing Wiring Production Test Report | PUR | Drawout Circuit Breaker ECGJGGNANNNNNNNNNGBBNNNTWNARCNNNNCNNNNNA Model No. MTZ2-20H 3-Pole UL489/ CSA C22.2 No.5 Rated UL489/ CSA C22.2 No.5 Rated Rated 2000 Amps, 100% Rated AIR - 100kA/100kA/85kA @ 240/480/600 Vac 1600 Amp Sensor Trip Unit Micrologic 6.0 Xi (LSIG) Trip Unit Energy Reduction Maintenance Settings Digital Module Installed Energy Reduction Maintenance Setting selected Trip Unit Wireless Communication has been removed Modbus Interface Module ULP Port Wiring 4 OF Contacts (standard) Spring Charging Motor - 24-30Vdc Shunt Trip - 24-30Vdc Closing Coil - 24-30Vdc Overcurrent Trip (SDE) contact standard Padlockable Push Button Cover No Locking Provision Provided with Padlock attachment Automatic Spring Discharged Interlock Standard External Voltage Sensing Wiring Production Test Report | EA | EA |  | TRUE |  | P | FXG | 100 | 2026-12-23T00:00:00
134657 | 5 | 4 | States | Champlin | Megan Swymeler | TRUE | 2026-07-09T00:00:00 | 2027-02-02T00:00:00 | 2027-02-02T00:00:00 | 18 | 0 | 18 | 6899.62 | 1945692.84 | 55316-3157 | USA | N30 | 44 | SCHNEIDER ELECTRIC USA INC. | 60673-1214 | ECGJGGNANNNNNNNNNGBBNNNTWNARCNNNNCNNNNNA | Drawout Circuit Breaker ECGJGGNANNNNNNNNNGBBNNNTWNARCNNNNCNNNNNA Model No. MTZ2-20H 3-Pole UL489/ CSA C22.2 No.5 Rated UL489/ CSA C22.2 No.5 Rated Rated 2000 Amps, 100% Rated AIR - 100kA/100kA/85kA @ 240/480/600 Vac 1600 Amp Sensor Trip Unit Micrologic 6.0 Xi (LSIG) Trip Unit Energy Reduction Maintenance Settings Digital Module Installed Energy Reduction Maintenance Setting selected Trip Unit Wireless Communication has been removed Modbus Interface Module ULP Port Wiring 4 OF Contacts (standard) Spring Charging Motor - 24-30Vdc Shunt Trip - 24-30Vdc Closing Coil - 24-30Vdc Overcurrent Trip (SDE) contact standard Padlockable Push Button Cover No Locking Provision Provided with Padlock attachment Automatic Spring Discharged Interlock Standard External Voltage Sensing Wiring Production Test Report | PUR | Drawout Circuit Breaker ECGJGGNANNNNNNNNNGBBNNNTWNARCNNNNCNNNNNA Model No. MTZ2-20H 3-Pole UL489/ CSA C22.2 No.5 Rated UL489/ CSA C22.2 No.5 Rated Rated 2000 Amps, 100% Rated AIR - 100kA/100kA/85kA @ 240/480/600 Vac 1600 Amp Sensor Trip Unit Micrologic 6.0 Xi (LSIG) Trip Unit Energy Reduction Maintenance Settings Digital Module Installed Energy Reduction Maintenance Setting selected Trip Unit Wireless Communication has been removed Modbus Interface Module ULP Port Wiring 4 OF Contacts (standard) Spring Charging Motor - 24-30Vdc Shunt Trip - 24-30Vdc Closing Coil - 24-30Vdc Overcurrent Trip (SDE) contact standard Padlockable Push Button Cover No Locking Provision Provided with Padlock attachment Automatic Spring Discharged Interlock Standard External Voltage Sensing Wiring Production Test Report | EA | EA |  | TRUE |  | P | FXG | 100 | 2027-02-22T00:00:00
134657 | 15 | 1 | States | Champlin | Megan Swymeler | TRUE | 2026-07-09T00:00:00 | 2026-12-21T00:00:00 | 2026-12-02T00:00:00 | 70 | 0 | 70 | 247.5 | 58162.5 | 55316-3157 | USA | N30 | 44 | SCHNEIDER ELECTRIC USA INC. | 60673-1214 | LV434063 | I/O (input/output) application module, Enerlin'X | PUR | I/O (input/output) application module, Enerlin'X | EA | EA |  | TRUE |  | P | FXG | 100 | 2026-11-20T00:00:00
134657 | 3 | 2 | States | Champlin | Megan Swymeler | TRUE | 2026-07-09T00:00:00 | 2026-12-18T00:00:00 | 2026-12-18T00:00:00 | 20 | 0 | 20 | 5818.54 | 546942.76 | 55316-3157 | USA | N30 | 44 | SCHNEIDER ELECTRIC USA INC. | 60673-1214 | 3CKNNJDDDNNNNANANGBBNNNTNWNRCNNNNNNNNNNN | Cradle with backmold 3CKNNJDDDNNNNANANGBBNNNTNWNRCNNNNNNNNNNN 3 Pole Device Rated 5000 Amps Top Termination 4 Hole RCTV Bottom Termination 4 Hole RCTV Embedded Ethernet Interface Module ULP Port No Provision For Keylock Locking in all positions Secondary disconnect wiring for auxiliary contacts - Push-in Disconnected: 1 STD and 0 LL CD Contact STD Connected: 1 Std CE Contact Closing Coil XF Secondary disconnect wiring Shunt trip MX Spring charger motor MCH Wiring for ESM Module Cradle Rejection Kit - Standard Door Escutcheon included as Standard External voltage sensing OFF Push Button - Crank Interlock Standard Production test report | PUR | Cradle with backmold 3CKNNJDDDNNNNANANGBBNNNTNWNRCNNNNNNNNNNN 3 Pole Device Rated 5000 Amps Top Termination 4 Hole RCTV Bottom Termination 4 Hole RCTV Embedded Ethernet Interface Module ULP Port No Provision For Keylock Locking in all positions Secondary disconnect wiring for auxiliary contacts - Push-in Disconnected: 1 STD and 0 LL CD Contact STD Connected: 1 Std CE Contact Closing Coil XF Secondary disconnect wiring Shunt trip MX Spring charger motor MCH Wiring for ESM Module Cradle Rejection Kit - Standard Door Escutcheon included as Standard External voltage sensing OFF Push Button - Crank Interlock Standard Production test report | EA | EA |  | TRUE |  | P | FXG | 100 | 2026-12-23T00:00:00
134657 | 19 | 2 | States | Champlin | Megan Swymeler | TRUE | 2026-07-09T00:00:00 | 2026-12-02T00:00:00 | 2026-12-02T00:00:00 | 10 | 0 | 10 | 43 | 2021 | 55316-3157 | USA | N30 | 44 | SCHNEIDER ELECTRIC USA INC. | 60673-1214 | LV839294SP | Masterpact MTZ, remote accessories, drawout, mounting bracket kit, MTZ2/3, quantity 10 brackets | PUR | Masterpact MTZ, remote accessories, drawout, mounting bracket kit, MTZ2/3, quantity 10 brackets | EA | EA |  | TRUE |  | P | FXG | 100 | 2026-12-23T00:00:00
134657 | 20 | 2 | States | Champlin | Megan Swymeler | TRUE | 2026-07-09T00:00:00 | 2026-12-02T00:00:00 | 2026-12-02T00:00:00 | 20 | 0 | 20 | 537.6 | 50534.4 | 55316-3157 | USA | N30 | 44 | SCHNEIDER ELECTRIC USA INC. | 60673-1214 | LV848891SP | MDGF SUMMING MODULE | PUR | MDGF SUMMING MODULE | EA | EA |  | TRUE |  | P | FXG | 100 | 2026-12-23T00:00:00
134657 | 18 | 2 | States | Champlin | Megan Swymeler | TRUE | 2026-07-09T00:00:00 | 2027-06-16T00:00:00 | 2027-05-28T00:00:00 | 6 | 0 | 6 | 4300 | 202100 | 55316-3157 | USA | N30 | 44 | SCHNEIDER ELECTRIC USA INC. | 60673-1214 | LV839292SP | MasterPacT MTZ Remote Racking Device for MTZ 2,3 | PUR | MasterPacT MTZ Remote Racking Device for MTZ 2,3 | EA | EA |  | TRUE |  | P | FXG | 100 | 2026-12-23T00:00:00
134657 | 19 | 4 | States | Champlin | Megan Swymeler | TRUE | 2026-07-09T00:00:00 | 2027-02-02T00:00:00 | 2027-02-02T00:00:00 | 3 | 0 | 3 | 43 | 2021 | 55316-3157 | USA | N30 | 44 | SCHNEIDER ELECTRIC USA INC. | 60673-1214 | LV839294SP | Masterpact MTZ, remote accessories, drawout, mounting bracket kit, MTZ2/3, quantity 10 brackets | PUR | Masterpact MTZ, remote accessories, drawout, mounting bracket kit, MTZ2/3, quantity 10 brackets | EA | EA |  | TRUE |  | P | FXG | 100 | 2027-02-22T00:00:00
134657 | 9 | 2 | States | Champlin | Megan Swymeler | TRUE | 2026-07-09T00:00:00 | 2027-01-20T00:00:00 | 2027-01-20T00:00:00 | 10 | 0 | 10 | 1411.5 | 66340.5 | 55316-3157 | USA | N30 | 44 | SCHNEIDER ELECTRIC USA INC. | 60673-1214 | JLA36250U53XEAAASUYDYP | Molded Case Circuit Breaker JLA36250U53XEAAASUYDYP UL/CSA Rated PowerPact J Frame Terminations: I Line w/ Standard 250 Amp Capacity 3 Pole Device 600 Vac Rated 80% Rated - Standard rated Interrupting Rating 125kA @ 240Vac/100kA @ 480Vac/50kA @ 600Vac Micrologic Energy Trip Unit - LSI ULP with NSX Cord, 1.3m <= 480V ABC Phasing 1 Form C Auxiliary Switch Shunt Trip 30Vdc Handle padlock attachment - ON or OFF positions Test Report | PUR | Molded Case Circuit Breaker JLA36250U53XEAAASUYDYP UL/CSA Rated PowerPact J Frame Terminations: I Line w/ Standard 250 Amp Capacity 3 Pole Device 600 Vac Rated 80% Rated - Standard rated Interrupting Rating 125kA @ 240Vac/100kA @ 480Vac/50kA @ 600Vac Micrologic Energy Trip Unit - LSI ULP with NSX Cord, 1.3m <= 480V ABC Phasing 1 Form C Auxiliary Switch Shunt Trip 30Vdc Handle padlock attachment - ON or OFF positions Test Report | EA | EA |  | TRUE |  | P | FXG | 100 | 2026-12-23T00:00:00
134657 | 13 | 3 | States | Champlin | Megan Swymeler | TRUE | 2026-07-09T00:00:00 | 2027-01-04T00:00:00 | 2027-01-04T00:00:00 | 340 | 0 | 340 | 181.5 | 145018.5 | 55316-3157 | USA | N30 | 44 | SCHNEIDER ELECTRIC USA INC. | 60673-1214 | LV434000 | IFM Modbus SL interface module, Enerlin'X | PUR | IFM Modbus SL interface module, Enerlin'X | EA | EA |  | TRUE |  | P | FXG | 100 | 2027-01-25T00:00:00
134657 | 28 | 1 | States | Champlin | Megan Swymeler | TRUE | 2026-07-09T00:00:00 | 2027-01-21T00:00:00 | 2027-01-21T00:00:00 | 141 | 0 | 141 | 4050.5 | 571120.5 | 55316-3157 | USA | N30 | 44 | SCHNEIDER ELECTRIC USA INC. | 60673-1214 | PLA34120U64AE1AASKYDYP | Molded Case Circuit Breaker PLA34120U64AE1AASKYDYP UL/CSA Rated PowerPact P Frame Terminations: I Line w/ Standard 1200 Amp Capacity 3 Pole Device 480 Vac Rated 80% Rated - Standard rated Interrupting Rating 125kA @ 240Vac/100kA @ 480Vac Micrologic Power Trip Unit - LSIG UL Rating Plug A Modbus Communications ABC Phasing 1 Form C Auxiliary Switch Shunt Trip 24Vac/24-30Vdc Handle padlock attachment - ON or OFF positions Test Report | PUR | Molded Case Circuit Breaker PLA34120U64AE1AASKYDYP UL/CSA Rated PowerPact P Frame Terminations: I Line w/ Standard 1200 Amp Capacity 3 Pole Device 480 Vac Rated 80% Rated - Standard rated Interrupting Rating 125kA @ 240Vac/100kA @ 480Vac Micrologic Power Trip Unit - LSIG UL Rating Plug A Modbus Communications ABC Phasing 1 Form C Auxiliary Switch Shunt Trip 24Vac/24-30Vdc Handle padlock attachment - ON or OFF positions Test Report | EA | EA |  | TRUE |  | P | FXG | 100 | 2026-11-20T00:00:00
134657 | 23 | 2 | States | Champlin | Megan Swymeler | TRUE | 2026-07-09T00:00:00 | 2026-12-02T00:00:00 | 2026-12-02T00:00:00 | 20 | 0 | 20 | 1120.2 | 105298.8 | 55316-3157 | USA | N30 | 44 | SCHNEIDER ELECTRIC USA INC. | 60673-1214 | METSEHDPM6HMI4 | HDPM 4.3” Color Touchscreen HMI | PUR | HDPM 4.3” Color Touchscreen HMI | EA | EA |  | TRUE |  | P | FXG | 100 | 2026-12-23T00:00:00
134657 | 27 | 2 | States | Champlin | Megan Swymeler | TRUE | 2026-07-09T00:00:00 | 2026-12-02T00:00:00 | 2026-12-02T00:00:00 | 20 | 0 | 20 | 830.73 | 78088.62 | 55316-3157 | USA | N30 | 44 | SCHNEIDER ELECTRIC USA INC. | 60673-1214 | PAS600L | EcoStruxure Panel Server - universal wireless, concentrator modbus gateway 24 VDC | PUR | EcoStruxure Panel Server - universal wireless, concentrator modbus gateway 24 VDC | EA | EA |  | TRUE |  | P | FXG | 100 | 2026-12-23T00:00:00
134657 | 24 | 1 | States | Champlin | Megan Swymeler | TRUE | 2026-07-09T00:00:00 | 2026-11-02T00:00:00 | 2026-11-02T00:00:00 | 28 | 0 | 28 | 1733.16 | 162917.04 | 55316-3157 | USA | N30 | 44 | SCHNEIDER ELECTRIC USA INC. | 60673-1214 | METSEHDPM6R42 | 42 Ckt Module | PUR | 42 Ckt Module | EA | EA |  | TRUE |  | P | FXG | 100 | 2026-11-20T00:00:00
134657 | 2 | 1 | States | Champlin | Megan Swymeler | TRUE | 2026-07-09T00:00:00 | 2026-12-18T00:00:00 | 2026-12-18T00:00:00 | 28 | 0 | 28 | 1940.54 | 182410.76 | 55316-3157 | USA | N30 | 44 | SCHNEIDER ELECTRIC USA INC. | 60673-1214 | 2CONNJDADNNNNANAAGBBNNNTNWNRCNNNNNNNNNNN | Cradle with backmold 2CONNJDADNNNNANAAGBBNNNTNWNRCNNNNNNNNNNN 3 Pole Device Rated 3000 Amps Top Termination 4 Hole RCTV Bottom Termination 4 Hole RCTV ULP Port No Provision For Keylock Locking in all positions Secondary disconnect wiring for auxiliary contacts - Push-in Disconnected: 1 STD and 0 LL CD Contact STD Connected: 1 Std CE Contact Test: 1 STD and 0 LL CT Contact Closing Coil XF Secondary disconnect wiring Shunt trip MX Spring charger motor MCH Wiring for ESM Module Cradle Rejection Kit - Standard Door Escutcheon included as Standard External voltage sensing OFF Push Button - Crank Interlock Standard Production test report | PUR | Cradle with backmold 2CONNJDADNNNNANAAGBBNNNTNWNRCNNNNNNNNNNN 3 Pole Device Rated 3000 Amps Top Termination 4 Hole RCTV Bottom Termination 4 Hole RCTV ULP Port No Provision For Keylock Locking in all positions Secondary disconnect wiring for auxiliary contacts - Push-in Disconnected: 1 STD and 0 LL CD Contact STD Connected: 1 Std CE Contact Test: 1 STD and 0 LL CT Contact Closing Coil XF Secondary disconnect wiring Shunt trip MX Spring charger motor MCH Wiring for ESM Module Cradle Rejection Kit - Standard Door Escutcheon included as Standard External voltage sensing OFF Push Button - Crank Interlock Standard Production test report | EA | EA |  | TRUE |  | P | FXG | 100 | 2026-11-20T00:00:00
134657 | 8 | 3 | States | Champlin | Megan Swymeler | TRUE | 2026-07-09T00:00:00 | 2027-01-04T00:00:00 | 2027-01-04T00:00:00 | 40 | 0 | 40 | 16626.12 | 1562855.28 | 55316-3157 | USA | N30 | 44 | SCHNEIDER ELECTRIC USA INC. | 60673-1214 | FCKSGGNANNANNNNNNGBBNNNTWNARCNNNNCNNNNNA | Drawout Circuit Breaker FCKSGGNANNANNNNNNGBBNNNTWNARCNNNNCNNNNNA Model No. MTZ3-50H 3-Pole UL489/ CSA C22.2 No.5 Rated UL489/ CSA C22.2 No.5 Rated Rated 5000 Amps, 100% Rated AIR - 100kA/100kA/85kA @ 240/480/600 Vac 5000 Amp Sensor Trip Unit Micrologic 6.0 Xi (LSIG) Trip Unit Energy Reduction Maintenance Settings Digital Module Installed Energy Reduction Maintenance Setting selected Trip Unit Wireless Communication has been removed Embedded Ethernet Interface Module ULP Port Wiring 4 OF Contacts (standard) + 4 Additional OF Contacts Spring Charging Motor - 24-30Vdc Shunt Trip - 24-30Vdc Closing Coil - 24-30Vdc Overcurrent Trip (SDE) contact standard Padlockable Push Button Cover No Locking Provision Provided with Padlock attachment Automatic Spring Discharged Interlock Standard External Voltage Sensing Wiring Production Test Report | PUR | Drawout Circuit Breaker FCKSGGNANNANNNNNNGBBNNNTWNARCNNNNCNNNNNA Model No. MTZ3-50H 3-Pole UL489/ CSA C22.2 No.5 Rated UL489/ CSA C22.2 No.5 Rated Rated 5000 Amps, 100% Rated AIR - 100kA/100kA/85kA @ 240/480/600 Vac 5000 Amp Sensor Trip Unit Micrologic 6.0 Xi (LSIG) Trip Unit Energy Reduction Maintenance Settings Digital Module Installed Energy Reduction Maintenance Setting selected Trip Unit Wireless Communication has been removed Embedded Ethernet Interface Module ULP Port Wiring 4 OF Contacts (standard) + 4 Additional OF Contacts Spring Charging Motor - 24-30Vdc Shunt Trip - 24-30Vdc Closing Coil - 24-30Vdc Overcurrent Trip (SDE) contact standard Padlockable Push Button Cover No Locking Provision Provided with Padlock attachment Automatic Spring Discharged Interlock Standard External Voltage Sensing Wiring Production Test Report | EA | EA |  | TRUE |  | P | FXG | 100 | 2027-01-25T00:00:00
134657 | 6 | 2 | States | Champlin | Megan Swymeler | TRUE | 2026-07-09T00:00:00 | 2027-01-01T00:00:00 | 2027-01-01T00:00:00 | 44 | 0 | 44 | 10199.28 | 958732.32 | 55316-3157 | USA | N30 | 44 | SCHNEIDER ELECTRIC USA INC. | 60673-1214 | ECOLGGNANNANNNNNNGBBNNNTMNARCNNNNCNNNNNA | Drawout Circuit Breaker ECOLGGNANNANNNNNNGBBNNNTMNARCNNNNCNNNNNA Model No. MTZ2-30H 3-Pole UL489/ CSA C22.2 No.5 Rated UL489/ CSA C22.2 No.5 Rated Rated 3000 Amps, 100% Rated AIR - 100kA/100kA/85kA @ 240/480/600 Vac 2500 Amp Sensor Trip Unit Micrologic 6.0 Xi (LSIG) Trip Unit Energy Reduction Maintenance Settings Digital Module Installed Energy Reduction Maintenance Setting selected Trip Unit Wireless Communication has been removed Ethernet Interface Module w/ Gateway ULP Port Wiring 4 OF Contacts (standard) + 4 Additional OF Contacts Spring Charging Motor - 24-30Vdc Shunt Trip - 24-30Vdc Closing Coil - 24-30Vdc Overcurrent Trip (SDE) contact standard Padlockable Push Button Cover Provision Only For Kirk - No locks supplied with Padlock attachment Automatic Spring Discharged Interlock Standard External Voltage Sensing Wiring Production Test Report | PUR | Drawout Circuit Breaker ECOLGGNANNANNNNNNGBBNNNTMNARCNNNNCNNNNNA Model No. MTZ2-30H 3-Pole UL489/ CSA C22.2 No.5 Rated UL489/ CSA C22.2 No.5 Rated Rated 3000 Amps, 100% Rated AIR - 100kA/100kA/85kA @ 240/480/600 Vac 2500 Amp Sensor Trip Unit Micrologic 6.0 Xi (LSIG) Trip Unit Energy Reduction Maintenance Settings Digital Module Installed Energy Reduction Maintenance Setting selected Trip Unit Wireless Communication has been removed Ethernet Interface Module w/ Gateway ULP Port Wiring 4 OF Contacts (standard) + 4 Additional OF Contacts Spring Charging Motor - 24-30Vdc Shunt Trip - 24-30Vdc Closing Coil - 24-30Vdc Overcurrent Trip (SDE) contact standard Padlockable Push Button Cover Provision Only For Kirk - No locks supplied with Padlock attachment Automatic Spring Discharged Interlock Standard External Voltage Sensing Wiring Production Test Report | EA | EA |  | TRUE |  | P | FXG | 100 | 2026-12-23T00:00:00
134657 | 18 | 3 | States | Champlin | Megan Swymeler | TRUE | 2026-07-09T00:00:00 | 2030-12-31T00:00:00 |  | 23 | 0 | 23 | 4300 | 202100 | 55316-3157 | USA | N30 | 44 | SCHNEIDER ELECTRIC USA INC. | 60673-1214 | LV839292SP | MasterPacT MTZ Remote Racking Device for MTZ 2,3 | PUR | MasterPacT MTZ Remote Racking Device for MTZ 2,3 | EA | EA |  | TRUE |  | P | FXG | 100 | 2027-02-22T00:00:00
134657 | 8 | 1 | States | Champlin | Megan Swymeler | TRUE | 2026-07-09T00:00:00 | 2026-10-30T00:00:00 | 2026-10-30T00:00:00 | 28 | 0 | 28 | 16626.12 | 1562855.28 | 55316-3157 | USA | N30 | 44 | SCHNEIDER ELECTRIC USA INC. | 60673-1214 | FCKSGGNANNANNNNNNGBBNNNTWNARCNNNNCNNNNNA | Drawout Circuit Breaker FCKSGGNANNANNNNNNGBBNNNTWNARCNNNNCNNNNNA Model No. MTZ3-50H 3-Pole UL489/ CSA C22.2 No.5 Rated UL489/ CSA C22.2 No.5 Rated Rated 5000 Amps, 100% Rated AIR - 100kA/100kA/85kA @ 240/480/600 Vac 5000 Amp Sensor Trip Unit Micrologic 6.0 Xi (LSIG) Trip Unit Energy Reduction Maintenance Settings Digital Module Installed Energy Reduction Maintenance Setting selected Trip Unit Wireless Communication has been removed Embedded Ethernet Interface Module ULP Port Wiring 4 OF Contacts (standard) + 4 Additional OF Contacts Spring Charging Motor - 24-30Vdc Shunt Trip - 24-30Vdc Closing Coil - 24-30Vdc Overcurrent Trip (SDE) contact standard Padlockable Push Button Cover No Locking Provision Provided with Padlock attachment Automatic Spring Discharged Interlock Standard External Voltage Sensing Wiring Production Test Report | PUR | Drawout Circuit Breaker FCKSGGNANNANNNNNNGBBNNNTWNARCNNNNCNNNNNA Model No. MTZ3-50H 3-Pole UL489/ CSA C22.2 No.5 Rated UL489/ CSA C22.2 No.5 Rated Rated 5000 Amps, 100% Rated AIR - 100kA/100kA/85kA @ 240/480/600 Vac 5000 Amp Sensor Trip Unit Micrologic 6.0 Xi (LSIG) Trip Unit Energy Reduction Maintenance Settings Digital Module Installed Energy Reduction Maintenance Setting selected Trip Unit Wireless Communication has been removed Embedded Ethernet Interface Module ULP Port Wiring 4 OF Contacts (standard) + 4 Additional OF Contacts Spring Charging Motor - 24-30Vdc Shunt Trip - 24-30Vdc Closing Coil - 24-30Vdc Overcurrent Trip (SDE) contact standard Padlockable Push Button Cover No Locking Provision Provided with Padlock attachment Automatic Spring Discharged Interlock Standard External Voltage Sensing Wiring Production Test Report | EA | EA |  | TRUE |  | P | FXG | 100 | 2026-11-20T00:00:00
134657 | 11 | 3 | States | Champlin | Megan Swymeler | TRUE | 2026-07-09T00:00:00 | 2027-01-04T00:00:00 | 2027-01-04T00:00:00 | 350 | 0 | 350 | 1600.75 | 1504705 | 55316-3157 | USA | N30 | 44 | SCHNEIDER ELECTRIC USA INC. | 60673-1214 | LLP36400CU33XAAYDYP | Molded Case Circuit Breaker LLP36400CU33XAAYDYP UL/CSA Rated PowerPact L Frame Lugs ""OFF"" End Terminal Nut Kit ""ON"" End 3 Pole Device 400 Amp Capacity 600 Vac Rated 100% Rated Interrupting Rating 125kA @ 240Vac/100kA @ 480Vac/50kA @ 600Vac Micrologic Basic Trip Unit - LSI 1 Form C Auxiliary Switch Handle padlock attachment - ON or OFF positions Test Report | PUR | Molded Case Circuit Breaker LLP36400CU33XAAYDYP UL/CSA Rated PowerPact L Frame Lugs ""OFF"" End Terminal Nut Kit ""ON"" End 3 Pole Device 400 Amp Capacity 600 Vac Rated 100% Rated Interrupting Rating 125kA @ 240Vac/100kA @ 480Vac/50kA @ 600Vac Micrologic Basic Trip Unit - LSI 1 Form C Auxiliary Switch Handle padlock attachment - ON or OFF positions Test Report | EA | EA |  | TRUE |  | P | FXG | 100 | 2027-01-25T00:00:00
134657 | 11 | 4 | States | Champlin | Megan Swymeler | TRUE | 2026-07-09T00:00:00 | 2027-02-02T00:00:00 | 2027-02-02T00:00:00 | 60 | 0 | 60 | 1600.75 | 1504705 | 55316-3157 | USA | N30 | 44 | SCHNEIDER ELECTRIC USA INC. | 60673-1214 | LLP36400CU33XAAYDYP | Molded Case Circuit Breaker LLP36400CU33XAAYDYP UL/CSA Rated PowerPact L Frame Lugs ""OFF"" End Terminal Nut Kit ""ON"" End 3 Pole Device 400 Amp Capacity 600 Vac Rated 100% Rated Interrupting Rating 125kA @ 240Vac/100kA @ 480Vac/50kA @ 600Vac Micrologic Basic Trip Unit - LSI 1 Form C Auxiliary Switch Handle padlock attachment - ON or OFF positions Test Report | PUR | Molded Case Circuit Breaker LLP36400CU33XAAYDYP UL/CSA Rated PowerPact L Frame Lugs ""OFF"" End Terminal Nut Kit ""ON"" End 3 Pole Device 400 Amp Capacity 600 Vac Rated 100% Rated Interrupting Rating 125kA @ 240Vac/100kA @ 480Vac/50kA @ 600Vac Micrologic Basic Trip Unit - LSI 1 Form C Auxiliary Switch Handle padlock attachment - ON or OFF positions Test Report | EA | EA |  | TRUE |  | P | FXG | 100 | 2027-02-22T00:00:00
134657 | 27 | 1 | States | Champlin | Megan Swymeler | TRUE | 2026-07-09T00:00:00 | 2026-11-02T00:00:00 | 2026-11-02T00:00:00 | 28 | 0 | 28 | 830.73 | 78088.62 | 55316-3157 | USA | N30 | 44 | SCHNEIDER ELECTRIC USA INC. | 60673-1214 | PAS600L | EcoStruxure Panel Server - universal wireless, concentrator modbus gateway 24 VDC | PUR | EcoStruxure Panel Server - universal wireless, concentrator modbus gateway 24 VDC | EA | EA |  | TRUE |  | P | FXG | 100 | 2026-11-20T00:00:00
134657 | 16 | 4 | States | Champlin | Megan Swymeler | TRUE | 2026-07-09T00:00:00 | 2027-02-02T00:00:00 | 2027-02-02T00:00:00 | 9 | 0 | 9 | 55.2 | 7783.2 | 55316-3157 | USA | N30 | 44 | SCHNEIDER ELECTRIC USA INC. | 60673-1214 | LV434195 | BREAKER ULP CORD | PUR | BREAKER ULP CORD | EA | EA |  | TRUE |  | P | FXG | 100 | 2027-02-22T00:00:00
134657 | 24 | 2 | States | Champlin | Megan Swymeler | TRUE | 2026-07-09T00:00:00 | 2026-12-02T00:00:00 | 2026-12-02T00:00:00 | 20 | 0 | 20 | 1733.16 | 162917.04 | 55316-3157 | USA | N30 | 44 | SCHNEIDER ELECTRIC USA INC. | 60673-1214 | METSEHDPM6R42 | 42 Ckt Module | PUR | 42 Ckt Module | EA | EA |  | TRUE |  | P | FXG | 100 | 2026-12-23T00:00:00
134657 | 21 | 1 | States | Champlin | Megan Swymeler | TRUE | 2026-07-09T00:00:00 | 2027-02-03T00:00:00 | 2027-02-03T00:00:00 | 264 | 0 | 264 | 157.78 | 44493.96 | 55316-3157 | USA | N30 | 44 | SCHNEIDER ELECTRIC USA INC. | 60673-1214 | METSEHD1600A30 | Split Core Current Transformer HDPM6000, 1600A, 4" x 6", 30ft lead | PUR | Split Core Current Transformer HDPM6000, 1600A, 4" x 6", 30ft lead | EA | EA |  | TRUE |  | P | FXG | 100 | 2026-11-20T00:00:00
134657 | 5 | 3 | States | Champlin | Megan Swymeler | TRUE | 2026-07-09T00:00:00 | 2027-01-06T00:00:00 | 2027-01-06T00:00:00 | 104 | 0 | 104 | 6899.62 | 1945692.84 | 55316-3157 | USA | N30 | 44 | SCHNEIDER ELECTRIC USA INC. | 60673-1214 | ECGJGGNANNNNNNNNNGBBNNNTWNARCNNNNCNNNNNA | Drawout Circuit Breaker ECGJGGNANNNNNNNNNGBBNNNTWNARCNNNNCNNNNNA Model No. MTZ2-20H 3-Pole UL489/ CSA C22.2 No.5 Rated UL489/ CSA C22.2 No.5 Rated Rated 2000 Amps, 100% Rated AIR - 100kA/100kA/85kA @ 240/480/600 Vac 1600 Amp Sensor Trip Unit Micrologic 6.0 Xi (LSIG) Trip Unit Energy Reduction Maintenance Settings Digital Module Installed Energy Reduction Maintenance Setting selected Trip Unit Wireless Communication has been removed Modbus Interface Module ULP Port Wiring 4 OF Contacts (standard) Spring Charging Motor - 24-30Vdc Shunt Trip - 24-30Vdc Closing Coil - 24-30Vdc Overcurrent Trip (SDE) contact standard Padlockable Push Button Cover No Locking Provision Provided with Padlock attachment Automatic Spring Discharged Interlock Standard External Voltage Sensing Wiring Production Test Report | PUR | Drawout Circuit Breaker ECGJGGNANNNNNNNNNGBBNNNTWNARCNNNNCNNNNNA Model No. MTZ2-20H 3-Pole UL489/ CSA C22.2 No.5 Rated UL489/ CSA C22.2 No.5 Rated Rated 2000 Amps, 100% Rated AIR - 100kA/100kA/85kA @ 240/480/600 Vac 1600 Amp Sensor Trip Unit Micrologic 6.0 Xi (LSIG) Trip Unit Energy Reduction Maintenance Settings Digital Module Installed Energy Reduction Maintenance Setting selected Trip Unit Wireless Communication has been removed Modbus Interface Module ULP Port Wiring 4 OF Contacts (standard) Spring Charging Motor - 24-30Vdc Shunt Trip - 24-30Vdc Closing Coil - 24-30Vdc Overcurrent Trip (SDE) contact standard Padlockable Push Button Cover No Locking Provision Provided with Padlock attachment Automatic Spring Discharged Interlock Standard External Voltage Sensing Wiring Production Test Report | EA | EA |  | TRUE |  | P | FXG | 100 | 2027-01-25T00:00:00
134657 | 20 | 1 | States | Champlin | Megan Swymeler | TRUE | 2026-07-09T00:00:00 | 2026-11-02T00:00:00 | 2026-11-02T00:00:00 | 28 | 0 | 28 | 537.6 | 50534.4 | 55316-3157 | USA | N30 | 44 | SCHNEIDER ELECTRIC USA INC. | 60673-1214 | LV848891SP | MDGF SUMMING MODULE | PUR | MDGF SUMMING MODULE | EA | EA |  | TRUE |  | P | FXG | 100 | 2026-11-20T00:00:00
134657 | 12 | 4 | States | Champlin | Megan Swymeler | TRUE | 2026-07-09T00:00:00 | 2027-02-02T00:00:00 | 2027-02-02T00:00:00 | 6 | 0 | 6 | 2039.13 | 191678.22 | 55316-3157 | USA | N30 | 44 | SCHNEIDER ELECTRIC USA INC. | 60673-1214 | LLP36400U54XEAAASUYDYP | Molded Case Circuit Breaker LLP36400U54XEAAASUYDYP UL/CSA Rated PowerPact L Frame Lugs ""OFF"" End Terminal Nut Kit ""ON"" End 3 Pole Device 400 Amp Capacity 600 Vac Rated 80% Rated - Standard rated Interrupting Rating 125kA @ 240Vac/100kA @ 480Vac/50kA @ 600Vac Micrologic Energy Trip Unit - LSIG ULP with NSX Cord, 1.3m <= 480V 1 Form C Auxiliary Switch Shunt Trip 30Vdc Handle padlock attachment - ON or OFF positions Test Report | PUR | Molded Case Circuit Breaker LLP36400U54XEAAASUYDYP UL/CSA Rated PowerPact L Frame Lugs ""OFF"" End Terminal Nut Kit ""ON"" End 3 Pole Device 400 Amp Capacity 600 Vac Rated 80% Rated - Standard rated Interrupting Rating 125kA @ 240Vac/100kA @ 480Vac/50kA @ 600Vac Micrologic Energy Trip Unit - LSIG ULP with NSX Cord, 1.3m <= 480V 1 Form C Auxiliary Switch Shunt Trip 30Vdc Handle padlock attachment - ON or OFF positions Test Report | EA | EA |  | TRUE |  | P | FXG | 100
134657 | 16 | 2 | States | Champlin | Megan Swymeler | TRUE | 2026-07-09T00:00:00 | 2026-12-02T00:00:00 | 2026-12-02T00:00:00 | 30 | 0 | 30 | 55.2 | 7783.2 | 55316-3157 | USA | N30 | 44 | SCHNEIDER ELECTRIC USA INC. | 60673-1214 | LV434195 | BREAKER ULP CORD | PUR | BREAKER ULP CORD | EA | EA |  | TRUE |  | P | FXG | 100 | 2026-12-23T00:00:00
134657 | 31 | 1 | States | Champlin | Megan Swymeler | TRUE | 2026-07-09T00:00:00 | 2026-10-21T00:00:00 | 2026-10-22T00:00:00 | 22 | 0 | 22 | 3827.25 | 179880.75 | 55316-3157 | USA | N30 | 44 | SCHNEIDER ELECTRIC USA INC. | 60673-1214 | CF30R63C | SWBD INTERIOR CU I-LINE SR 3000A | PUR | SWBD INTERIOR CU I-LINE SR 3000A | EA | EA |  | TRUE |  | P | FXG | 100 | 2027-01-20T00:00:00
134657 | 6 | 1 | States | Champlin | Megan Swymeler | TRUE | 2026-07-09T00:00:00 | 2026-11-30T00:00:00 | 2026-11-30T00:00:00 | 44 | 0 | 44 | 10199.28 | 958732.32 | 55316-3157 | USA | N30 | 44 | SCHNEIDER ELECTRIC USA INC. | 60673-1214 | ECOLGGNANNANNNNNNGBBNNNTMNARCNNNNCNNNNNA | Drawout Circuit Breaker ECOLGGNANNANNNNNNGBBNNNTMNARCNNNNCNNNNNA Model No. MTZ2-30H 3-Pole UL489/ CSA C22.2 No.5 Rated UL489/ CSA C22.2 No.5 Rated Rated 3000 Amps, 100% Rated AIR - 100kA/100kA/85kA @ 240/480/600 Vac 2500 Amp Sensor Trip Unit Micrologic 6.0 Xi (LSIG) Trip Unit Energy Reduction Maintenance Settings Digital Module Installed Energy Reduction Maintenance Setting selected Trip Unit Wireless Communication has been removed Ethernet Interface Module w/ Gateway ULP Port Wiring 4 OF Contacts (standard) + 4 Additional OF Contacts Spring Charging Motor - 24-30Vdc Shunt Trip - 24-30Vdc Closing Coil - 24-30Vdc Overcurrent Trip (SDE) contact standard Padlockable Push Button Cover Provision Only For Kirk - No locks supplied with Padlock attachment Automatic Spring Discharged Interlock Standard External Voltage Sensing Wiring Production Test Report | PUR | Drawout Circuit Breaker ECOLGGNANNANNNNNNGBBNNNTMNARCNNNNCNNNNNA Model No. MTZ2-30H 3-Pole UL489/ CSA C22.2 No.5 Rated UL489/ CSA C22.2 No.5 Rated Rated 3000 Amps, 100% Rated AIR - 100kA/100kA/85kA @ 240/480/600 Vac 2500 Amp Sensor Trip Unit Micrologic 6.0 Xi (LSIG) Trip Unit Energy Reduction Maintenance Settings Digital Module Installed Energy Reduction Maintenance Setting selected Trip Unit Wireless Communication has been removed Ethernet Interface Module w/ Gateway ULP Port Wiring 4 OF Contacts (standard) + 4 Additional OF Contacts Spring Charging Motor - 24-30Vdc Shunt Trip - 24-30Vdc Closing Coil - 24-30Vdc Overcurrent Trip (SDE) contact standard Padlockable Push Button Cover Provision Only For Kirk - No locks supplied with Padlock attachment Automatic Spring Discharged Interlock Standard External Voltage Sensing Wiring Production Test Report | EA | EA |  | TRUE |  | P | FXG | 100 | 2026-11-20T00:00:00
134657 | 13 | 2 | States | Champlin | Megan Swymeler | TRUE | 2026-07-09T00:00:00 | 2026-12-02T00:00:00 | 2026-12-02T00:00:00 | 170 | 0 | 170 | 181.5 | 145018.5 | 55316-3157 | USA | N30 | 44 | SCHNEIDER ELECTRIC USA INC. | 60673-1214 | LV434000 | IFM Modbus SL interface module, Enerlin'X | PUR | IFM Modbus SL interface module, Enerlin'X | EA | EA |  | TRUE |  | P | FXG | 100 | 2026-12-23T00:00:00
134657 | 12 | 2 | States | Champlin | Megan Swymeler | TRUE | 2026-07-09T00:00:00 | 2026-12-01T00:00:00 | 2026-12-01T00:00:00 | 20 | 0 | 20 | 2039.13 | 191678.22 | 55316-3157 | USA | N30 | 44 | SCHNEIDER ELECTRIC USA INC. | 60673-1214 | LLP36400U54XEAAASUYDYP | Molded Case Circuit Breaker LLP36400U54XEAAASUYDYP UL/CSA Rated PowerPact L Frame Lugs ""OFF"" End Terminal Nut Kit ""ON"" End 3 Pole Device 400 Amp Capacity 600 Vac Rated 80% Rated - Standard rated Interrupting Rating 125kA @ 240Vac/100kA @ 480Vac/50kA @ 600Vac Micrologic Energy Trip Unit - LSIG ULP with NSX Cord, 1.3m <= 480V 1 Form C Auxiliary Switch Shunt Trip 30Vdc Handle padlock attachment - ON or OFF positions Test Report | PUR | Molded Case Circuit Breaker LLP36400U54XEAAASUYDYP UL/CSA Rated PowerPact L Frame Lugs ""OFF"" End Terminal Nut Kit ""ON"" End 3 Pole Device 400 Amp Capacity 600 Vac Rated 80% Rated - Standard rated Interrupting Rating 125kA @ 240Vac/100kA @ 480Vac/50kA @ 600Vac Micrologic Energy Trip Unit - LSIG ULP with NSX Cord, 1.3m <= 480V 1 Form C Auxiliary Switch Shunt Trip 30Vdc Handle padlock attachment - ON or OFF positions Test Report | EA | EA |  | TRUE |  | P | FXG | 100 | 2027-02-16T00:00:00
134657 | 5 | 1 | States | Champlin | Megan Swymeler | TRUE | 2026-07-09T00:00:00 | 2026-11-30T00:00:00 | 2026-11-30T00:00:00 | 88 | 0 | 88 | 6899.62 | 1945692.84 | 55316-3157 | USA | N30 | 44 | SCHNEIDER ELECTRIC USA INC. | 60673-1214 | ECGJGGNANNNNNNNNNGBBNNNTWNARCNNNNCNNNNNA | Drawout Circuit Breaker ECGJGGNANNNNNNNNNGBBNNNTWNARCNNNNCNNNNNA Model No. MTZ2-20H 3-Pole UL489/ CSA C22.2 No.5 Rated UL489/ CSA C22.2 No.5 Rated Rated 2000 Amps, 100% Rated AIR - 100kA/100kA/85kA @ 240/480/600 Vac 1600 Amp Sensor Trip Unit Micrologic 6.0 Xi (LSIG) Trip Unit Energy Reduction Maintenance Settings Digital Module Installed Energy Reduction Maintenance Setting selected Trip Unit Wireless Communication has been removed Modbus Interface Module ULP Port Wiring 4 OF Contacts (standard) Spring Charging Motor - 24-30Vdc Shunt Trip - 24-30Vdc Closing Coil - 24-30Vdc Overcurrent Trip (SDE) contact standard Padlockable Push Button Cover No Locking Provision Provided with Padlock attachment Automatic Spring Discharged Interlock Standard External Voltage Sensing Wiring Production Test Report | PUR | Drawout Circuit Breaker ECGJGGNANNNNNNNNNGBBNNNTWNARCNNNNCNNNNNA Model No. MTZ2-20H 3-Pole UL489/ CSA C22.2 No.5 Rated UL489/ CSA C22.2 No.5 Rated Rated 2000 Amps, 100% Rated AIR - 100kA/100kA/85kA @ 240/480/600 Vac 1600 Amp Sensor Trip Unit Micrologic 6.0 Xi (LSIG) Trip Unit Energy Reduction Maintenance Settings Digital Module Installed Energy Reduction Maintenance Setting selected Trip Unit Wireless Communication has been removed Modbus Interface Module ULP Port Wiring 4 OF Contacts (standard) Spring Charging Motor - 24-30Vdc Shunt Trip - 24-30Vdc Closing Coil - 24-30Vdc Overcurrent Trip (SDE) contact standard Padlockable Push Button Cover No Locking Provision Provided with Padlock attachment Automatic Spring Discharged Interlock Standard External Voltage Sensing Wiring Production Test Report | EA | EA |  | TRUE |  | P | FXG | 100 | 2026-11-20T00:00:00
134657 | 2 | 4 | States | Champlin | Megan Swymeler | TRUE | 2026-07-09T00:00:00 | 2026-12-18T00:00:00 | 2026-12-18T00:00:00 | 6 | 0 | 6 | 1940.54 | 182410.76 | 55316-3157 | USA | N30 | 44 | SCHNEIDER ELECTRIC USA INC. | 60673-1214 | 2CONNJDADNNNNANAAGBBNNNTNWNRCNNNNNNNNNNN | Cradle with backmold 2CONNJDADNNNNANAAGBBNNNTNWNRCNNNNNNNNNNN 3 Pole Device Rated 3000 Amps Top Termination 4 Hole RCTV Bottom Termination 4 Hole RCTV ULP Port No Provision For Keylock Locking in all positions Secondary disconnect wiring for auxiliary contacts - Push-in Disconnected: 1 STD and 0 LL CD Contact STD Connected: 1 Std CE Contact Test: 1 STD and 0 LL CT Contact Closing Coil XF Secondary disconnect wiring Shunt trip MX Spring charger motor MCH Wiring for ESM Module Cradle Rejection Kit - Standard Door Escutcheon included as Standard External voltage sensing OFF Push Button - Crank Interlock Standard Production test report | PUR | Cradle with backmold 2CONNJDADNNNNANAAGBBNNNTNWNRCNNNNNNNNNNN 3 Pole Device Rated 3000 Amps Top Termination 4 Hole RCTV Bottom Termination 4 Hole RCTV ULP Port No Provision For Keylock Locking in all positions Secondary disconnect wiring for auxiliary contacts - Push-in Disconnected: 1 STD and 0 LL CD Contact STD Connected: 1 Std CE Contact Test: 1 STD and 0 LL CT Contact Closing Coil XF Secondary disconnect wiring Shunt trip MX Spring charger motor MCH Wiring for ESM Module Cradle Rejection Kit - Standard Door Escutcheon included as Standard External voltage sensing OFF Push Button - Crank Interlock Standard Production test report | EA | EA |  | TRUE |  | P | FXG | 100 | 2027-02-22T00:00:00
134657 | 9 | 4 | States | Champlin | Megan Swymeler | TRUE | 2026-07-09T00:00:00 | 2027-02-02T00:00:00 | 2027-02-02T00:00:00 | 3 | 0 | 3 | 1411.5 | 66340.5 | 55316-3157 | USA | N30 | 44 | SCHNEIDER ELECTRIC USA INC. | 60673-1214 | JLA36250U53XEAAASUYDYP | Molded Case Circuit Breaker JLA36250U53XEAAASUYDYP UL/CSA Rated PowerPact J Frame Terminations: I Line w/ Standard 250 Amp Capacity 3 Pole Device 600 Vac Rated 80% Rated - Standard rated Interrupting Rating 125kA @ 240Vac/100kA @ 480Vac/50kA @ 600Vac Micrologic Energy Trip Unit - LSI ULP with NSX Cord, 1.3m <= 480V ABC Phasing 1 Form C Auxiliary Switch Shunt Trip 30Vdc Handle padlock attachment - ON or OFF positions Test Report | PUR | Molded Case Circuit Breaker JLA36250U53XEAAASUYDYP UL/CSA Rated PowerPact J Frame Terminations: I Line w/ Standard 250 Amp Capacity 3 Pole Device 600 Vac Rated 80% Rated - Standard rated Interrupting Rating 125kA @ 240Vac/100kA @ 480Vac/50kA @ 600Vac Micrologic Energy Trip Unit - LSI ULP with NSX Cord, 1.3m <= 480V ABC Phasing 1 Form C Auxiliary Switch Shunt Trip 30Vdc Handle padlock attachment - ON or OFF positions Test Report | EA | EA |  | TRUE |  | P | FXG | 100 | 2027-02-22T00:00:00
134657 | 30 | 2 | States | Champlin | Megan Swymeler | TRUE | 2026-07-09T00:00:00 | 2026-12-01T00:00:00 | 2026-12-01T00:00:00 | 30 | 0 | 30 | 2229.63 | 314377.83 | 55316-3157 | USA | N30 | 44 | SCHNEIDER ELECTRIC USA INC. | 60673-1214 | LLA36400U54XEHAASOYDYP | Molded Case Circuit Breaker LLA36400U54XEHAASOYDYP UL/CSA Rated PowerPact L Frame Terminations: I Line w/ Standard 3 Pole Device 400 Amp Capacity 600 Vac Rated 80% Rated - Standard rated Interrupting Rating 125kA @ 240Vac/100kA @ 480Vac/50kA @ 600Vac Micrologic Energy Trip Unit - LSIG ULP with BSCM and NSX Cord, 3.0m <= 480V ABC Phasing 1 Form C Auxiliary Switch Shunt Trip 24Vdc Handle padlock attachment - ON or OFF positions Test Report | PUR | Molded Case Circuit Breaker LLA36400U54XEHAASOYDYP UL/CSA Rated PowerPact L Frame Terminations: I Line w/ Standard 3 Pole Device 400 Amp Capacity 600 Vac Rated 80% Rated - Standard rated Interrupting Rating 125kA @ 240Vac/100kA @ 480Vac/50kA @ 600Vac Micrologic Energy Trip Unit - LSIG ULP with BSCM and NSX Cord, 3.0m <= 480V ABC Phasing 1 Form C Auxiliary Switch Shunt Trip 24Vdc Handle padlock attachment - ON or OFF positions Test Report | EA | EA |  | TRUE |  | P | FXG | 100 | 2027-01-20T00:00:00
134657 | 2 | 3 | States | Champlin | Megan Swymeler | TRUE | 2026-07-09T00:00:00 | 2026-12-18T00:00:00 | 2026-12-18T00:00:00 | 40 | 0 | 40 | 1940.54 | 182410.76 | 55316-3157 | USA | N30 | 44 | SCHNEIDER ELECTRIC USA INC. | 60673-1214 | 2CONNJDADNNNNANAAGBBNNNTNWNRCNNNNNNNNNNN | Cradle with backmold 2CONNJDADNNNNANAAGBBNNNTNWNRCNNNNNNNNNNN 3 Pole Device Rated 3000 Amps Top Termination 4 Hole RCTV Bottom Termination 4 Hole RCTV ULP Port No Provision For Keylock Locking in all positions Secondary disconnect wiring for auxiliary contacts - Push-in Disconnected: 1 STD and 0 LL CD Contact STD Connected: 1 Std CE Contact Test: 1 STD and 0 LL CT Contact Closing Coil XF Secondary disconnect wiring Shunt trip MX Spring charger motor MCH Wiring for ESM Module Cradle Rejection Kit - Standard Door Escutcheon included as Standard External voltage sensing OFF Push Button - Crank Interlock Standard Production test report | PUR | Cradle with backmold 2CONNJDADNNNNANAAGBBNNNTNWNRCNNNNNNNNNNN 3 Pole Device Rated 3000 Amps Top Termination 4 Hole RCTV Bottom Termination 4 Hole RCTV ULP Port No Provision For Keylock Locking in all positions Secondary disconnect wiring for auxiliary contacts - Push-in Disconnected: 1 STD and 0 LL CD Contact STD Connected: 1 Std CE Contact Test: 1 STD and 0 LL CT Contact Closing Coil XF Secondary disconnect wiring Shunt trip MX Spring charger motor MCH Wiring for ESM Module Cradle Rejection Kit - Standard Door Escutcheon included as Standard External voltage sensing OFF Push Button - Crank Interlock Standard Production test report | EA | EA |  | TRUE |  | P | FXG | 100 | 2027-01-25T00:00:00
134657 | 12 | 3 | States | Champlin | Megan Swymeler | TRUE | 2026-07-09T00:00:00 | 2027-01-04T00:00:00 | 2027-01-04T00:00:00 | 40 | 0 | 40 | 2039.13 | 191678.22 | 55316-3157 | USA | N30 | 44 | SCHNEIDER ELECTRIC USA INC. | 60673-1214 | LLP36400U54XEAAASUYDYP | Molded Case Circuit Breaker LLP36400U54XEAAASUYDYP UL/CSA Rated PowerPact L Frame Lugs ""OFF"" End Terminal Nut Kit ""ON"" End 3 Pole Device 400 Amp Capacity 600 Vac Rated 80% Rated - Standard rated Interrupting Rating 125kA @ 240Vac/100kA @ 480Vac/50kA @ 600Vac Micrologic Energy Trip Unit - LSIG ULP with NSX Cord, 1.3m <= 480V 1 Form C Auxiliary Switch Shunt Trip 30Vdc Handle padlock attachment - ON or OFF positions Test Report | PUR | Molded Case Circuit Breaker LLP36400U54XEAAASUYDYP UL/CSA Rated PowerPact L Frame Lugs ""OFF"" End Terminal Nut Kit ""ON"" End 3 Pole Device 400 Amp Capacity 600 Vac Rated 80% Rated - Standard rated Interrupting Rating 125kA @ 240Vac/100kA @ 480Vac/50kA @ 600Vac Micrologic Energy Trip Unit - LSIG ULP with NSX Cord, 1.3m <= 480V 1 Form C Auxiliary Switch Shunt Trip 30Vdc Handle padlock attachment - ON or OFF positions Test Report | EA | EA |  | TRUE |  | P | FXG | 100
134657 | 16 | 1 | States | Champlin | Megan Swymeler | TRUE | 2026-07-09T00:00:00 | 2026-11-02T00:00:00 | 2026-11-02T00:00:00 | 42 | 0 | 42 | 55.2 | 7783.2 | 55316-3157 | USA | N30 | 44 | SCHNEIDER ELECTRIC USA INC. | 60673-1214 | LV434195 | BREAKER ULP CORD | PUR | BREAKER ULP CORD | EA | EA |  | TRUE |  | P | FXG | 100 | 2026-11-20T00:00:00
134657 | 16 | 3 | States | Champlin | Megan Swymeler | TRUE | 2026-07-09T00:00:00 | 2027-01-04T00:00:00 | 2027-01-04T00:00:00 | 60 | 0 | 60 | 55.2 | 7783.2 | 55316-3157 | USA | N30 | 44 | SCHNEIDER ELECTRIC USA INC. | 60673-1214 | LV434195 | BREAKER ULP CORD | PUR | BREAKER ULP CORD | EA | EA |  | TRUE |  | P | FXG | 100 | 2027-01-25T00:00:00
134657 | 12 | 1 | States | Champlin | Megan Swymeler | TRUE | 2026-07-09T00:00:00 | 2026-11-03T00:00:00 | 2026-11-03T00:00:00 | 28 | 0 | 28 | 2039.13 | 191678.22 | 55316-3157 | USA | N30 | 44 | SCHNEIDER ELECTRIC USA INC. | 60673-1214 | LLP36400U54XEAAASUYDYP | Molded Case Circuit Breaker LLP36400U54XEAAASUYDYP UL/CSA Rated PowerPact L Frame Lugs ""OFF"" End Terminal Nut Kit ""ON"" End 3 Pole Device 400 Amp Capacity 600 Vac Rated 80% Rated - Standard rated Interrupting Rating 125kA @ 240Vac/100kA @ 480Vac/50kA @ 600Vac Micrologic Energy Trip Unit - LSIG ULP with NSX Cord, 1.3m <= 480V 1 Form C Auxiliary Switch Shunt Trip 30Vdc Handle padlock attachment - ON or OFF positions Test Report | PUR | Molded Case Circuit Breaker LLP36400U54XEAAASUYDYP UL/CSA Rated PowerPact L Frame Lugs ""OFF"" End Terminal Nut Kit ""ON"" End 3 Pole Device 400 Amp Capacity 600 Vac Rated 80% Rated - Standard rated Interrupting Rating 125kA @ 240Vac/100kA @ 480Vac/50kA @ 600Vac Micrologic Energy Trip Unit - LSIG ULP with NSX Cord, 1.3m <= 480V 1 Form C Auxiliary Switch Shunt Trip 30Vdc Handle padlock attachment - ON or OFF positions Test Report | EA | EA |  | TRUE |  | P | FXG | 100 | 2027-01-20T00:00:00
134657 | 20 | 4 | States | Champlin | Megan Swymeler | TRUE | 2026-07-09T00:00:00 | 2027-02-02T00:00:00 | 2027-02-02T00:00:00 | 6 | 0 | 6 | 537.6 | 50534.4 | 55316-3157 | USA | N30 | 44 | SCHNEIDER ELECTRIC USA INC. | 60673-1214 | LV848891SP | MDGF SUMMING MODULE | PUR | MDGF SUMMING MODULE | EA | EA |  | TRUE |  | P | FXG | 100 | 2027-02-22T00:00:00
134657 | 22 | 1 | States | Champlin | Megan Swymeler | TRUE | 2026-07-09T00:00:00 | 2027-02-01T00:00:00 | 2027-02-01T00:00:00 | 756 | 0 | 756 | 88.93 | 225704.34 | 55316-3157 | USA | N30 | 44 | SCHNEIDER ELECTRIC USA INC. | 60673-1214 | METSEHDPM400A30 | Split Core Current Transformer HDPM6000, 400 A, 30ft lead | PUR | Split Core Current Transformer HDPM6000, 400 A, 30ft lead | EA | EA |  | TRUE |  | P | FXG | 100 | 2026-11-20T00:00:00
134657 | 9 | 3 | States | Champlin | Megan Swymeler | TRUE | 2026-07-09T00:00:00 | 2027-01-20T00:00:00 | 2027-01-20T00:00:00 | 20 | 0 | 20 | 1411.5 | 66340.5 | 55316-3157 | USA | N30 | 44 | SCHNEIDER ELECTRIC USA INC. | 60673-1214 | JLA36250U53XEAAASUYDYP | Molded Case Circuit Breaker JLA36250U53XEAAASUYDYP UL/CSA Rated PowerPact J Frame Terminations: I Line w/ Standard 250 Amp Capacity 3 Pole Device 600 Vac Rated 80% Rated - Standard rated Interrupting Rating 125kA @ 240Vac/100kA @ 480Vac/50kA @ 600Vac Micrologic Energy Trip Unit - LSI ULP with NSX Cord, 1.3m <= 480V ABC Phasing 1 Form C Auxiliary Switch Shunt Trip 30Vdc Handle padlock attachment - ON or OFF positions Test Report | PUR | Molded Case Circuit Breaker JLA36250U53XEAAASUYDYP UL/CSA Rated PowerPact J Frame Terminations: I Line w/ Standard 250 Amp Capacity 3 Pole Device 600 Vac Rated 80% Rated - Standard rated Interrupting Rating 125kA @ 240Vac/100kA @ 480Vac/50kA @ 600Vac Micrologic Energy Trip Unit - LSI ULP with NSX Cord, 1.3m <= 480V ABC Phasing 1 Form C Auxiliary Switch Shunt Trip 30Vdc Handle padlock attachment - ON or OFF positions Test Report | EA | EA |  | TRUE |  | P | FXG | 100 | 2027-01-25T00:00:00
134657 | 10 | 1 | States | Champlin | Megan Swymeler | TRUE | 2026-07-09T00:00:00 | 2026-12-16T00:00:00 | 2026-11-30T00:00:00 | 28 | 0 | 28 | 1478.13 | 138944.22 | 55316-3157 | USA | N30 | 44 | SCHNEIDER ELECTRIC USA INC. | 60673-1214 | JLP36250U54XEAAASUYDYP | Molded Case Circuit Breaker JLP36250U54XEAAASUYDYP UL/CSA Rated PowerPact J Frame Lugs ""OFF"" End Terminal Nut Kit ""ON"" End 250 Amp Capacity 3 Pole Device 600 Vac Rated 80% Rated - Standard rated Interrupting Rating 125kA @ 240Vac/100kA @ 480Vac/50kA @ 600Vac Micrologic Energy Trip Unit - LSIG ULP with NSX Cord, 1.3m <= 480V 1 Form C Auxiliary Switch Shunt Trip 30Vdc Handle padlock attachment - ON or OFF positions Test Report | PUR | Molded Case Circuit Breaker JLP36250U54XEAAASUYDYP UL/CSA Rated PowerPact J Frame Lugs ""OFF"" End Terminal Nut Kit ""ON"" End 250 Amp Capacity 3 Pole Device 600 Vac Rated 80% Rated - Standard rated Interrupting Rating 125kA @ 240Vac/100kA @ 480Vac/50kA @ 600Vac Micrologic Energy Trip Unit - LSIG ULP with NSX Cord, 1.3m <= 480V 1 Form C Auxiliary Switch Shunt Trip 30Vdc Handle padlock attachment - ON or OFF positions Test Report | EA | EA |  | TRUE |  | P | FXG | 100 | 2026-11-20T00:00:00
134657 | 19 | 3 | States | Champlin | Megan Swymeler | TRUE | 2026-07-09T00:00:00 | 2027-01-01T00:00:00 | 2027-01-01T00:00:00 | 20 | 0 | 20 | 43 | 2021 | 55316-3157 | USA | N30 | 44 | SCHNEIDER ELECTRIC USA INC. | 60673-1214 | LV839294SP | Masterpact MTZ, remote accessories, drawout, mounting bracket kit, MTZ2/3, quantity 10 brackets | PUR | Masterpact MTZ, remote accessories, drawout, mounting bracket kit, MTZ2/3, quantity 10 brackets | EA | EA |  | TRUE |  | P | FXG | 100 | 2027-01-25T00:00:00
134657 | 24 | 4 | States | Champlin | Megan Swymeler | TRUE | 2026-07-09T00:00:00 | 2027-02-02T00:00:00 | 2027-02-02T00:00:00 | 6 | 0 | 6 | 1733.16 | 162917.04 | 55316-3157 | USA | N30 | 44 | SCHNEIDER ELECTRIC USA INC. | 60673-1214 | METSEHDPM6R42 | 42 Ckt Module | PUR | 42 Ckt Module | EA | EA |  | TRUE |  | P | FXG | 100 | 2027-02-22T00:00:00
134657 | 26 | 1 | States | Champlin | Megan Swymeler | TRUE | 2026-07-09T00:00:00 | 2026-10-16T00:00:00 | 2026-10-16T00:00:00 | 94 | 0 | 94 | 8654.53 | 813525.82 | 55316-3157 | USA | N30 | 44 | SCHNEIDER ELECTRIC USA INC. | 60673-1214 | METSEPM8344 | PM8000 Adv tran with RD96 display | PUR | PM8000 Adv tran with RD96 display | EA | EA |  | TRUE |  | P | FXG | 100 | 2026-11-20T00:00:00
134657 | 14 | 3 | States | Champlin | Megan Swymeler | TRUE | 2026-07-09T00:00:00 | 2027-01-04T00:00:00 | 2027-01-04T00:00:00 | 40 | 0 | 40 | 346.5 | 32571 | 55316-3157 | USA | N30 | 44 | SCHNEIDER ELECTRIC USA INC. | 60673-1214 | LV434002 | IFE Ethernet switchboard server, Enerlin'X | PUR | IFE Ethernet switchboard server, Enerlin'X | EA | EA |  | TRUE |  | P | FXG | 100 | 2027-01-25T00:00:00
134657 | 10 | 2 | States | Champlin | Megan Swymeler | TRUE | 2026-07-09T00:00:00 | 2027-01-20T00:00:00 | 2027-01-20T00:00:00 | 20 | 0 | 20 | 1478.13 | 138944.22 | 55316-3157 | USA | N30 | 44 | SCHNEIDER ELECTRIC USA INC. | 60673-1214 | JLP36250U54XEAAASUYDYP | Molded Case Circuit Breaker JLP36250U54XEAAASUYDYP UL/CSA Rated PowerPact J Frame Lugs ""OFF"" End Terminal Nut Kit ""ON"" End 250 Amp Capacity 3 Pole Device 600 Vac Rated 80% Rated - Standard rated Interrupting Rating 125kA @ 240Vac/100kA @ 480Vac/50kA @ 600Vac Micrologic Energy Trip Unit - LSIG ULP with NSX Cord, 1.3m <= 480V 1 Form C Auxiliary Switch Shunt Trip 30Vdc Handle padlock attachment - ON or OFF positions Test Report | PUR | Molded Case Circuit Breaker JLP36250U54XEAAASUYDYP UL/CSA Rated PowerPact J Frame Lugs ""OFF"" End Terminal Nut Kit ""ON"" End 250 Amp Capacity 3 Pole Device 600 Vac Rated 80% Rated - Standard rated Interrupting Rating 125kA @ 240Vac/100kA @ 480Vac/50kA @ 600Vac Micrologic Energy Trip Unit - LSIG ULP with NSX Cord, 1.3m <= 480V 1 Form C Auxiliary Switch Shunt Trip 30Vdc Handle padlock attachment - ON or OFF positions Test Report | EA | EA |  | TRUE |  | P | FXG | 100 | 2026-12-23T00:00:00
134657 | 8 | 4 | States | Champlin | Megan Swymeler | TRUE | 2026-07-09T00:00:00 | 2027-02-02T00:00:00 | 2027-02-02T00:00:00 | 6 | 0 | 6 | 16626.12 | 1562855.28 | 55316-3157 | USA | N30 | 44 | SCHNEIDER ELECTRIC USA INC. | 60673-1214 | FCKSGGNANNANNNNNNGBBNNNTWNARCNNNNCNNNNNA | Drawout Circuit Breaker FCKSGGNANNANNNNNNGBBNNNTWNARCNNNNCNNNNNA Model No. MTZ3-50H 3-Pole UL489/ CSA C22.2 No.5 Rated UL489/ CSA C22.2 No.5 Rated Rated 5000 Amps, 100% Rated AIR - 100kA/100kA/85kA @ 240/480/600 Vac 5000 Amp Sensor Trip Unit Micrologic 6.0 Xi (LSIG) Trip Unit Energy Reduction Maintenance Settings Digital Module Installed Energy Reduction Maintenance Setting selected Trip Unit Wireless Communication has been removed Embedded Ethernet Interface Module ULP Port Wiring 4 OF Contacts (standard) + 4 Additional OF Contacts Spring Charging Motor - 24-30Vdc Shunt Trip - 24-30Vdc Closing Coil - 24-30Vdc Overcurrent Trip (SDE) contact standard Padlockable Push Button Cover No Locking Provision Provided with Padlock attachment Automatic Spring Discharged Interlock Standard External Voltage Sensing Wiring Production Test Report | PUR | Drawout Circuit Breaker FCKSGGNANNANNNNNNGBBNNNTWNARCNNNNCNNNNNA Model No. MTZ3-50H 3-Pole UL489/ CSA C22.2 No.5 Rated UL489/ CSA C22.2 No.5 Rated Rated 5000 Amps, 100% Rated AIR - 100kA/100kA/85kA @ 240/480/600 Vac 5000 Amp Sensor Trip Unit Micrologic 6.0 Xi (LSIG) Trip Unit Energy Reduction Maintenance Settings Digital Module Installed Energy Reduction Maintenance Setting selected Trip Unit Wireless Communication has been removed Embedded Ethernet Interface Module ULP Port Wiring 4 OF Contacts (standard) + 4 Additional OF Contacts Spring Charging Motor - 24-30Vdc Shunt Trip - 24-30Vdc Closing Coil - 24-30Vdc Overcurrent Trip (SDE) contact standard Padlockable Push Button Cover No Locking Provision Provided with Padlock attachment Automatic Spring Discharged Interlock Standard External Voltage Sensing Wiring Production Test Report | EA | EA |  | TRUE |  | P | FXG | 100 | 2027-02-22T00:00:00
134657 | 3 | 3 | States | Champlin | Megan Swymeler | TRUE | 2026-07-09T00:00:00 | 2026-12-18T00:00:00 | 2026-12-18T00:00:00 | 40 | 0 | 40 | 5818.54 | 546942.76 | 55316-3157 | USA | N30 | 44 | SCHNEIDER ELECTRIC USA INC. | 60673-1214 | 3CKNNJDDDNNNNANANGBBNNNTNWNRCNNNNNNNNNNN | Cradle with backmold 3CKNNJDDDNNNNANANGBBNNNTNWNRCNNNNNNNNNNN 3 Pole Device Rated 5000 Amps Top Termination 4 Hole RCTV Bottom Termination 4 Hole RCTV Embedded Ethernet Interface Module ULP Port No Provision For Keylock Locking in all positions Secondary disconnect wiring for auxiliary contacts - Push-in Disconnected: 1 STD and 0 LL CD Contact STD Connected: 1 Std CE Contact Closing Coil XF Secondary disconnect wiring Shunt trip MX Spring charger motor MCH Wiring for ESM Module Cradle Rejection Kit - Standard Door Escutcheon included as Standard External voltage sensing OFF Push Button - Crank Interlock Standard Production test report | PUR | Cradle with backmold 3CKNNJDDDNNNNANANGBBNNNTNWNRCNNNNNNNNNNN 3 Pole Device Rated 5000 Amps Top Termination 4 Hole RCTV Bottom Termination 4 Hole RCTV Embedded Ethernet Interface Module ULP Port No Provision For Keylock Locking in all positions Secondary disconnect wiring for auxiliary contacts - Push-in Disconnected: 1 STD and 0 LL CD Contact STD Connected: 1 Std CE Contact Closing Coil XF Secondary disconnect wiring Shunt trip MX Spring charger motor MCH Wiring for ESM Module Cradle Rejection Kit - Standard Door Escutcheon included as Standard External voltage sensing OFF Push Button - Crank Interlock Standard Production test report | EA | EA |  | TRUE |  | P | FXG | 100 | 2027-01-25T00:00:00
134657 | 10 | 3 | States | Champlin | Megan Swymeler | TRUE | 2026-07-09T00:00:00 | 2027-01-20T00:00:00 | 2027-01-20T00:00:00 | 40 | 0 | 40 | 1478.13 | 138944.22 | 55316-3157 | USA | N30 | 44 | SCHNEIDER ELECTRIC USA INC. | 60673-1214 | JLP36250U54XEAAASUYDYP | Molded Case Circuit Breaker JLP36250U54XEAAASUYDYP UL/CSA Rated PowerPact J Frame Lugs ""OFF"" End Terminal Nut Kit ""ON"" End 250 Amp Capacity 3 Pole Device 600 Vac Rated 80% Rated - Standard rated Interrupting Rating 125kA @ 240Vac/100kA @ 480Vac/50kA @ 600Vac Micrologic Energy Trip Unit - LSIG ULP with NSX Cord, 1.3m <= 480V 1 Form C Auxiliary Switch Shunt Trip 30Vdc Handle padlock attachment - ON or OFF positions Test Report | PUR | Molded Case Circuit Breaker JLP36250U54XEAAASUYDYP UL/CSA Rated PowerPact J Frame Lugs ""OFF"" End Terminal Nut Kit ""ON"" End 250 Amp Capacity 3 Pole Device 600 Vac Rated 80% Rated - Standard rated Interrupting Rating 125kA @ 240Vac/100kA @ 480Vac/50kA @ 600Vac Micrologic Energy Trip Unit - LSIG ULP with NSX Cord, 1.3m <= 480V 1 Form C Auxiliary Switch Shunt Trip 30Vdc Handle padlock attachment - ON or OFF positions Test Report | EA | EA |  | TRUE |  | P | FXG | 100 | 2027-01-25T00:00:00
134657 | 29 | 1 | States | Champlin | Megan Swymeler | TRUE | 2026-07-09T00:00:00 | 2026-12-18T00:00:00 | 2026-12-18T00:00:00 | 94 | 0 | 94 | 4339.63 | 407925.22 | 55316-3157 | USA | N30 | 44 | SCHNEIDER ELECTRIC USA INC. | 60673-1214 | RLF36160U64AE1AASKYDYP | Molded Case Circuit Breaker RLF36160U64AE1AASKYDYP UL/CSA Rated PowerPact R Frame Termination: No Lugs 1600 Amp Capacity 3 Pole Device 600 Vac Rated 80% Rated - Standard rated Interrupting Rating 125kA @ 240Vac/100kA @ 480Vac/50kA @ 600Vac Micrologic Power Trip Unit - LSIG UL Rating Plug A Modbus Communications 1 Form C Auxiliary Switch Shunt Trip 24Vac/24-30Vdc Handle padlock attachment - ON or OFF positions Test Report | PUR | Molded Case Circuit Breaker RLF36160U64AE1AASKYDYP UL/CSA Rated PowerPact R Frame Termination: No Lugs 1600 Amp Capacity 3 Pole Device 600 Vac Rated 80% Rated - Standard rated Interrupting Rating 125kA @ 240Vac/100kA @ 480Vac/50kA @ 600Vac Micrologic Power Trip Unit - LSIG UL Rating Plug A Modbus Communications 1 Form C Auxiliary Switch Shunt Trip 24Vac/24-30Vdc Handle padlock attachment - ON or OFF positions Test Report | EA | EA |  | TRUE |  | P | FXG | 100 | 2026-11-20T00:00:00
134657 | 20 | 3 | States | Champlin | Megan Swymeler | TRUE | 2026-07-09T00:00:00 | 2027-01-04T00:00:00 | 2027-01-04T00:00:00 | 40 | 0 | 40 | 537.6 | 50534.4 | 55316-3157 | USA | N30 | 44 | SCHNEIDER ELECTRIC USA INC. | 60673-1214 | LV848891SP | MDGF SUMMING MODULE | PUR | MDGF SUMMING MODULE | EA | EA |  | TRUE |  | P | FXG | 100 | 2027-01-25T00:00:00
134657 | 1 | 2 | States | Champlin | Megan Swymeler | TRUE | 2026-07-09T00:00:00 | 2026-12-18T00:00:00 | 2026-12-18T00:00:00 | 60 | 0 | 60 | 1425.2 | 401906.4 | 55316-3157 | USA | N30 | 44 | SCHNEIDER ELECTRIC USA INC. | 60673-1214 | 2CGNNJDADNNNNANAAGBBNNNTNWNRCNNNNNNNNNNN | "Cradle with backmold 2CGNNJDADNNNNANAAGBBNNNTNWNRCNNNNNNNNNNN 3 Pole Device Rated 2000 Amps Top Termination 4 Hole RCTV Bottom Termination 4 Hole RCTV ULP Port No Provision For Keylock Locking in all positions Secondary disconnect wiring for auxiliary contacts - Push-in Disconnected: 1 STD and 0 LL CD Contact STD Connected: 1 Std CE Contact Test: 1 STD and 0 LL CT Contact Closing Coil XF Secondary disconnect wiring Shunt trip MX Spring charger motor MCH Wiring for ESM Module Cradle Rejection Kit - Standard Door Escutcheon included as Standard External voltage sensing OFF Push Button - Crank Interlock Standard Production test report" | PUR | "Cradle with backmold 2CGNNJDADNNNNANAAGBBNNNTNWNRCNNNNNNNNNNN 3 Pole Device Rated 2000 Amps Top Termination 4 Hole RCTV Bottom Termination 4 Hole RCTV ULP Port No Provision For Keylock Locking in all positions Secondary disconnect wiring for auxiliary contacts - Push-in Disconnected: 1 STD and 0 LL CD Contact STD Connected: 1 Std CE Contact Test: 1 STD and 0 LL CT Contact Closing Coil XF Secondary disconnect wiring Shunt trip MX Spring charger motor MCH Wiring for ESM Module Cradle Rejection Kit - Standard Door Escutcheon included as Standard External voltage sensing OFF Push Button - Crank Interlock Standard Production test report" | EA | EA |  | TRUE |  | P | FXG | 100 | 2026-12-23T00:00:00
134657 | 1 | 4 | States | Champlin | Megan Swymeler | TRUE | 2026-07-09T00:00:00 | 2026-12-18T00:00:00 | 2026-12-18T00:00:00 | 18 | 0 | 18 | 1425.2 | 401906.4 | 55316-3157 | USA | N30 | 44 | SCHNEIDER ELECTRIC USA INC. | 60673-1214 | 2CGNNJDADNNNNANAAGBBNNNTNWNRCNNNNNNNNNNN | "Cradle with backmold 2CGNNJDADNNNNANAAGBBNNNTNWNRCNNNNNNNNNNN 3 Pole Device Rated 2000 Amps Top Termination 4 Hole RCTV Bottom Termination 4 Hole RCTV ULP Port No Provision For Keylock Locking in all positions Secondary disconnect wiring for auxiliary contacts - Push-in Disconnected: 1 STD and 0 LL CD Contact STD Connected: 1 Std CE Contact Test: 1 STD and 0 LL CT Contact Closing Coil XF Secondary disconnect wiring Shunt trip MX Spring charger motor MCH Wiring for ESM Module Cradle Rejection Kit - Standard Door Escutcheon included as Standard External voltage sensing OFF Push Button - Crank Interlock Standard Production test report" | PUR | "Cradle with backmold 2CGNNJDADNNNNANAAGBBNNNTNWNRCNNNNNNNNNNN 3 Pole Device Rated 2000 Amps Top Termination 4 Hole RCTV Bottom Termination 4 Hole RCTV ULP Port No Provision For Keylock Locking in all positions Secondary disconnect wiring for auxiliary contacts - Push-in Disconnected: 1 STD and 0 LL CD Contact STD Connected: 1 Std CE Contact Test: 1 STD and 0 LL CT Contact Closing Coil XF Secondary disconnect wiring Shunt trip MX Spring charger motor MCH Wiring for ESM Module Cradle Rejection Kit - Standard Door Escutcheon included as Standard External voltage sensing OFF Push Button - Crank Interlock Standard Production test report" | EA | EA |  | TRUE |  | P | FXG | 100 | 2027-02-22T00:00:00
134657 | 23 | 3 | States | Champlin | Megan Swymeler | TRUE | 2026-07-09T00:00:00 | 2027-01-04T00:00:00 | 2027-01-04T00:00:00 | 40 | 0 | 40 | 1120.2 | 105298.8 | 55316-3157 | USA | N30 | 44 | SCHNEIDER ELECTRIC USA INC. | 60673-1214 | METSEHDPM6HMI4 | HDPM 4.3” Color Touchscreen HMI | PUR | HDPM 4.3” Color Touchscreen HMI | EA | EA |  | TRUE |  | P | FXG | 100 | 2027-01-25T00:00:00
134657 | 14 | 4 | States | Champlin | Megan Swymeler | TRUE | 2026-07-09T00:00:00 | 2027-02-02T00:00:00 | 2027-02-02T00:00:00 | 6 | 0 | 6 | 346.5 | 32571 | 55316-3157 | USA | N30 | 44 | SCHNEIDER ELECTRIC USA INC. | 60673-1214 | LV434002 | IFE Ethernet switchboard server, Enerlin'X | PUR | IFE Ethernet switchboard server, Enerlin'X | EA | EA |  | TRUE |  | P | FXG | 100 | 2027-02-22T00:00:00
134657 | 17 | 4 | States | Champlin | Megan Swymeler | TRUE | 2026-07-09T00:00:00 | 2027-02-02T00:00:00 | 2027-02-02T00:00:00 | 48 | 0 | 48 | 114 | 85728 | 55316-3157 | USA | N30 | 44 | SCHNEIDER ELECTRIC USA INC. | 60673-1214 | LV833579SP | CB MDGF/SGR CURRENT TRANSFORMER | SRPP | CB MDGF/SGR CURRENT TRANSFORMER | EA | EA |  | TRUE |  | P | FXG | 100 | 2027-02-22T00:00:00
134657 | 11 | 1 | States | Champlin | Megan Swymeler | TRUE | 2026-07-09T00:00:00 | 2026-10-30T00:00:00 | 2026-10-30T00:00:00 | 330 | 0 | 330 | 1600.75 | 1504705 | 55316-3157 | USA | N30 | 44 | SCHNEIDER ELECTRIC USA INC. | 60673-1214 | LLP36400CU33XAAYDYP | Molded Case Circuit Breaker LLP36400CU33XAAYDYP UL/CSA Rated PowerPact L Frame Lugs ""OFF"" End Terminal Nut Kit ""ON"" End 3 Pole Device 400 Amp Capacity 600 Vac Rated 100% Rated Interrupting Rating 125kA @ 240Vac/100kA @ 480Vac/50kA @ 600Vac Micrologic Basic Trip Unit - LSI 1 Form C Auxiliary Switch Handle padlock attachment - ON or OFF positions Test Report | PUR | Molded Case Circuit Breaker LLP36400CU33XAAYDYP UL/CSA Rated PowerPact L Frame Lugs ""OFF"" End Terminal Nut Kit ""ON"" End 3 Pole Device 400 Amp Capacity 600 Vac Rated 100% Rated Interrupting Rating 125kA @ 240Vac/100kA @ 480Vac/50kA @ 600Vac Micrologic Basic Trip Unit - LSI 1 Form C Auxiliary Switch Handle padlock attachment - ON or OFF positions Test Report | EA | EA |  | TRUE |  | P | FXG | 100 | 2026-11-20T00:00:00
134657 | 7 | 1 | States | Champlin | Megan Swymeler | TRUE | 2026-07-09T00:00:00 | 2026-11-02T00:00:00 | 2026-11-02T00:00:00 | 182 | 80 | 102 | 712.39 | 267858.64 | 55316-3157 | USA | N30 | 44 | SCHNEIDER ELECTRIC USA INC. | 60673-1214 | EMS59440 | Kit of 3 self-powered thermal sensor TH110 with velcro strap | PUR | Kit of 3 self-powered thermal sensor TH110 with velcro strap | EA | EA |  | TRUE |  | P | FXG | 100 | 2026-11-20T00:00:00
134657 | 2 | 2 | States | Champlin | Megan Swymeler | TRUE | 2026-07-09T00:00:00 | 2026-12-18T00:00:00 | 2026-12-18T00:00:00 | 20 | 0 | 20 | 1940.54 | 182410.76 | 55316-3157 | USA | N30 | 44 | SCHNEIDER ELECTRIC USA INC. | 60673-1214 | 2CONNJDADNNNNANAAGBBNNNTNWNRCNNNNNNNNNNN | Cradle with backmold 2CONNJDADNNNNANAAGBBNNNTNWNRCNNNNNNNNNNN 3 Pole Device Rated 3000 Amps Top Termination 4 Hole RCTV Bottom Termination 4 Hole RCTV ULP Port No Provision For Keylock Locking in all positions Secondary disconnect wiring for auxiliary contacts - Push-in Disconnected: 1 STD and 0 LL CD Contact STD Connected: 1 Std CE Contact Test: 1 STD and 0 LL CT Contact Closing Coil XF Secondary disconnect wiring Shunt trip MX Spring charger motor MCH Wiring for ESM Module Cradle Rejection Kit - Standard Door Escutcheon included as Standard External voltage sensing OFF Push Button - Crank Interlock Standard Production test report | PUR | Cradle with backmold 2CONNJDADNNNNANAAGBBNNNTNWNRCNNNNNNNNNNN 3 Pole Device Rated 3000 Amps Top Termination 4 Hole RCTV Bottom Termination 4 Hole RCTV ULP Port No Provision For Keylock Locking in all positions Secondary disconnect wiring for auxiliary contacts - Push-in Disconnected: 1 STD and 0 LL CD Contact STD Connected: 1 Std CE Contact Test: 1 STD and 0 LL CT Contact Closing Coil XF Secondary disconnect wiring Shunt trip MX Spring charger motor MCH Wiring for ESM Module Cradle Rejection Kit - Standard Door Escutcheon included as Standard External voltage sensing OFF Push Button - Crank Interlock Standard Production test report | EA | EA |  | TRUE |  | P | FXG | 100 | 2026-12-23T00:00:00
134657 | 19 | 1 | States | Champlin | Megan Swymeler | TRUE | 2026-07-09T00:00:00 | 2026-11-02T00:00:00 | 2026-11-02T00:00:00 | 14 | 0 | 14 | 43 | 2021 | 55316-3157 | USA | N30 | 44 | SCHNEIDER ELECTRIC USA INC. | 60673-1214 | LV839294SP | Masterpact MTZ, remote accessories, drawout, mounting bracket kit, MTZ2/3, quantity 10 brackets | PUR | Masterpact MTZ, remote accessories, drawout, mounting bracket kit, MTZ2/3, quantity 10 brackets | EA | EA |  | TRUE |  | P | FXG | 100 | 2026-11-20T00:00:00
133166 | 1 | 4 | States | Champlin | Megan Swymeler | TRUE | 2026-05-11T00:00:00 | 2026-09-28T00:00:00 | 2026-09-28T00:00:00 | 20 | 0 | 20 | 1249.65 | 188697.15 | 55316-3157 | USA | N30 | 44 | SCHNEIDER ELECTRIC USA INC. | 60673-1214 | IMB43 | SPD Type 1 IMB 300KA 480Y 277V 3P4W (480Y/277V series also applies to the following voltages 380Y/220V, 400Y/230V and 415Y/240V) ( Can be used on 3-wire grounded Wye systems without neutral. Jumper the neutral and ground lugs using 10AWG wire) | PUR | SPD Type 1 IMB 300KA 480Y 277V 3P4W (480Y/277V series also applies to the following voltages 380Y/220V, 400Y/230V and 415Y/240V) ( Can be used on 3-wire grounded Wye systems without neutral. Jumper the neutral and ground lugs using 10AWG wire) | EA | EA |  | TRUE |  | P | FXG | 100
133166 | 1 | 3 | States | Champlin | Megan Swymeler | TRUE | 2026-05-11T00:00:00 | 2026-09-22T00:00:00 | 2026-09-03T00:00:00 | 37 | 0 | 37 | 1249.65 | 188697.15 | 55316-3157 | USA | N30 | 44 | SCHNEIDER ELECTRIC USA INC. | 60673-1214 | IMB43 | SPD Type 1 IMB 300KA 480Y 277V 3P4W (480Y/277V series also applies to the following voltages 380Y/220V, 400Y/230V and 415Y/240V) ( Can be used on 3-wire grounded Wye systems without neutral. Jumper the neutral and ground lugs using 10AWG wire) | PUR | SPD Type 1 IMB 300KA 480Y 277V 3P4W (480Y/277V series also applies to the following voltages 380Y/220V, 400Y/230V and 415Y/240V) ( Can be used on 3-wire grounded Wye systems without neutral. Jumper the neutral and ground lugs using 10AWG wire) | EA | EA |  | TRUE |  | P | FXG | 100
134534 | 10 | 1 | States | Champlin | Megan Swymeler | TRUE | 2026-07-06T00:00:00 | 2027-01-14T00:00:00 | 2027-01-11T00:00:00 | 2 | 0 | 2 | 1478.13 | 2956.26 | 55316-3157 | USA | N30 | 44 | SCHNEIDER ELECTRIC USA INC. | 60673-1214 | JLP36250U54XEAAASUYDYP | Molded Case Circuit Breaker JLP36250U54XEAAASUYDYP UL/CSA Rated PowerPact J Frame Lugs ""OFF"" End Terminal Nut Kit ""ON"" End 250 Amp Capacity 3 Pole Device 600 Vac Rated 80% Rated - Standard rated Interrupting Rating 125kA @ 240Vac/100kA @ 480Vac/50kA @ 600Vac Micrologic Energy Trip Unit - LSIG ULP with NSX Cord, 1.3m <= 480V 1 Form C Auxiliary Switch Shunt Trip 30Vdc Handle padlock attachment - ON or OFF positions Test Report | PUR | Molded Case Circuit Breaker JLP36250U54XEAAASUYDYP UL/CSA Rated PowerPact J Frame Lugs ""OFF"" End Terminal Nut Kit ""ON"" End 250 Amp Capacity 3 Pole Device 600 Vac Rated 80% Rated - Standard rated Interrupting Rating 125kA @ 240Vac/100kA @ 480Vac/50kA @ 600Vac Micrologic Energy Trip Unit - LSIG ULP with NSX Cord, 1.3m <= 480V 1 Form C Auxiliary Switch Shunt Trip 30Vdc Handle padlock attachment - ON or OFF positions Test Report | EA | EA |  | TRUE |  | P | FXG | 100
134534 | 12 | 1 | States | Champlin | Megan Swymeler | TRUE | 2026-07-06T00:00:00 | 2026-09-18T00:00:00 | 2026-08-17T00:00:00 | 2 | 0 | 2 | 2039.13 | 4078.26 | 55316-3157 | USA | N30 | 44 | SCHNEIDER ELECTRIC USA INC. | 60673-1214 | LLP36400U54XEAAASUYDYP | Molded Case Circuit Breaker LLP36400U54XEAAASUYDYP UL/CSA Rated PowerPact L Frame Lugs ""OFF"" End Terminal Nut Kit ""ON"" End 3 Pole Device 400 Amp Capacity 600 Vac Rated 80% Rated - Standard rated Interrupting Rating 125kA @ 240Vac/100kA @ 480Vac/50kA @ 600Vac Micrologic Energy Trip Unit - LSIG ULP with NSX Cord, 1.3m <= 480V 1 Form C Auxiliary Switch Shunt Trip 30Vdc Handle padlock attachment - ON or OFF positions Test Report | PUR | Molded Case Circuit Breaker LLP36400U54XEAAASUYDYP UL/CSA Rated PowerPact L Frame Lugs ""OFF"" End Terminal Nut Kit ""ON"" End 3 Pole Device 400 Amp Capacity 600 Vac Rated 80% Rated - Standard rated Interrupting Rating 125kA @ 240Vac/100kA @ 480Vac/50kA @ 600Vac Micrologic Energy Trip Unit - LSIG ULP with NSX Cord, 1.3m <= 480V 1 Form C Auxiliary Switch Shunt Trip 30Vdc Handle padlock attachment - ON or OFF positions Test Report | EA | EA |  | TRUE |  | P | FXG | 100
134534 | 6 | 1 | States | Champlin | Megan Swymeler | TRUE | 2026-07-06T00:00:00 | 2026-09-18T00:00:00 | 2026-11-11T00:00:00 | 2 | 0 | 2 | 10199.28 | 20398.56 | 55316-3157 | USA | N30 | 44 | SCHNEIDER ELECTRIC USA INC. | 60673-1214 | ECOLGGNANNANNNNNNGBBNNNTMNARCNNNNCNNNNNA | Drawout Circuit Breaker ECOLGGNANNANNNNNNGBBNNNTMNARCNNNNCNNNNNA Model No. MTZ2-30H 3-Pole UL489/ CSA C22.2 No.5 Rated UL489/ CSA C22.2 No.5 Rated Rated 3000 Amps, 100% Rated AIR - 100kA/100kA/85kA @ 240/480/600 Vac 2500 Amp Sensor Trip Unit Micrologic 6.0 Xi (LSIG) Trip Unit Energy Reduction Maintenance Settings Digital Module Installed Energy Reduction Maintenance Setting selected Trip Unit Wireless Communication has been removed Ethernet Interface Module w/ Gateway ULP Port Wiring 4 OF Contacts (standard) + 4 Additional OF Contacts Spring Charging Motor - 24-30Vdc Shunt Trip - 24-30Vdc Closing Coil - 24-30Vdc Overcurrent Trip (SDE) contact standard Padlockable Push Button Cover Provision Only For Kirk - No locks supplied with Padlock attachment Automatic Spring Discharged Interlock Standard External Voltage Sensing Wiring Production Test Report | PUR | Drawout Circuit Breaker ECOLGGNANNANNNNNNGBBNNNTMNARCNNNNCNNNNNA Model No. MTZ2-30H 3-Pole UL489/ CSA C22.2 No.5 Rated UL489/ CSA C22.2 No.5 Rated Rated 3000 Amps, 100% Rated AIR - 100kA/100kA/85kA @ 240/480/600 Vac 2500 Amp Sensor Trip Unit Micrologic 6.0 Xi (LSIG) Trip Unit Energy Reduction Maintenance Settings Digital Module Installed Energy Reduction Maintenance Setting selected Trip Unit Wireless Communication has been removed Ethernet Interface Module w/ Gateway ULP Port Wiring 4 OF Contacts (standard) + 4 Additional OF Contacts Spring Charging Motor - 24-30Vdc Shunt Trip - 24-30Vdc Closing Coil - 24-30Vdc Overcurrent Trip (SDE) contact standard Padlockable Push Button Cover Provision Only For Kirk - No locks supplied with Padlock attachment Automatic Spring Discharged Interlock Standard External Voltage Sensing Wiring Production Test Report | EA | EA |  | TRUE |  | P | FXG | 100
134534 | 8 | 1 | States | Champlin | Megan Swymeler | TRUE | 2026-07-06T00:00:00 | 2026-11-19T00:00:00 | 2026-11-04T00:00:00 | 2 | 0 | 2 | 16626.12 | 33252.24 | 55316-3157 | USA | N30 | 44 | SCHNEIDER ELECTRIC USA INC. | 60673-1214 | FCKSGGNANNANNNNNNGBBNNNTWNARCNNNNCNNNNNA | Drawout Circuit Breaker FCKSGGNANNANNNNNNGBBNNNTWNARCNNNNCNNNNNA Model No. MTZ3-50H 3-Pole UL489/ CSA C22.2 No.5 Rated UL489/ CSA C22.2 No.5 Rated Rated 5000 Amps, 100% Rated AIR - 100kA/100kA/85kA @ 240/480/600 Vac 5000 Amp Sensor Trip Unit Micrologic 6.0 Xi (LSIG) Trip Unit Energy Reduction Maintenance Settings Digital Module Installed Energy Reduction Maintenance Setting selected Trip Unit Wireless Communication has been removed Embedded Ethernet Interface Module ULP Port Wiring 4 OF Contacts (standard) + 4 Additional OF Contacts Spring Charging Motor - 24-30Vdc Shunt Trip - 24-30Vdc Closing Coil - 24-30Vdc Overcurrent Trip (SDE) contact standard Padlockable Push Button Cover No Locking Provision Provided with Padlock attachment Automatic Spring Discharged Interlock Standard External Voltage Sensing Wiring Production Test Report | PUR | Drawout Circuit Breaker FCKSGGNANNANNNNNNGBBNNNTWNARCNNNNCNNNNNA Model No. MTZ3-50H 3-Pole UL489/ CSA C22.2 No.5 Rated UL489/ CSA C22.2 No.5 Rated Rated 5000 Amps, 100% Rated AIR - 100kA/100kA/85kA @ 240/480/600 Vac 5000 Amp Sensor Trip Unit Micrologic 6.0 Xi (LSIG) Trip Unit Energy Reduction Maintenance Settings Digital Module Installed Energy Reduction Maintenance Setting selected Trip Unit Wireless Communication has been removed Embedded Ethernet Interface Module ULP Port Wiring 4 OF Contacts (standard) + 4 Additional OF Contacts Spring Charging Motor - 24-30Vdc Shunt Trip - 24-30Vdc Closing Coil - 24-30Vdc Overcurrent Trip (SDE) contact standard Padlockable Push Button Cover No Locking Provision Provided with Padlock attachment Automatic Spring Discharged Interlock Standard External Voltage Sensing Wiring Production Test Report | EA | EA |  | TRUE |  | P | FXG | 100
134534 | 2 | 1 | States | Champlin | Megan Swymeler | TRUE | 2026-07-06T00:00:00 | 2026-12-03T00:00:00 | 2026-12-03T00:00:00 | 2 | 0 | 2 | 1940.54 | 3881.08 | 55316-3157 | USA | N30 | 44 | SCHNEIDER ELECTRIC USA INC. | 60673-1214 | 2CONNJDADNNNNANAAGBBNNNTNWNRCNNNNNNNNNNN | Cradle with backmold 2CONNJDADNNNNANAAGBBNNNTNWNRCNNNNNNNNNNN 3 Pole Device Rated 3000 Amps Top Termination 4 Hole RCTV Bottom Termination 4 Hole RCTV ULP Port No Provision For Keylock Locking in all positions Secondary disconnect wiring for auxiliary contacts - Push-in Disconnected: 1 STD and 0 LL CD Contact STD Connected: 1 Std CE Contact Test: 1 STD and 0 LL CT Contact Closing Coil XF Secondary disconnect wiring Shunt trip MX Spring charger motor MCH Wiring for ESM Module Cradle Rejection Kit - Standard Door Escutcheon included as Standard External voltage sensing OFF Push Button - Crank Interlock Standard Production test report | PUR | Cradle with backmold 2CONNJDADNNNNANAAGBBNNNTNWNRCNNNNNNNNNNN 3 Pole Device Rated 3000 Amps Top Termination 4 Hole RCTV Bottom Termination 4 Hole RCTV ULP Port No Provision For Keylock Locking in all positions Secondary disconnect wiring for auxiliary contacts - Push-in Disconnected: 1 STD and 0 LL CD Contact STD Connected: 1 Std CE Contact Test: 1 STD and 0 LL CT Contact Closing Coil XF Secondary disconnect wiring Shunt trip MX Spring charger motor MCH Wiring for ESM Module Cradle Rejection Kit - Standard Door Escutcheon included as Standard External voltage sensing OFF Push Button - Crank Interlock Standard Production test report | EA | EA |  | TRUE |  | P | FXG | 100
134534 | 9 | 1 | States | Champlin | Megan Swymeler | TRUE | 2026-07-06T00:00:00 | 2027-01-14T00:00:00 | 2027-01-11T00:00:00 | 1 | 0 | 1 | 1411.5 | 1411.5 | 55316-3157 | USA | N30 | 44 | SCHNEIDER ELECTRIC USA INC. | 60673-1214 | JLA36250U53XEAAASUYDYP | Molded Case Circuit Breaker JLA36250U53XEAAASUYDYP UL/CSA Rated PowerPact J Frame Terminations: I Line w/ Standard 250 Amp Capacity 3 Pole Device 600 Vac Rated 80% Rated - Standard rated Interrupting Rating 125kA @ 240Vac/100kA @ 480Vac/50kA @ 600Vac Micrologic Energy Trip Unit - LSI ULP with NSX Cord, 1.3m <= 480V ABC Phasing 1 Form C Auxiliary Switch Shunt Trip 30Vdc Handle padlock attachment - ON or OFF positions Test Report | PUR | Molded Case Circuit Breaker JLA36250U53XEAAASUYDYP UL/CSA Rated PowerPact J Frame Terminations: I Line w/ Standard 250 Amp Capacity 3 Pole Device 600 Vac Rated 80% Rated - Standard rated Interrupting Rating 125kA @ 240Vac/100kA @ 480Vac/50kA @ 600Vac Micrologic Energy Trip Unit - LSI ULP with NSX Cord, 1.3m <= 480V ABC Phasing 1 Form C Auxiliary Switch Shunt Trip 30Vdc Handle padlock attachment - ON or OFF positions Test Report | EA | EA |  | TRUE |  | P | FXG | 100
134534 | 30 | 1 | States | Champlin | Megan Swymeler | TRUE | 2026-07-06T00:00:00 | 2026-09-18T00:00:00 | 2026-09-17T00:00:00 | 3 | 0 | 3 | 2229.63 | 6688.89 | 55316-3157 | USA | N30 | 44 | SCHNEIDER ELECTRIC USA INC. | 60673-1214 | LLA36400U54XEHAASOYDYP | Molded Case Circuit Breaker LLA36400U54XEHAASOYDYP UL/CSA Rated PowerPact L Frame Terminations: I Line w/ Standard 3 Pole Device 400 Amp Capacity 600 Vac Rated 80% Rated - Standard rated Interrupting Rating 125kA @ 240Vac/100kA @ 480Vac/50kA @ 600Vac Micrologic Energy Trip Unit - LSIG ULP with BSCM and NSX Cord, 3.0m <= 480V ABC Phasing 1 Form C Auxiliary Switch Shunt Trip 24Vdc Handle padlock attachment - ON or OFF positions Test Report | PUR | Molded Case Circuit Breaker LLA36400U54XEHAASOYDYP UL/CSA Rated PowerPact L Frame Terminations: I Line w/ Standard 3 Pole Device 400 Amp Capacity 600 Vac Rated 80% Rated - Standard rated Interrupting Rating 125kA @ 240Vac/100kA @ 480Vac/50kA @ 600Vac Micrologic Energy Trip Unit - LSIG ULP with BSCM and NSX Cord, 3.0m <= 480V ABC Phasing 1 Form C Auxiliary Switch Shunt Trip 24Vdc Handle padlock attachment - ON or OFF positions Test Report | EA | EA |  | TRUE |  | P | FXG | 100 | 2026-09-24T00:00:00
134534 | 1 | 1 | States | Champlin | Megan Swymeler | TRUE | 2026-07-06T00:00:00 | 2026-12-03T00:00:00 | 2026-12-03T00:00:00 | 6 | 0 | 6 | 1425.2 | 8551.2 | 55316-3157 | USA | N30 | 44 | SCHNEIDER ELECTRIC USA INC. | 60673-1214 | 2CGNNJDADNNNNANAAGBBNNNTNWNRCNNNNNNNNNNN | "Cradle with backmold 2CGNNJDADNNNNANAAGBBNNNTNWNRCNNNNNNNNNNN 3 Pole Device Rated 2000 Amps Top Termination 4 Hole RCTV Bottom Termination 4 Hole RCTV ULP Port No Provision For Keylock Locking in all positions Secondary disconnect wiring for auxiliary contacts - Push-in Disconnected: 1 STD and 0 LL CD Contact STD Connected: 1 Std CE Contact Test: 1 STD and 0 LL CT Contact Closing Coil XF Secondary disconnect wiring Shunt trip MX Spring charger motor MCH Wiring for ESM Module Cradle Rejection Kit - Standard Door Escutcheon included as Standard External voltage sensing OFF Push Button - Crank Interlock Standard Production test report" | PUR | "Cradle with backmold 2CGNNJDADNNNNANAAGBBNNNTNWNRCNNNNNNNNNNN 3 Pole Device Rated 2000 Amps Top Termination 4 Hole RCTV Bottom Termination 4 Hole RCTV ULP Port No Provision For Keylock Locking in all positions Secondary disconnect wiring for auxiliary contacts - Push-in Disconnected: 1 STD and 0 LL CD Contact STD Connected: 1 Std CE Contact Test: 1 STD and 0 LL CT Contact Closing Coil XF Secondary disconnect wiring Shunt trip MX Spring charger motor MCH Wiring for ESM Module Cradle Rejection Kit - Standard Door Escutcheon included as Standard External voltage sensing OFF Push Button - Crank Interlock Standard Production test report" | EA | EA |  | TRUE |  | P | FXG | 100
134534 | 18 | 1 | States | Champlin | Megan Swymeler | TRUE | 2026-07-06T00:00:00 | 2027-01-11T00:00:00 | 2027-01-11T00:00:00 | 1 | 0 | 1 | 4300 | 4300 | 55316-3157 | USA | N30 | 44 | SCHNEIDER ELECTRIC USA INC. | 60673-1214 | LV839292SP | MasterPacT MTZ Remote Racking Device for MTZ 2,3 | PUR | MasterPacT MTZ Remote Racking Device for MTZ 2,3 | EA | EA |  | TRUE |  | P | FXG | 100
134534 | 3 | 1 | States | Champlin | Megan Swymeler | TRUE | 2026-07-06T00:00:00 | 2026-12-03T00:00:00 | 2026-12-03T00:00:00 | 2 | 0 | 2 | 5818.54 | 11637.08 | 55316-3157 | USA | N30 | 44 | SCHNEIDER ELECTRIC USA INC. | 60673-1214 | 3CKNNJDDDNNNNANANGBBNNNTNWNRCNNNNNNNNNNN | Cradle with backmold 3CKNNJDDDNNNNANANGBBNNNTNWNRCNNNNNNNNNNN 3 Pole Device Rated 5000 Amps Top Termination 4 Hole RCTV Bottom Termination 4 Hole RCTV Embedded Ethernet Interface Module ULP Port No Provision For Keylock Locking in all positions Secondary disconnect wiring for auxiliary contacts - Push-in Disconnected: 1 STD and 0 LL CD Contact STD Connected: 1 Std CE Contact Closing Coil XF Secondary disconnect wiring Shunt trip MX Spring charger motor MCH Wiring for ESM Module Cradle Rejection Kit - Standard Door Escutcheon included as Standard External voltage sensing OFF Push Button - Crank Interlock Standard Production test report | PUR | Cradle with backmold 3CKNNJDDDNNNNANANGBBNNNTNWNRCNNNNNNNNNNN 3 Pole Device Rated 5000 Amps Top Termination 4 Hole RCTV Bottom Termination 4 Hole RCTV Embedded Ethernet Interface Module ULP Port No Provision For Keylock Locking in all positions Secondary disconnect wiring for auxiliary contacts - Push-in Disconnected: 1 STD and 0 LL CD Contact STD Connected: 1 Std CE Contact Closing Coil XF Secondary disconnect wiring Shunt trip MX Spring charger motor MCH Wiring for ESM Module Cradle Rejection Kit - Standard Door Escutcheon included as Standard External voltage sensing OFF Push Button - Crank Interlock Standard Production test report | EA | EA |  | TRUE |  | P | FXG | 100
136224 | 1 | 1 | States | Champlin | Megan Swymeler | TRUE | 2026-09-18T00:00:00 | 2026-09-25T00:00:00 |  | 20 | 0 | 20 | 240 | 4800 | 55316 | USA | N30 | 44 | SCHNEIDER ELECTRIC USA INC. | 60673-1214 | LV850061SP | ULP PORT MODULE | PUR | ULP PORT MODULE | EA | EA |  | FALSE |  | P | FXND | 100
132783 | 8 | 2 | States | Champlin | Megan Swymeler | TRUE | 2026-04-27T00:00:00 | 2026-09-21T00:00:00 | 2026-07-31T00:00:00 | 14 | 0 | 14 | 16478.54 | 593227.44 | 55316-3157 | USA | N30 | 44 | SCHNEIDER ELECTRIC USA INC. | 60673-1214 | FCJRGBDADNANNNNNNGBBNNNTMNNNENNNNCNNNNNA | Square D Masterpact MTZ Unit Mount Circuit BreakerFCJRGBDADNANNNNNNGBBNNNTMNNNENNNNCNNNNNAModel No. MTZ3-40H 4-Pole UL489/ CSA C22.2No.5 RatedRated 4000 Amps, 100% RatedAIR - 100kA/100kA/85kA @ 240/480/600 VacTop Termination 4 Hole RCTVBottom Termination 4 Hole RCTV4000 Amp SensorTrip UnitMicrologic 6.0 Xi (LSIG) Trip UnitEnergy Reduction Maintenance SettingsDigital Module InstalledEnergy Reduction Maintenance Setting selectedTrip Unit Wireless Communication has been removedULP Port4 OF Contacts (standard) + 4 Additional OF ContactsSpring Charging Motor - 24-30VdcShunt Trip - 24-30VdcClosing Coil - 24-30VdcOvercurrent Trip (SDE) contact standardProvision Only For Kirk - No locks supplied with Padlock attachmentLeft Hand NeutralProduction Test ReportDoor Escutcheon included as Standard | PUR | Square D Masterpact MTZ Unit Mount Circuit BreakerFCJRGBDADNANNNNNNGBBNNNTMNNNENNNNCNNNNNAModel No. MTZ3-40H 4-Pole UL489/ CSA C22.2No.5 RatedRated 4000 Amps, 100% RatedAIR - 100kA/100kA/85kA @ 240/480/600 VacTop Termination 4 Hole RCTVBottom Termination 4 Hole RCTV4000 Amp SensorTrip UnitMicrologic 6.0 Xi (LSIG) Trip UnitEnergy Reduction Maintenance SettingsDigital Module InstalledEnergy Reduction Maintenance Setting selectedTrip Unit Wireless Communication has been removedULP Port4 OF Contacts (standard) + 4 Additional OF ContactsSpring Charging Motor - 24-30VdcShunt Trip - 24-30VdcClosing Coil - 24-30VdcOvercurrent Trip (SDE) contact standardProvision Only For Kirk - No locks supplied with Padlock attachmentLeft Hand NeutralProduction Test ReportDoor Escutcheon included as Standard | EA | EA |  | TRUE |  | P | FXG | 100
132783 | 6 | 2 | States | Champlin | Megan Swymeler | TRUE | 2026-04-27T00:00:00 | 2026-10-15T00:00:00 | 2026-06-16T00:00:00 | 2 | 0 | 2 | 10887.16 | 43548.64 | 55316-3157 | USA | N30 | 44 | SCHNEIDER ELECTRIC USA INC. | 60673-1214 | FCJRGADADNANNNNNNGBBNNNTMNNNENNNNCNNNNNA | Square D Masterpact MTZ Unit Mount Circuit BreakerFCJRGADADNANNNNNNGBBNNNTMNNNENNNNCNNNNNAModel No. MTZ3-40H 3-Pole UL489/ CSA C22.2No.5 RatedRated 4000 Amps, 100% RatedAIR - 100kA/100kA/85kA @ 240/480/600 VacTop Termination 4 Hole RCTVBottom Termination 4 Hole RCTV4000 Amp SensorTrip UnitMicrologic 6.0 Xi (LSIG) Trip UnitEnergy Reduction Maintenance SettingsDigital Module InstalledEnergy Reduction Maintenance Setting selectedTrip Unit Wireless Communication has been removedULP Port4 OF Contacts (standard) + 4 Additional OF ContactsSpring Charging Motor - 24-30VdcShunt Trip - 24-30VdcClosing Coil - 24-30VdcOvercurrent Trip (SDE) contact standardProvision Only For Kirk - No locks supplied with Padlock attachmentProduction Test ReportDoor Escutcheon included as Standard | PUR | Square D Masterpact MTZ Unit Mount Circuit BreakerFCJRGADADNANNNNNNGBBNNNTMNNNENNNNCNNNNNAModel No. MTZ3-40H 3-Pole UL489/ CSA C22.2No.5 RatedRated 4000 Amps, 100% RatedAIR - 100kA/100kA/85kA @ 240/480/600 VacTop Termination 4 Hole RCTVBottom Termination 4 Hole RCTV4000 Amp SensorTrip UnitMicrologic 6.0 Xi (LSIG) Trip UnitEnergy Reduction Maintenance SettingsDigital Module InstalledEnergy Reduction Maintenance Setting selectedTrip Unit Wireless Communication has been removedULP Port4 OF Contacts (standard) + 4 Additional OF ContactsSpring Charging Motor - 24-30VdcShunt Trip - 24-30VdcClosing Coil - 24-30VdcOvercurrent Trip (SDE) contact standardProvision Only For Kirk - No locks supplied with Padlock attachmentProduction Test ReportDoor Escutcheon included as Standard | EA | EA |  | TRUE |  | P | FXG | 100
132783 | 9 | 1 | States | Champlin | Megan Swymeler | TRUE | 2026-04-27T00:00:00 | 2026-09-30T00:00:00 | 2026-09-10T00:00:00 | 16 | 12 | 4 | 795.59 | 12729.44 | 55316-3157 | USA | N30 | 44 | SCHNEIDER ELECTRIC USA INC. | 60673-1214 | HLP36150U44XYD | HLP36150U44XYD-Molded Case Circuit BreakerHLP36150U44XYDUL/CSA RatedPowerPact H FrameLugs "OFF" EndTerminal Nut Kit "ON" End150 Amp Capacity3 Pole Device600 Vac Rated80% Rated - Standard ratedInterrupting Rating125kA @ 240Vac/100kA @ 480Vac/50kA @ 600VacMicrologic Ammeter Trip Unit - LSIGTest Report | PUR | HLP36150U44XYD-Molded Case Circuit BreakerHLP36150U44XYDUL/CSA RatedPowerPact H FrameLugs "OFF" EndTerminal Nut Kit "ON" End150 Amp Capacity3 Pole Device600 Vac Rated80% Rated - Standard ratedInterrupting Rating125kA @ 240Vac/100kA @ 480Vac/50kA @ 600VacMicrologic Ammeter Trip Unit - LSIGTest Report | EA | EA |  | TRUE |  | P | FXG | 100
132783 | 38 | 1 | States | Champlin | Megan Swymeler | TRUE | 2026-04-27T00:00:00 | 2026-09-29T00:00:00 | 2026-09-10T00:00:00 | 1 | 0 | 1 | 797.35 | 797.35 | 55316-3157 | USA | N30 | 44 | SCHNEIDER ELECTRIC USA INC. | 60673-1214 | JLP36250U43XYD | JLP36250U43XYD-Molded Case Circuit BreakerJLP36250U43XYDUL/CSA RatedPowerPact J FrameLugs "OFF" EndTerminal Nut Kit "ON" End250 Amp Capacity3 Pole Device600 Vac Rated80% Rated - Standard ratedInterrupting Rating125kA @ 240Vac/100kA @ 480Vac/50kA @ 600VacMicrologic Ammeter Trip Unit - LSITest Report | PUR | JLP36250U43XYD-Molded Case Circuit BreakerJLP36250U43XYDUL/CSA RatedPowerPact J FrameLugs "OFF" EndTerminal Nut Kit "ON" End250 Amp Capacity3 Pole Device600 Vac Rated80% Rated - Standard ratedInterrupting Rating125kA @ 240Vac/100kA @ 480Vac/50kA @ 600VacMicrologic Ammeter Trip Unit - LSITest Report | EA | EA |  | TRUE |  | P | FXG | 100
132783 | 40 | 1 | States | Champlin | Megan Swymeler | TRUE | 2026-04-27T00:00:00 | 2026-10-12T00:00:00 | 2026-07-09T00:00:00 | 1 | 0 | 1 | 1756.3 | 1756.3 | 55316-3157 | USA | N30 | 44 | SCHNEIDER ELECTRIC USA INC. | 60673-1214 | PLP34080U43AYD | PLP34080U43AYD-Molded Case Circuit Breaker PLP34080U43AYD UL/CSA Rated PowerPact P Frame Lugs ""OFF"" End Terminal Nut Kit ""ON"" End 3 Pole Device 480 Vac Rated 800 Amp Capacity 80% Rated - Standard rated Interrupting Rating 125kA @ 240Vac/100kA @ 480Vac Micrologic Ammeter Trip Unit - LSI UL Rating Plug A Test Report | PUR | PLP34080U43AYD-Molded Case Circuit Breaker PLP34080U43AYD UL/CSA Rated PowerPact P Frame Lugs ""OFF"" End Terminal Nut Kit ""ON"" End 3 Pole Device 480 Vac Rated 800 Amp Capacity 80% Rated - Standard rated Interrupting Rating 125kA @ 240Vac/100kA @ 480Vac Micrologic Ammeter Trip Unit - LSI UL Rating Plug A Test Report | EA | EA |  | TRUE |  | P | FXG | 100
132783 | 19 | 1 | States | Champlin | Megan Swymeler | TRUE | 2026-04-27T00:00:00 | 2026-10-12T00:00:00 | 2026-07-09T00:00:00 | 8 | 0 | 8 | 1756.3 | 14050.4 | 55316-3157 | USA | N30 | 44 | SCHNEIDER ELECTRIC USA INC. | 60673-1214 | PLP34080U43AYD | PLP34080U43AYD-Molded Case Circuit Breaker PLP34080U43AYD UL/CSA Rated PowerPact P Frame Lugs ""OFF"" End Terminal Nut Kit ""ON"" End 3 Pole Device 480 Vac Rated 800 Amp Capacity 80% Rated - Standard rated Interrupting Rating 125kA @ 240Vac/100kA @ 480Vac Micrologic Ammeter Trip Unit - LSI UL Rating Plug A Test Report | PUR | PLP34080U43AYD-Molded Case Circuit Breaker PLP34080U43AYD UL/CSA Rated PowerPact P Frame Lugs ""OFF"" End Terminal Nut Kit ""ON"" End 3 Pole Device 480 Vac Rated 800 Amp Capacity 80% Rated - Standard rated Interrupting Rating 125kA @ 240Vac/100kA @ 480Vac Micrologic Ammeter Trip Unit - LSI UL Rating Plug A Test Report | EA | EA |  | TRUE |  | P | FXG | 100
132783 | 6 | 1 | States | Champlin | Megan Swymeler | TRUE | 2026-04-27T00:00:00 | 2026-10-14T00:00:00 | 2026-07-09T00:00:00 | 2 | 0 | 2 | 10887.16 | 43548.64 | 55316-3157 | USA | N30 | 44 | SCHNEIDER ELECTRIC USA INC. | 60673-1214 | FCJRGADADNANNNNNNGBBNNNTMNNNENNNNCNNNNNA | Square D Masterpact MTZ Unit Mount Circuit BreakerFCJRGADADNANNNNNNGBBNNNTMNNNENNNNCNNNNNAModel No. MTZ3-40H 3-Pole UL489/ CSA C22.2No.5 RatedRated 4000 Amps, 100% RatedAIR - 100kA/100kA/85kA @ 240/480/600 VacTop Termination 4 Hole RCTVBottom Termination 4 Hole RCTV4000 Amp SensorTrip UnitMicrologic 6.0 Xi (LSIG) Trip UnitEnergy Reduction Maintenance SettingsDigital Module InstalledEnergy Reduction Maintenance Setting selectedTrip Unit Wireless Communication has been removedULP Port4 OF Contacts (standard) + 4 Additional OF ContactsSpring Charging Motor - 24-30VdcShunt Trip - 24-30VdcClosing Coil - 24-30VdcOvercurrent Trip (SDE) contact standardProvision Only For Kirk - No locks supplied with Padlock attachmentProduction Test ReportDoor Escutcheon included as Standard | PUR | Square D Masterpact MTZ Unit Mount Circuit BreakerFCJRGADADNANNNNNNGBBNNNTMNNNENNNNCNNNNNAModel No. MTZ3-40H 3-Pole UL489/ CSA C22.2No.5 RatedRated 4000 Amps, 100% RatedAIR - 100kA/100kA/85kA @ 240/480/600 VacTop Termination 4 Hole RCTVBottom Termination 4 Hole RCTV4000 Amp SensorTrip UnitMicrologic 6.0 Xi (LSIG) Trip UnitEnergy Reduction Maintenance SettingsDigital Module InstalledEnergy Reduction Maintenance Setting selectedTrip Unit Wireless Communication has been removedULP Port4 OF Contacts (standard) + 4 Additional OF ContactsSpring Charging Motor - 24-30VdcShunt Trip - 24-30VdcClosing Coil - 24-30VdcOvercurrent Trip (SDE) contact standardProvision Only For Kirk - No locks supplied with Padlock attachmentProduction Test ReportDoor Escutcheon included as Standard | EA | EA |  | TRUE |  | P | FXG | 100
132783 | 11 | 1 | States | Champlin | Megan Swymeler | TRUE | 2026-04-27T00:00:00 | 2026-09-29T00:00:00 | 2026-09-10T00:00:00 | 14 | 0 | 14 | 797.35 | 11162.9 | 55316-3157 | USA | N30 | 44 | SCHNEIDER ELECTRIC USA INC. | 60673-1214 | JLP36250U43XYD | JLP36250U43XYD-Molded Case Circuit BreakerJLP36250U43XYDUL/CSA RatedPowerPact J FrameLugs "OFF" EndTerminal Nut Kit "ON" End250 Amp Capacity3 Pole Device600 Vac Rated80% Rated - Standard ratedInterrupting Rating125kA @ 240Vac/100kA @ 480Vac/50kA @ 600VacMicrologic Ammeter Trip Unit - LSITest Report | PUR | JLP36250U43XYD-Molded Case Circuit BreakerJLP36250U43XYDUL/CSA RatedPowerPact J FrameLugs "OFF" EndTerminal Nut Kit "ON" End250 Amp Capacity3 Pole Device600 Vac Rated80% Rated - Standard ratedInterrupting Rating125kA @ 240Vac/100kA @ 480Vac/50kA @ 600VacMicrologic Ammeter Trip Unit - LSITest Report | EA | EA |  | TRUE |  | P | FXG | 100
132783 | 32 | 1 | States | Champlin | Megan Swymeler | TRUE | 2026-04-27T00:00:00 | 2026-10-12T00:00:00 | 2026-07-09T00:00:00 | 1 | 0 | 1 | 1928.9 | 1928.9 | 55316-3157 | USA | N30 | 44 | SCHNEIDER ELECTRIC USA INC. | 60673-1214 | PLP34080U44AYD | PLP34080U44AYD-Molded Case Circuit BreakerPLP34080U44AYDUL/CSA RatedPowerPact P FrameLugs "OFF" EndTerminal Nut Kit "ON" End3 Pole Device480 Vac Rated800 Amp Capacity80% Rated - Standard ratedInterrupting Rating125kA @ 240Vac/100kA @ 480VacMicrologic Ammeter Trip Unit - LSIGUL Rating Plug ATest Report | PUR | PLP34080U44AYD-Molded Case Circuit BreakerPLP34080U44AYDUL/CSA RatedPowerPact P FrameLugs "OFF" EndTerminal Nut Kit "ON" End3 Pole Device480 Vac Rated800 Amp Capacity80% Rated - Standard ratedInterrupting Rating125kA @ 240Vac/100kA @ 480VacMicrologic Ammeter Trip Unit - LSIGUL Rating Plug ATest Report | EA | EA |  | TRUE |  | P | FXG | 100
132783 | 8 | 1 | States | Champlin | Megan Swymeler | TRUE | 2026-04-27T00:00:00 | 2026-09-21T00:00:00 | 2026-07-09T00:00:00 | 8 | 0 | 8 | 16478.54 | 593227.44 | 55316-3157 | USA | N30 | 44 | SCHNEIDER ELECTRIC USA INC. | 60673-1214 | FCJRGBDADNANNNNNNGBBNNNTMNNNENNNNCNNNNNA | Square D Masterpact MTZ Unit Mount Circuit BreakerFCJRGBDADNANNNNNNGBBNNNTMNNNENNNNCNNNNNAModel No. MTZ3-40H 4-Pole UL489/ CSA C22.2No.5 RatedRated 4000 Amps, 100% RatedAIR - 100kA/100kA/85kA @ 240/480/600 VacTop Termination 4 Hole RCTVBottom Termination 4 Hole RCTV4000 Amp SensorTrip UnitMicrologic 6.0 Xi (LSIG) Trip UnitEnergy Reduction Maintenance SettingsDigital Module InstalledEnergy Reduction Maintenance Setting selectedTrip Unit Wireless Communication has been removedULP Port4 OF Contacts (standard) + 4 Additional OF ContactsSpring Charging Motor - 24-30VdcShunt Trip - 24-30VdcClosing Coil - 24-30VdcOvercurrent Trip (SDE) contact standardProvision Only For Kirk - No locks supplied with Padlock attachmentLeft Hand NeutralProduction Test ReportDoor Escutcheon included as Standard | PUR | Square D Masterpact MTZ Unit Mount Circuit BreakerFCJRGBDADNANNNNNNGBBNNNTMNNNENNNNCNNNNNAModel No. MTZ3-40H 4-Pole UL489/ CSA C22.2No.5 RatedRated 4000 Amps, 100% RatedAIR - 100kA/100kA/85kA @ 240/480/600 VacTop Termination 4 Hole RCTVBottom Termination 4 Hole RCTV4000 Amp SensorTrip UnitMicrologic 6.0 Xi (LSIG) Trip UnitEnergy Reduction Maintenance SettingsDigital Module InstalledEnergy Reduction Maintenance Setting selectedTrip Unit Wireless Communication has been removedULP Port4 OF Contacts (standard) + 4 Additional OF ContactsSpring Charging Motor - 24-30VdcShunt Trip - 24-30VdcClosing Coil - 24-30VdcOvercurrent Trip (SDE) contact standardProvision Only For Kirk - No locks supplied with Padlock attachmentLeft Hand NeutralProduction Test ReportDoor Escutcheon included as Standard | EA | EA |  | TRUE |  | P | FXG | 100
132783 | 47 | 1 | States | Champlin | Megan Swymeler | TRUE | 2026-04-27T00:00:00 | 2026-09-21T00:00:00 | 2026-07-09T00:00:00 | 1 | 0 | 1 | 16478.54 | 16478.54 | 55316-3157 | USA | N30 | 44 | SCHNEIDER ELECTRIC USA INC. | 60673-1214 | FCJRGBDADNANNNNNNGBBNNNTMNNNENNNNCNNNNNA | Square D Masterpact MTZ Unit Mount Circuit BreakerFCJRGBDADNANNNNNNGBBNNNTMNNNENNNNCNNNNNAModel No. MTZ3-40H 4-Pole UL489/ CSA C22.2No.5 RatedRated 4000 Amps, 100% RatedAIR - 100kA/100kA/85kA @ 240/480/600 VacTop Termination 4 Hole RCTVBottom Termination 4 Hole RCTV4000 Amp SensorTrip UnitMicrologic 6.0 Xi (LSIG) Trip UnitEnergy Reduction Maintenance SettingsDigital Module InstalledEnergy Reduction Maintenance Setting selectedTrip Unit Wireless Communication has been removedULP Port4 OF Contacts (standard) + 4 Additional OF ContactsSpring Charging Motor - 24-30VdcShunt Trip - 24-30VdcClosing Coil - 24-30VdcOvercurrent Trip (SDE) contact standardProvision Only For Kirk - No locks supplied with Padlock attachmentLeft Hand NeutralProduction Test ReportDoor Escutcheon included as Standard | PUR | Square D Masterpact MTZ Unit Mount Circuit BreakerFCJRGBDADNANNNNNNGBBNNNTMNNNENNNNCNNNNNAModel No. MTZ3-40H 4-Pole UL489/ CSA C22.2No.5 RatedRated 4000 Amps, 100% RatedAIR - 100kA/100kA/85kA @ 240/480/600 VacTop Termination 4 Hole RCTVBottom Termination 4 Hole RCTV4000 Amp SensorTrip UnitMicrologic 6.0 Xi (LSIG) Trip UnitEnergy Reduction Maintenance SettingsDigital Module InstalledEnergy Reduction Maintenance Setting selectedTrip Unit Wireless Communication has been removedULP Port4 OF Contacts (standard) + 4 Additional OF ContactsSpring Charging Motor - 24-30VdcShunt Trip - 24-30VdcClosing Coil - 24-30VdcOvercurrent Trip (SDE) contact standardProvision Only For Kirk - No locks supplied with Padlock attachmentLeft Hand NeutralProduction Test ReportDoor Escutcheon included as Standard | EA | EA |  | TRUE |  | P | FXG | 100
132783 | 7 | 2 | States | Champlin | Megan Swymeler | TRUE | 2026-04-27T00:00:00 | 2026-10-19T00:00:00 | 2026-07-06T00:00:00 | 7 | 0 | 7 | 10431.66 | 187769.88 | 55316-3157 | USA | N30 | 44 | SCHNEIDER ELECTRIC USA INC. | 60673-1214 | FCJRGADADNANNNNNNNNDNNNTMNNNENNNNCNNNNNA | Square D Masterpact MTZ Unit Mount Circuit BreakerFCJRGADADNANNNNNNNNDNNNTMNNNENNNNCNNNNNAModel No. MTZ3-40H 3-Pole UL489/ CSA C22.2No.5 RatedRated 4000 Amps, 100% RatedAIR - 100kA/100kA/85kA @ 240/480/600 VacTop Termination 4 Hole RCTVBottom Termination 4 Hole RCTV4000 Amp SensorTrip UnitMicrologic 6.0 Xi (LSIG) Trip UnitEnergy Reduction Maintenance SettingsDigital Module InstalledEnergy Reduction Maintenance Setting selectedTrip Unit Wireless Communication has been removedULP Port4 OF Contacts (standard) + 4 Additional OF ContactsShunt Trip - 100-130VacOvercurrent Trip (SDE) contact standardProvision Only For Kirk - No locks supplied with Padlock attachmentProduction Test ReportDoor Escutcheon included as Standard | PUR | Square D Masterpact MTZ Unit Mount Circuit BreakerFCJRGADADNANNNNNNNNDNNNTMNNNENNNNCNNNNNAModel No. MTZ3-40H 3-Pole UL489/ CSA C22.2No.5 RatedRated 4000 Amps, 100% RatedAIR - 100kA/100kA/85kA @ 240/480/600 VacTop Termination 4 Hole RCTVBottom Termination 4 Hole RCTV4000 Amp SensorTrip UnitMicrologic 6.0 Xi (LSIG) Trip UnitEnergy Reduction Maintenance SettingsDigital Module InstalledEnergy Reduction Maintenance Setting selectedTrip Unit Wireless Communication has been removedULP Port4 OF Contacts (standard) + 4 Additional OF ContactsShunt Trip - 100-130VacOvercurrent Trip (SDE) contact standardProvision Only For Kirk - No locks supplied with Padlock attachmentProduction Test ReportDoor Escutcheon included as Standard | EA | EA |  | TRUE |  | P | FXG | 100
132783 | 46 | 1 | States | Champlin | Megan Swymeler | TRUE | 2026-04-27T00:00:00 | 2026-10-15T00:00:00 | 2026-07-09T00:00:00 | 1 | 0 | 1 | 10431.66 | 10431.66 | 55316-3157 | USA | N30 | 44 | SCHNEIDER ELECTRIC USA INC. | 60673-1214 | FCJRGADADNANNNNNNNNDNNNTMNNNENNNNCNNNNNA | Square D Masterpact MTZ Unit Mount Circuit BreakerFCJRGADADNANNNNNNNNDNNNTMNNNENNNNCNNNNNAModel No. MTZ3-40H 3-Pole UL489/ CSA C22.2No.5 RatedRated 4000 Amps, 100% RatedAIR - 100kA/100kA/85kA @ 240/480/600 VacTop Termination 4 Hole RCTVBottom Termination 4 Hole RCTV4000 Amp SensorTrip UnitMicrologic 6.0 Xi (LSIG) Trip UnitEnergy Reduction Maintenance SettingsDigital Module InstalledEnergy Reduction Maintenance Setting selectedTrip Unit Wireless Communication has been removedULP Port4 OF Contacts (standard) + 4 Additional OF ContactsShunt Trip - 100-130VacOvercurrent Trip (SDE) contact standardProvision Only For Kirk - No locks supplied with Padlock attachmentProduction Test ReportDoor Escutcheon included as Standard | PUR | Square D Masterpact MTZ Unit Mount Circuit BreakerFCJRGADADNANNNNNNNNDNNNTMNNNENNNNCNNNNNAModel No. MTZ3-40H 3-Pole UL489/ CSA C22.2No.5 RatedRated 4000 Amps, 100% RatedAIR - 100kA/100kA/85kA @ 240/480/600 VacTop Termination 4 Hole RCTVBottom Termination 4 Hole RCTV4000 Amp SensorTrip UnitMicrologic 6.0 Xi (LSIG) Trip UnitEnergy Reduction Maintenance SettingsDigital Module InstalledEnergy Reduction Maintenance Setting selectedTrip Unit Wireless Communication has been removedULP Port4 OF Contacts (standard) + 4 Additional OF ContactsShunt Trip - 100-130VacOvercurrent Trip (SDE) contact standardProvision Only For Kirk - No locks supplied with Padlock attachmentProduction Test ReportDoor Escutcheon included as Standard | EA | EA |  | TRUE |  | P | FXG | 100
132783 | 7 | 1 | States | Champlin | Megan Swymeler | TRUE | 2026-04-27T00:00:00 | 2026-10-14T00:00:00 | 2026-07-06T00:00:00 | 11 | 0 | 11 | 10431.66 | 187769.88 | 55316-3157 | USA | N30 | 44 | SCHNEIDER ELECTRIC USA INC. | 60673-1214 | FCJRGADADNANNNNNNNNDNNNTMNNNENNNNCNNNNNA | Square D Masterpact MTZ Unit Mount Circuit BreakerFCJRGADADNANNNNNNNNDNNNTMNNNENNNNCNNNNNAModel No. MTZ3-40H 3-Pole UL489/ CSA C22.2No.5 RatedRated 4000 Amps, 100% RatedAIR - 100kA/100kA/85kA @ 240/480/600 VacTop Termination 4 Hole RCTVBottom Termination 4 Hole RCTV4000 Amp SensorTrip UnitMicrologic 6.0 Xi (LSIG) Trip UnitEnergy Reduction Maintenance SettingsDigital Module InstalledEnergy Reduction Maintenance Setting selectedTrip Unit Wireless Communication has been removedULP Port4 OF Contacts (standard) + 4 Additional OF ContactsShunt Trip - 100-130VacOvercurrent Trip (SDE) contact standardProvision Only For Kirk - No locks supplied with Padlock attachmentProduction Test ReportDoor Escutcheon included as Standard | PUR | Square D Masterpact MTZ Unit Mount Circuit BreakerFCJRGADADNANNNNNNNNDNNNTMNNNENNNNCNNNNNAModel No. MTZ3-40H 3-Pole UL489/ CSA C22.2No.5 RatedRated 4000 Amps, 100% RatedAIR - 100kA/100kA/85kA @ 240/480/600 VacTop Termination 4 Hole RCTVBottom Termination 4 Hole RCTV4000 Amp SensorTrip UnitMicrologic 6.0 Xi (LSIG) Trip UnitEnergy Reduction Maintenance SettingsDigital Module InstalledEnergy Reduction Maintenance Setting selectedTrip Unit Wireless Communication has been removedULP Port4 OF Contacts (standard) + 4 Additional OF ContactsShunt Trip - 100-130VacOvercurrent Trip (SDE) contact standardProvision Only For Kirk - No locks supplied with Padlock attachmentProduction Test ReportDoor Escutcheon included as Standard | EA | EA |  | TRUE |  | P | FXG | 100
132783 | 21 | 2 | States | Champlin | Megan Swymeler | TRUE | 2026-04-27T00:00:00 | 2026-10-12T00:00:00 | 2026-08-14T00:00:00 | 1 | 0 | 1 | 3792.77 | 125161.41 | 55316-3157 | USA | N30 | 44 | SCHNEIDER ELECTRIC USA INC. | 60673-1214 | PLP34120CU63AE1YD | PLP34120CU63AE1YD-Molded Case Circuit Breaker PLP34120CU63AE1YD UL/CSA Rated PowerPact P Frame Lugs ""OFF"" End Terminal Nut Kit ""ON"" End 1200 Amp Capacity 3 Pole Device 480 Vac Rated 100% Rated Interrupting Rating 125kA @ 240Vac/100kA @ 480Vac Micrologic Power Trip - LSI UL Rating Plug A Modbus Communications Test Report | PUR | PLP34120CU63AE1YD-Molded Case Circuit Breaker PLP34120CU63AE1YD UL/CSA Rated PowerPact P Frame Lugs ""OFF"" End Terminal Nut Kit ""ON"" End 1200 Amp Capacity 3 Pole Device 480 Vac Rated 100% Rated Interrupting Rating 125kA @ 240Vac/100kA @ 480Vac Micrologic Power Trip - LSI UL Rating Plug A Modbus Communications Test Report | EA | EA |  | TRUE |  | P | FXG | 100
132783 | 8 | 3 | States | Champlin | Megan Swymeler | TRUE | 2026-04-27T00:00:00 | 2026-09-21T00:00:00 | 2026-08-14T00:00:00 | 14 | 0 | 14 | 16478.54 | 593227.44 | 55316-3157 | USA | N30 | 44 | SCHNEIDER ELECTRIC USA INC. | 60673-1214 | FCJRGBDADNANNNNNNGBBNNNTMNNNENNNNCNNNNNA | Square D Masterpact MTZ Unit Mount Circuit BreakerFCJRGBDADNANNNNNNGBBNNNTMNNNENNNNCNNNNNAModel No. MTZ3-40H 4-Pole UL489/ CSA C22.2No.5 RatedRated 4000 Amps, 100% RatedAIR - 100kA/100kA/85kA @ 240/480/600 VacTop Termination 4 Hole RCTVBottom Termination 4 Hole RCTV4000 Amp SensorTrip UnitMicrologic 6.0 Xi (LSIG) Trip UnitEnergy Reduction Maintenance SettingsDigital Module InstalledEnergy Reduction Maintenance Setting selectedTrip Unit Wireless Communication has been removedULP Port4 OF Contacts (standard) + 4 Additional OF ContactsSpring Charging Motor - 24-30VdcShunt Trip - 24-30VdcClosing Coil - 24-30VdcOvercurrent Trip (SDE) contact standardProvision Only For Kirk - No locks supplied with Padlock attachmentLeft Hand NeutralProduction Test ReportDoor Escutcheon included as Standard | PUR | Square D Masterpact MTZ Unit Mount Circuit BreakerFCJRGBDADNANNNNNNGBBNNNTMNNNENNNNCNNNNNAModel No. MTZ3-40H 4-Pole UL489/ CSA C22.2No.5 RatedRated 4000 Amps, 100% RatedAIR - 100kA/100kA/85kA @ 240/480/600 VacTop Termination 4 Hole RCTVBottom Termination 4 Hole RCTV4000 Amp SensorTrip UnitMicrologic 6.0 Xi (LSIG) Trip UnitEnergy Reduction Maintenance SettingsDigital Module InstalledEnergy Reduction Maintenance Setting selectedTrip Unit Wireless Communication has been removedULP Port4 OF Contacts (standard) + 4 Additional OF ContactsSpring Charging Motor - 24-30VdcShunt Trip - 24-30VdcClosing Coil - 24-30VdcOvercurrent Trip (SDE) contact standardProvision Only For Kirk - No locks supplied with Padlock attachmentLeft Hand NeutralProduction Test ReportDoor Escutcheon included as Standard | EA | EA |  | TRUE |  | P | FXG | 100
135915 | 2 | 2 | States | Champlin | Megan Swymeler | TRUE | 2026-09-04T00:00:00 | 2026-12-01T00:00:00 | 2026-12-01T00:00:00 | 80 | 0 | 80 | 49.01 | 12546.56 | 55316 | USA | N30 | 44 | SCHNEIDER ELECTRIC USA INC. | 60673-1214 | S29450_ | CIRCUIT BREAKER AUX SWITCH | PUR | CIRCUIT BREAKER AUX SWITCH | EA | EA |  | TRUE |  | P | FXG | 100
135915 | 2 | 3 | States | Champlin | Megan Swymeler | TRUE | 2026-09-04T00:00:00 | 2026-12-15T00:00:00 | 2026-12-15T00:00:00 | 96 | 0 | 96 | 49.01 | 12546.56 | 55316 | USA | N30 | 44 | SCHNEIDER ELECTRIC USA INC. | 60673-1214 | S29450_ | CIRCUIT BREAKER AUX SWITCH | PUR | CIRCUIT BREAKER AUX SWITCH | EA | EA |  | TRUE |  | P | FXG | 100
135915 | 5 | 2 | States | Champlin | Megan Swymeler | TRUE | 2026-09-04T00:00:00 | 2026-12-01T00:00:00 | 2026-12-01T00:00:00 | 17 | 0 | 17 | 12.7 | 406.4 | 55316 | USA | N30 | 44 | SCHNEIDER ELECTRIC USA INC. | 60673-1214 | HJPA | Designation : Padlock Attach - H Frames Product Details :HJPA-CB FIXED HANDLE PADLOCK DEVICE | PUR | Designation : Padlock Attach - H Frames Product Details :HJPA-CB FIXED HANDLE PADLOCK DEVICE | EA | EA |  | TRUE |  | P | FXG | 100
135915 | 3 | 2 | States | Champlin | Megan Swymeler | TRUE | 2026-09-04T00:00:00 | 2026-12-15T00:00:00 | 2026-12-15T00:00:00 | 17 | 0 | 17 | 10.02 | 320.64 | 55316 | USA | N30 | 44 | SCHNEIDER ELECTRIC USA INC. | 60673-1214 | S29451 | CB OVERCURRENT TRIP SWITCH ADAPTER | PUR | CB OVERCURRENT TRIP SWITCH ADAPTER | EA | EA |  | TRUE |  | P | FXG | 100
135915 | 4 | 2 | States | Champlin | Megan Swymeler | TRUE | 2026-09-04T00:00:00 | 2026-12-15T00:00:00 | 2026-12-15T00:00:00 | 16 | 0 | 16 | 20.13 | 1932.48 | 55316 | USA | N30 | 44 | SCHNEIDER ELECTRIC USA INC. | 60673-1214 | S32631 | Designation : Padlock Attach - P Frames Product Details :S32631-CB TOGGLE PADLOCKING DEVICE | PUR | Designation : Padlock Attach - P Frames Product Details :S32631-CB TOGGLE PADLOCKING DEVICE | EA | EA |  | TRUE |  | P | FXG | 100
135915 | 3 | 1 | States | Champlin | Megan Swymeler | TRUE | 2026-09-04T00:00:00 | 2026-09-29T00:00:00 | 2026-09-29T00:00:00 | 15 | 0 | 15 | 10.02 | 320.64 | 55316 | USA | N30 | 44 | SCHNEIDER ELECTRIC USA INC. | 60673-1214 | S29451 | CB OVERCURRENT TRIP SWITCH ADAPTER | PUR | CB OVERCURRENT TRIP SWITCH ADAPTER | EA | EA |  | TRUE |  | P | FXG | 100
135550 | 1 | 1 | States | Champlin | Megan Swymeler | TRUE | 2026-08-18T00:00:00 | 2026-10-02T00:00:00 | 2026-10-02T00:00:00 | 1 | 0 | 1 | 885.2 | 885.2 | 55316-3157 | USA | N30 | 44 | SCHNEIDER ELECTRIC USA INC. | 60673-1214 | LV848182SP | NEUTRAL/GROUND FAULT PROTECT MTZ3 40/63 | PUR | NEUTRAL/GROUND FAULT PROTECT MTZ3 40/63 | EA | EA |  | TRUE |  | P | FXG | 100
134653 | 10 | 2 | States | Dayton | Megan Swymeler | TRUE | 2026-07-09T00:00:00 | 2027-01-15T00:00:00 | 2027-01-15T00:00:00 | 23 | 0 | 23 | 1487.31 | 69903.57 | 55369-6417 | USA | N30 | 44 | SCHNEIDER ELECTRIC USA INC. | 60673-1214 | NQ Panelboard | 1-NQ MB Panel (INTERIOR)-NQ Panelboard Consisting of 208Y/120V 3Ph 4W 60Hz SCCR: 10kA Fully Rated Single Main: 100A/3P HD Circuit Breaker Branch Neutral Lug Material: Aluminum Incoming Conductors: 1 - #14 - 3/0 AWG Bus: 100A Rated Copper: Silver Plated CU Ground Bar 30 Circuit Interior Type 1,Box: 44H x 20W x 5.75D Incoming: Bottom Trim: Surface - Hinged Box Cat No: MH44BE Front Cat No: NC44SHR Ref. Drawing: PBA705HR Feeders: 16 - 20A/1P QOB 8 - 15A/1P QOB 1 - 20A/2P QOB Optional Features: Standard Panel (Box Ahead),Blank Endwalls,Copper Solid Neutral,Seismic Qualification -IBC/ASCE7/CBC/NBCC,Copper Ground Bar Branch User Placement Standard Nameplate: Engraved as Follows Line 1: HLP01A Size: 3.50" Wide x 1.00" High (Std) Color: White Surface / Black Letters Plastic/Adhesive - Screw-on 1-MH44BE-PANELBOARD ENCLOSURE/BOX TYPE 1 44H 20W 1-NC44SHR-PNLBD COVER/TRIM NF T-1 S 44H 20W" | PUR | 1-NQ MB Panel (INTERIOR)-NQ Panelboard Consisting of 208Y/120V 3Ph 4W 60Hz SCCR: 10kA Fully Rated Single Main: 100A/3P HD Circuit Breaker Branch Neutral Lug Material: Aluminum Incoming Conductors: 1 - #14 - 3/0 AWG Bus: 100A Rated Copper: Silver Plated CU Ground Bar 30 Circuit Interior Type 1,Box: 44H x 20W x 5.75D Incoming: Bottom Trim: Surface - Hinged Box Cat No: MH44BE Front Cat No: NC44SHR Ref. Drawing: PBA705HR Feeders: 16 - 20A/1P QOB 8 - 15A/1P QOB 1 - 20A/2P QOB Optional Features: Standard Panel (Box Ahead),Blank Endwalls,Copper Solid Neutral,Seismic Qualification -IBC/ASCE7/CBC/NBCC,Copper Ground Bar Branch User Placement Standard Nameplate: Engraved as Follows Line 1: HLP01A Size: 3.50" Wide x 1.00" High (Std) Color: White Surface / Black Letters Plastic/Adhesive - Screw-on 1-MH44BE-PANELBOARD ENCLOSURE/BOX TYPE 1 44H 20W 1-NC44SHR-PNLBD COVER/TRIM NF T-1 S 44H 20W" | EA | EA |  | TRUE |  | P | FXG | DAYTON | 2027-02-22T00:00:00
134653 | 10 | 1 | States | Dayton | Megan Swymeler | TRUE | 2026-07-09T00:00:00 | 2026-11-20T00:00:00 | 2026-11-20T00:00:00 | 24 | 0 | 24 | 1487.31 | 69903.57 | 55369-6417 | USA | N30 | 44 | SCHNEIDER ELECTRIC USA INC. | 60673-1214 | NQ Panelboard | 1-NQ MB Panel (INTERIOR)-NQ Panelboard Consisting of 208Y/120V 3Ph 4W 60Hz SCCR: 10kA Fully Rated Single Main: 100A/3P HD Circuit Breaker Branch Neutral Lug Material: Aluminum Incoming Conductors: 1 - #14 - 3/0 AWG Bus: 100A Rated Copper: Silver Plated CU Ground Bar 30 Circuit Interior Type 1,Box: 44H x 20W x 5.75D Incoming: Bottom Trim: Surface - Hinged Box Cat No: MH44BE Front Cat No: NC44SHR Ref. Drawing: PBA705HR Feeders: 16 - 20A/1P QOB 8 - 15A/1P QOB 1 - 20A/2P QOB Optional Features: Standard Panel (Box Ahead),Blank Endwalls,Copper Solid Neutral,Seismic Qualification -IBC/ASCE7/CBC/NBCC,Copper Ground Bar Branch User Placement Standard Nameplate: Engraved as Follows Line 1: HLP01A Size: 3.50" Wide x 1.00" High (Std) Color: White Surface / Black Letters Plastic/Adhesive - Screw-on 1-MH44BE-PANELBOARD ENCLOSURE/BOX TYPE 1 44H 20W 1-NC44SHR-PNLBD COVER/TRIM NF T-1 S 44H 20W" | PUR | 1-NQ MB Panel (INTERIOR)-NQ Panelboard Consisting of 208Y/120V 3Ph 4W 60Hz SCCR: 10kA Fully Rated Single Main: 100A/3P HD Circuit Breaker Branch Neutral Lug Material: Aluminum Incoming Conductors: 1 - #14 - 3/0 AWG Bus: 100A Rated Copper: Silver Plated CU Ground Bar 30 Circuit Interior Type 1,Box: 44H x 20W x 5.75D Incoming: Bottom Trim: Surface - Hinged Box Cat No: MH44BE Front Cat No: NC44SHR Ref. Drawing: PBA705HR Feeders: 16 - 20A/1P QOB 8 - 15A/1P QOB 1 - 20A/2P QOB Optional Features: Standard Panel (Box Ahead),Blank Endwalls,Copper Solid Neutral,Seismic Qualification -IBC/ASCE7/CBC/NBCC,Copper Ground Bar Branch User Placement Standard Nameplate: Engraved as Follows Line 1: HLP01A Size: 3.50" Wide x 1.00" High (Std) Color: White Surface / Black Letters Plastic/Adhesive - Screw-on 1-MH44BE-PANELBOARD ENCLOSURE/BOX TYPE 1 44H 20W 1-NC44SHR-PNLBD COVER/TRIM NF T-1 S 44H 20W" | EA | EA |  | TRUE |  | P | FXG | DAYTON | 2026-12-21T00:00:00
134653 | 4 | 1 | States | Dayton | Megan Swymeler | TRUE | 2026-07-09T00:00:00 | 2026-11-13T00:00:00 | 2026-11-13T00:00:00 | 17 | 0 | 17 | 2059.86 | 96813.42 | 55369-6417 | USA | N30 | 44 | SCHNEIDER ELECTRIC USA INC. | 60673-1214 | METSEHDPM6S480VC | PowerLogic HDPM6000, Head unit | PUR | PowerLogic HDPM6000, Head unit | EA | EA |  | TRUE |  | P | FXG | DAYTON | 2026-12-21T00:00:00
134653 | 9 | 1 | States | Dayton | Megan Swymeler | TRUE | 2026-07-09T00:00:00 | 2026-10-29T00:00:00 | 2026-10-29T00:00:00 | 47 | 0 | 47 | 910.04 | 42771.88 | 55369-6417 | USA | N30 | 44 | SCHNEIDER ELECTRIC USA INC. | 60673-1214 | NC74VS3PNFHR | (TRIM)-Trim Surface Hinged 74"H | PUR | (TRIM)-Trim Surface Hinged 74"H | EA | EA |  | TRUE |  | P | FXG | DAYTON | 2026-12-21T00:00:00
134653 | 5 | 2 | States | Dayton | Megan Swymeler | TRUE | 2026-07-09T00:00:00 | 2027-01-22T00:00:00 | 2027-01-22T00:00:00 | 540 | 0 | 540 | 34.03 | 28789.38 | 55369-6417 | USA | N30 | 44 | SCHNEIDER ELECTRIC USA INC. | 60673-1214 | METSEHDPM75A30 | Split Core Current Transformer HDPM6000, 75 A, 30ft lead | PUR | Split Core Current Transformer HDPM6000, 75 A, 30ft lead | EA | EA |  | TRUE |  | P | FXG | DAYTON | 2027-02-22T00:00:00
134653 | 4 | 2 | States | Dayton | Megan Swymeler | TRUE | 2026-07-09T00:00:00 | 2027-01-22T00:00:00 | 2027-01-22T00:00:00 | 30 | 0 | 30 | 2059.86 | 96813.42 | 55369-6417 | USA | N30 | 44 | SCHNEIDER ELECTRIC USA INC. | 60673-1214 | METSEHDPM6S480VC | PowerLogic HDPM6000, Head unit | PUR | PowerLogic HDPM6000, Head unit | EA | EA |  | TRUE |  | P | FXG | DAYTON | 2027-02-22T00:00:00
134653 | 2 | 1 | States | Dayton | Megan Swymeler | TRUE | 2026-07-09T00:00:00 | 2027-01-26T00:00:00 | 2027-01-22T00:00:00 | 180 | 0 | 180 | 75.47 | 21282.54 | 55369-6417 | USA | N30 | 44 | SCHNEIDER ELECTRIC USA INC. | 60673-1214 | METSEHD300A30 | Split Core Current Transformer HDPM6000, 300A, 1"x1", 30ft lead | PUR | Split Core Current Transformer HDPM6000, 300A, 1"x1", 30ft lead | EA | EA |  | TRUE |  | P | FXG | DAYTON | 2026-12-21T00:00:00
134653 | 6 | 2 | States | Dayton | Megan Swymeler | TRUE | 2026-07-09T00:00:00 | 2027-01-22T00:00:00 | 2027-01-22T00:00:00 | 30 | 0 | 30 | 6688.15 | 314343.05 | 55369-6417 | USA | N30 | 44 | SCHNEIDER ELECTRIC USA INC. | 60673-1214 | HMIP67BA0N30ANGN00 | Advanced-i7, 16GB, M.2, Win10 2021 version, AC | PUR | Advanced-i7, 16GB, M.2, Win10 2021 version, AC | EA | EA |  | TRUE |  | P | FXG | DAYTON | 2027-02-22T00:00:00
134653 | 3 | 1 | States | Dayton | Megan Swymeler | TRUE | 2026-07-09T00:00:00 | 2026-11-13T00:00:00 | 2026-11-13T00:00:00 | 30 | 0 | 30 | 1733.16 | 81458.52 | 55369-6417 | USA | N30 | 44 | SCHNEIDER ELECTRIC USA INC. | 60673-1214 | METSEHDPM6R42 | 42 Ckt Module | PUR | 42 Ckt Module | EA | EA |  | TRUE |  | P | FXG | DAYTON | 2026-12-21T00:00:00
134653 | 7 | 2 | States | Dayton | Megan Swymeler | TRUE | 2026-07-09T00:00:00 | 2027-01-15T00:00:00 | 2027-01-15T00:00:00 | 3 | 0 | 3 | 7028.04 | 330317.88 | 55369-6417 | USA | N30 | 44 | SCHNEIDER ELECTRIC USA INC. | 60673-1214 | NF Panelboard | 1-NF MB Panel (INTERIOR)-NF Panelboard Consisting of 480V 3Ph 3W 60Hz Wye Grounded SCCR: 65kA Fully Rated Single Main: 400AS/400AT/3P LJ Circuit Breaker 80% Rated Main Trip Function: LI Main Trip Unit: Standard Trip Unit Incoming Conductors: 1 - (2) 2/0 - 500 kcmil Bus: 400A Rated Copper: Silver/Tin Plated CU Ground Bar 42 Circuit Interior Type 1,Box: 74H x 20W x 8.75D Incoming: Top Trim: Surface - Hinged Box Cat No: MH74D9 Front Cat No: NC74VS3PNFHR Ref. Drawing: PBA559HR Feeders: 6 - 35A/3P EJB 1 - 50A/3P EJB 1 - 20A/3P EJB Optional Features: Standard Panel (Box Ahead),Seismic Qualification - IBC/ASCE7/CBC/NBCC,Copper Ground Bar Branch User Placement Standard Nameplate: Engraved as Follows Line 1: HLP02A Size: 3.50"" Wide x 1.00"" High (Std) Color: White Surface / Black Letters Plastic/Adhesive - Screw-on 1-MH74D9-PNLBD ENCLOSURE/BOX T-1 74H20W8.75D 1-NC74VS3PNFHR (TRIM)-Trim Surface Hinged 74"H | PUR | 1-NF MB Panel (INTERIOR)-NF Panelboard Consisting of 480V 3Ph 3W 60Hz Wye Grounded SCCR: 65kA Fully Rated Single Main: 400AS/400AT/3P LJ Circuit Breaker 80% Rated Main Trip Function: LI Main Trip Unit: Standard Trip Unit Incoming Conductors: 1 - (2) 2/0 - 500 kcmil Bus: 400A Rated Copper: Silver/Tin Plated CU Ground Bar 42 Circuit Interior Type 1,Box: 74H x 20W x 8.75D Incoming: Top Trim: Surface - Hinged Box Cat No: MH74D9 Front Cat No: NC74VS3PNFHR Ref. Drawing: PBA559HR Feeders: 6 - 35A/3P EJB 1 - 50A/3P EJB 1 - 20A/3P EJB Optional Features: Standard Panel (Box Ahead),Seismic Qualification - IBC/ASCE7/CBC/NBCC,Copper Ground Bar Branch User Placement Standard Nameplate: Engraved as Follows Line 1: HLP02A Size: 3.50"" Wide x 1.00"" High (Std) Color: White Surface / Black Letters Plastic/Adhesive - Screw-on 1-MH74D9-PNLBD ENCLOSURE/BOX T-1 74H20W8.75D 1-NC74VS3PNFHR (TRIM)-Trim Surface Hinged 74"H | EA | EA |  | TRUE |  | P | FXG | DAYTON | 2027-02-22T00:00:00
134653 | 3 | 2 | States | Dayton | Megan Swymeler | TRUE | 2026-07-09T00:00:00 | 2027-01-22T00:00:00 | 2027-01-22T00:00:00 | 17 | 0 | 17 | 1733.16 | 81458.52 | 55369-6417 | USA | N30 | 44 | SCHNEIDER ELECTRIC USA INC. | 60673-1214 | METSEHDPM6R42 | 42 Ckt Module | PUR | 42 Ckt Module | EA | EA |  | TRUE |  | P | FXG | DAYTON | 2027-02-22T00:00:00
134653 | 7 | 1 | States | Dayton | Megan Swymeler | TRUE | 2026-07-09T00:00:00 | 2026-09-16T00:00:00 | 2026-10-29T00:00:00 | 44 | 18 | 26 | 7028.04 | 330317.88 | 55369-6417 | USA | N30 | 44 | SCHNEIDER ELECTRIC USA INC. | 60673-1214 | NF Panelboard | 1-NF MB Panel (INTERIOR)-NF Panelboard Consisting of 480V 3Ph 3W 60Hz Wye Grounded SCCR: 65kA Fully Rated Single Main: 400AS/400AT/3P LJ Circuit Breaker 80% Rated Main Trip Function: LI Main Trip Unit: Standard Trip Unit Incoming Conductors: 1 - (2) 2/0 - 500 kcmil Bus: 400A Rated Copper: Silver/Tin Plated CU Ground Bar 42 Circuit Interior Type 1,Box: 74H x 20W x 8.75D Incoming: Top Trim: Surface - Hinged Box Cat No: MH74D9 Front Cat No: NC74VS3PNFHR Ref. Drawing: PBA559HR Feeders: 6 - 35A/3P EJB 1 - 50A/3P EJB 1 - 20A/3P EJB Optional Features: Standard Panel (Box Ahead),Seismic Qualification - IBC/ASCE7/CBC/NBCC,Copper Ground Bar Branch User Placement Standard Nameplate: Engraved as Follows Line 1: HLP02A Size: 3.50"" Wide x 1.00"" High (Std) Color: White Surface / Black Letters Plastic/Adhesive - Screw-on 1-MH74D9-PNLBD ENCLOSURE/BOX T-1 74H20W8.75D 1-NC74VS3PNFHR (TRIM)-Trim Surface Hinged 74"H | PUR | 1-NF MB Panel (INTERIOR)-NF Panelboard Consisting of 480V 3Ph 3W 60Hz Wye Grounded SCCR: 65kA Fully Rated Single Main: 400AS/400AT/3P LJ Circuit Breaker 80% Rated Main Trip Function: LI Main Trip Unit: Standard Trip Unit Incoming Conductors: 1 - (2) 2/0 - 500 kcmil Bus: 400A Rated Copper: Silver/Tin Plated CU Ground Bar 42 Circuit Interior Type 1,Box: 74H x 20W x 8.75D Incoming: Top Trim: Surface - Hinged Box Cat No: MH74D9 Front Cat No: NC74VS3PNFHR Ref. Drawing: PBA559HR Feeders: 6 - 35A/3P EJB 1 - 50A/3P EJB 1 - 20A/3P EJB Optional Features: Standard Panel (Box Ahead),Seismic Qualification - IBC/ASCE7/CBC/NBCC,Copper Ground Bar Branch User Placement Standard Nameplate: Engraved as Follows Line 1: HLP02A Size: 3.50"" Wide x 1.00"" High (Std) Color: White Surface / Black Letters Plastic/Adhesive - Screw-on 1-MH74D9-PNLBD ENCLOSURE/BOX T-1 74H20W8.75D 1-NC74VS3PNFHR (TRIM)-Trim Surface Hinged 74"H | EA | EA |  | TRUE |  | P | FXG | DAYTON | 2026-12-21T00:00:00
134653 | 2 | 2 | States | Dayton | Megan Swymeler | TRUE | 2026-07-09T00:00:00 | 2027-02-02T00:00:00 | 2027-01-26T00:00:00 | 102 | 0 | 102 | 75.47 | 21282.54 | 55369-6417 | USA | N30 | 44 | SCHNEIDER ELECTRIC USA INC. | 60673-1214 | METSEHD300A30 | Split Core Current Transformer HDPM6000, 300A, 1"x1", 30ft lead | PUR | Split Core Current Transformer HDPM6000, 300A, 1"x1", 30ft lead | EA | EA |  | TRUE |  | P | FXG | DAYTON | 2027-02-22T00:00:00
134653 | 5 | 1 | States | Dayton | Megan Swymeler | TRUE | 2026-07-09T00:00:00 | 2026-11-13T00:00:00 | 2026-11-13T00:00:00 | 306 | 0 | 306 | 34.03 | 28789.38 | 55369-6417 | USA | N30 | 44 | SCHNEIDER ELECTRIC USA INC. | 60673-1214 | METSEHDPM75A30 | Split Core Current Transformer HDPM6000, 75 A, 30ft lead | PUR | Split Core Current Transformer HDPM6000, 75 A, 30ft lead | EA | EA |  | TRUE |  | P | FXG | DAYTON | 2026-12-21T00:00:00
132542 | 4 | 1 | States | Champlin | Megan Swymeler | TRUE | 2026-04-16T00:00:00 | 2026-09-17T00:00:00 | 2026-05-13T00:00:00 | 1 | 0 | 1 | 13629.3 | 13629.3 | 55316-3157 | USA | N30 | 44 | SCHNEIDER ELECTRIC USA INC. | 60673-1214 | BL3HGR63A3GFBFWXCAT | "Masterpact Drawout Circuit Breaker Model No. NW30H 4-Pole UL489/CSA Rated TYPE 5.0P Masterpact Drawout Circuit Breaker Model No. NW30H 4-Pole UL489/CSA Rated Rated 3000 Amps, 100% Rated AIR - 100kA/100kA/85kA @ 240/480/600 Vac 2500 Amp Sensor Plug UL Type A Plug Trip Unit Type 5.0P with: Zone Selective Protection (LSI) Residual Ground Fault Protection Ground Fault Alarm Only Power Meter Modbus Communication Module 8 Auxiliary Contacts 2 Programmable Contact Modules Spring Charging Motor - 100-130Vac Shunt Trip - 24-30Vdc Closing Coil - 100-130Vac Overcurrent Trip (SDE) contact standard Second Overcurrent Trip (SDE) Padlockable Push Button Cover Open position padlock provision - No locks supplied with Padlock attachment Automatic Spring Discharged Interlock Standard Left Hand Neutral Production Test Report Revision - 12/12/2025 - (S20251023/S20251023) Source -Selector " | PUR | "Masterpact Drawout Circuit Breaker Model No. NW30H 4-Pole UL489/CSA Rated TYPE 5.0P Masterpact Drawout Circuit Breaker Model No. NW30H 4-Pole UL489/CSA Rated Rated 3000 Amps, 100% Rated AIR - 100kA/100kA/85kA @ 240/480/600 Vac 2500 Amp Sensor Plug UL Type A Plug Trip Unit Type 5.0P with: Zone Selective Protection (LSI) Residual Ground Fault Protection Ground Fault Alarm Only Power Meter Modbus Communication Module 8 Auxiliary Contacts 2 Programmable Contact Modules Spring Charging Motor - 100-130Vac Shunt Trip - 24-30Vdc Closing Coil - 100-130Vac Overcurrent Trip (SDE) contact standard Second Overcurrent Trip (SDE) Padlockable Push Button Cover Open position padlock provision - No locks supplied with Padlock attachment Automatic Spring Discharged Interlock Standard Left Hand Neutral Production Test Report Revision - 12/12/2025 - (S20251023/S20251023) Source -Selector " | EA | EA |  | TRUE |  | P | FXG | 100
132542 | 7 | 1 | States | Champlin | Megan Swymeler | TRUE | 2026-04-16T00:00:00 | 2026-09-17T00:00:00 | 2026-05-13T00:00:00 | 1 | 0 | 1 | 2785.8 | 2785.8 | 55316-3157 | USA | N30 | 44 | SCHNEIDER ELECTRIC USA INC. | 60673-1214 | CBLNCC2APNABCDXFXHT | "Cradle with backmold 4 Pole Device UL Listed Rated 3000 Amps Rear connected T-vertical terminations (bottom) Rear connected T-vertical terminations (top) Shutters Top Fed 3000 Amp Metering Current Transformer Secondary disconnect wiring for auxiliary contacts - Ring-tongue Connected: 1 N.O. Contact (1a) Disconnected: 1 N.O. Contact (1a) Test: 1 N.O. Contact (1a) 2nd Alarm or Electric Reset Wiring Aux Contacts and Switch Communication wiring Shunt Trip, Shunt Close, Spring Charging Motor Wiring Wiring for PCM (2 or 6) ZSI/MDGF/Neutral Sensor/24Vdc supply Additional 2A+2B contacts (total 8 OF) Cradle Rejection Kit - Standard Door Escutcheon included as Standard OFF Push Button - Crank Interlock Standard Production test report Racking handle Revision - 12/12/2025 - (S20251023/S20251023) " | PUR | "Cradle with backmold 4 Pole Device UL Listed Rated 3000 Amps Rear connected T-vertical terminations (bottom) Rear connected T-vertical terminations (top) Shutters Top Fed 3000 Amp Metering Current Transformer Secondary disconnect wiring for auxiliary contacts - Ring-tongue Connected: 1 N.O. Contact (1a) Disconnected: 1 N.O. Contact (1a) Test: 1 N.O. Contact (1a) 2nd Alarm or Electric Reset Wiring Aux Contacts and Switch Communication wiring Shunt Trip, Shunt Close, Spring Charging Motor Wiring Wiring for PCM (2 or 6) ZSI/MDGF/Neutral Sensor/24Vdc supply Additional 2A+2B contacts (total 8 OF) Cradle Rejection Kit - Standard Door Escutcheon included as Standard OFF Push Button - Crank Interlock Standard Production test report Racking handle Revision - 12/12/2025 - (S20251023/S20251023) " | EA | EA |  | TRUE |  | P | FXG | 100
132542 | 6 | 1 | States | Champlin | Megan Swymeler | TRUE | 2026-04-16T00:00:00 | 2026-09-17T00:00:00 | 2026-05-13T00:00:00 | 1 | 0 | 1 | 2785.8 | 2785.8 | 55316-3157 | USA | N30 | 44 | SCHNEIDER ELECTRIC USA INC. | 60673-1214 | CBLNCC2AGNABXDXFXHT | "Cradle with backmold 4 Pole Device UL Listed Rated 3000 Amps Rear connected T-vertical terminations (bottom) Rear connected T-vertical terminations (top) Shutters Bottom Fed 3000 Amp Metering Current Transformer Secondary disconnect wiring for auxiliary contacts - Ring-tongue Connected: 1 N.O. Contact (1a) Disconnected: 1 N.O. Contact (1a) Test: 1 N.O. Contact (1a) 2nd Alarm or Electric Reset Wiring Aux Contacts and Switch Communication wiring Shunt Trip, Shunt Close, Spring Charging Motor Wiring ZSI/MDGF/Neutral Sensor/24Vdc supply Additional 2A+2B contacts (total 8 OF) Cradle Rejection Kit - Standard Door Escutcheon included as Standard OFF Push Button - Crank Interlock Standard Production test report Racking handle Revision - 12/12/2025 - (S20251023/S20251023)" | PUR | "Cradle with backmold 4 Pole Device UL Listed Rated 3000 Amps Rear connected T-vertical terminations (bottom) Rear connected T-vertical terminations (top) Shutters Bottom Fed 3000 Amp Metering Current Transformer Secondary disconnect wiring for auxiliary contacts - Ring-tongue Connected: 1 N.O. Contact (1a) Disconnected: 1 N.O. Contact (1a) Test: 1 N.O. Contact (1a) 2nd Alarm or Electric Reset Wiring Aux Contacts and Switch Communication wiring Shunt Trip, Shunt Close, Spring Charging Motor Wiring ZSI/MDGF/Neutral Sensor/24Vdc supply Additional 2A+2B contacts (total 8 OF) Cradle Rejection Kit - Standard Door Escutcheon included as Standard OFF Push Button - Crank Interlock Standard Production test report Racking handle Revision - 12/12/2025 - (S20251023/S20251023)" | EA | EA |  | TRUE |  | P | FXG | 100
132542 | 5 | 1 | States | Champlin | Megan Swymeler | TRUE | 2026-04-16T00:00:00 | 2026-09-17T00:00:00 | 2026-05-13T00:00:00 | 1 | 0 | 1 | 13725 | 13725 | 55316-3157 | USA | N30 | 44 | SCHNEIDER ELECTRIC USA INC. | 60673-1214 | BL3HGR64A3CFBFWXCAT | "Masterpact Drawout Circuit Breaker Model No. NW30H 4-Pole UL489/CSA Rated TYPE 6.0A Masterpact Drawout Circuit Breaker Model No. NW30H 4-Pole UL489/CSA Rated Rated 3000 Amps, 100% Rated AIR - 100kA/100kA/85kA @ 240/480/600 Vac 2500 Amp Sensor Plug UL Type A Plug Trip Unit Type 6.0P with: Zone Selective Protection (LSI) Residual Ground Fault Protection Ground Fault Trip Only Power Meter Modbus Communication Module 8 Auxiliary Contacts Spring Charging Motor - 100-130Vac Shunt Trip - 24-30Vdc Closing Coil - 100-130Vac Overcurrent Trip (SDE) contact standard Second Overcurrent Trip (SDE) Padlockable Push Button Cover Open position padlock provision - No locks supplied with Padlock attachment Automatic Spring Discharged Interlock Standard Left Hand Neutral Production Test Report Revision - 12/12/2025 - (S20251023/S20251023) Source -Selector" | PUR | "Masterpact Drawout Circuit Breaker Model No. NW30H 4-Pole UL489/CSA Rated TYPE 6.0A Masterpact Drawout Circuit Breaker Model No. NW30H 4-Pole UL489/CSA Rated Rated 3000 Amps, 100% Rated AIR - 100kA/100kA/85kA @ 240/480/600 Vac 2500 Amp Sensor Plug UL Type A Plug Trip Unit Type 6.0P with: Zone Selective Protection (LSI) Residual Ground Fault Protection Ground Fault Trip Only Power Meter Modbus Communication Module 8 Auxiliary Contacts Spring Charging Motor - 100-130Vac Shunt Trip - 24-30Vdc Closing Coil - 100-130Vac Overcurrent Trip (SDE) contact standard Second Overcurrent Trip (SDE) Padlockable Push Button Cover Open position padlock provision - No locks supplied with Padlock attachment Automatic Spring Discharged Interlock Standard Left Hand Neutral Production Test Report Revision - 12/12/2025 - (S20251023/S20251023) Source -Selector" | EA | EA |  | TRUE |  | P | FXG | 100
133643 | 55 | 1 | States | MGM TRANSFORMER | Megan Swymeler | TRUE | 2026-05-27T00:00:00 | 2026-09-15T00:00:00 | 2026-09-14T00:00:00 | 2 | 0 | 2 | 2777.84 | 5555.68 | 92154 | USA | N30 | 44 | SCHNEIDER ELECTRIC USA INC. | 60673-1214 | DJCFCABABNNNNNNNNNNNNNNTCNANENNNNCNNNNNA | Square D Masterpact MTZ Unit Mount Circuit BreakerDJCFCABABNNNNNNNNNNNNNNTCNANENNNNCNNNNNAModel No. MTZ1-08L1 3-Pole UL489/ CSA C22.2No.5 RatedRated 800 Amps, 100% RatedAIR - 100kA/65kA/NA @ 240/480/600 VacTop Termination 2 Hole RCTVBottom Termination 2 Hole RCTV800 Amp SensorTrip UnitMicrologic 5.0 Xi (LSI) Trip UnitEnergy Reduction Maintenance SettingsDigital Module InstalledEnergy Reduction Maintenance Setting selectedTrip Unit Wireless Communication has been removedULP Port4 OF Contacts (standard)Overcurrent Trip (SDE) contact standardPadlockable Push Button CoverProvision Only For Kirk - No locks suppliedNo Padlock attachment includedProduction Test ReportDoor Escutcheon included as StandardRevision - 5/26/2026 - (P20260306/S20260306)Source -Selector | PUR | Square D Masterpact MTZ Unit Mount Circuit BreakerDJCFCABABNNNNNNNNNNNNNNTCNANENNNNCNNNNNAModel No. MTZ1-08L1 3-Pole UL489/ CSA C22.2No.5 RatedRated 800 Amps, 100% RatedAIR - 100kA/65kA/NA @ 240/480/600 VacTop Termination 2 Hole RCTVBottom Termination 2 Hole RCTV800 Amp SensorTrip UnitMicrologic 5.0 Xi (LSI) Trip UnitEnergy Reduction Maintenance SettingsDigital Module InstalledEnergy Reduction Maintenance Setting selectedTrip Unit Wireless Communication has been removedULP Port4 OF Contacts (standard)Overcurrent Trip (SDE) contact standardPadlockable Push Button CoverProvision Only For Kirk - No locks suppliedNo Padlock attachment includedProduction Test ReportDoor Escutcheon included as StandardRevision - 5/26/2026 - (P20260306/S20260306)Source -Selector | EA | EA |  | TRUE |  | P | FXG | 100
133643 | 20 | 1 | States | MGM TRANSFORMER | Megan Swymeler | TRUE | 2026-05-27T00:00:00 | 2026-10-08T00:00:00 | 2026-09-21T00:00:00 | 1 | 0 | 1 | 3840.14 | 3840.14 | 92154 | USA | N30 | 44 | SCHNEIDER ELECTRIC USA INC. | 60673-1214 | PJP36120CU64AE1VABYQ | PJP36120CU64AE1VABYQ-Molded Case Circuit BreakerPJP36120CU64AE1VABYQUL/CSA RatedPowerPact P FrameLugs "OFF" EndTerminal Nut Kit "ON" End1200 Amp Capacity3 Pole Device600 Vac Rated100% RatedInterrupting Rating100kA @ 240Vac/65kA @ 480Vac/25kA @ 600VacMicrologic Power Trip Unit - LSIGUL Rating Plug A2 Programmable Contact ModuleModbus Communications2 Form C Auxiliary SwitchHandle padlock attachment - OFF position onlyRevision - 5/21/2026 - (P20260306/S20260306)Source -SelectoLV434063-Input/Output Interface for LV breaker | PUR | PJP36120CU64AE1VABYQ-Molded Case Circuit BreakerPJP36120CU64AE1VABYQUL/CSA RatedPowerPact P FrameLugs "OFF" EndTerminal Nut Kit "ON" End1200 Amp Capacity3 Pole Device600 Vac Rated100% RatedInterrupting Rating100kA @ 240Vac/65kA @ 480Vac/25kA @ 600VacMicrologic Power Trip Unit - LSIGUL Rating Plug A2 Programmable Contact ModuleModbus Communications2 Form C Auxiliary SwitchHandle padlock attachment - OFF position onlyRevision - 5/21/2026 - (P20260306/S20260306)Source -SelectoLV434063-Input/Output Interface for LV breaker | EA | EA |  | TRUE |  | P | FXG | 100 | 2026-09-21T00:00:00
133643 | 11 | 1 | States | MGM TRANSFORMER | Megan Swymeler | TRUE | 2026-05-27T00:00:00 | 2026-10-16T00:00:00 | 2026-09-21T00:00:00 | 6 | 0 | 6 | 3815.44 | 22892.64 | 92154 | USA | N30 | 44 | SCHNEIDER ELECTRIC USA INC. | 60673-1214 | PJP36100CU63AE1VABSAYQ | PJP36100CU63AE1VABSAYQ-Molded Case Circuit BreakerPJP36100CU63AE1VABSAYQUL/CSA RatedPowerPact P FrameLugs "OFF" EndTerminal Nut Kit "ON" End1000 Amp Capacity3 Pole Device600 Vac Rated100% RatedInterrupting Rating100kA @ 240Vac/65kA @ 480Vac/25kA @ 600VacMicrologic Power Trip - LSIUL Rating Plug A2 Programmable Contact ModuleModbus Communications2 Form C Auxiliary SwitchShunt Trip 110-130Vac/125VdcHandle padlock attachment - OFF position onlyRevision - 5/21/2026 - (P20260306/S20260306)Source -Selector | PUR | PJP36100CU63AE1VABSAYQ-Molded Case Circuit BreakerPJP36100CU63AE1VABSAYQUL/CSA RatedPowerPact P FrameLugs "OFF" EndTerminal Nut Kit "ON" End1000 Amp Capacity3 Pole Device600 Vac Rated100% RatedInterrupting Rating100kA @ 240Vac/65kA @ 480Vac/25kA @ 600VacMicrologic Power Trip - LSIUL Rating Plug A2 Programmable Contact ModuleModbus Communications2 Form C Auxiliary SwitchShunt Trip 110-130Vac/125VdcHandle padlock attachment - OFF position onlyRevision - 5/21/2026 - (P20260306/S20260306)Source -Selector | EA | EA |  | TRUE |  | P | FXG | 100
133643 | 6 | 1 | States | MGM TRANSFORMER | Megan Swymeler | TRUE | 2026-05-27T00:00:00 | 2026-10-08T00:00:00 | 2026-08-21T00:00:00 | 1 | 0 | 1 | 3840.14 | 3840.14 | 92154 | USA | N30 | 44 | SCHNEIDER ELECTRIC USA INC. | 60673-1214 | PJP36120CU64AE1VABYQ | PJP36120CU64AE1VABYQ-Molded Case Circuit BreakerPJP36120CU64AE1VABYQUL/CSA RatedPowerPact P FrameLugs "OFF" EndTerminal Nut Kit "ON" End1200 Amp Capacity3 Pole Device600 Vac Rated100% RatedInterrupting Rating100kA @ 240Vac/65kA @ 480Vac/25kA @ 600VacMicrologic Power Trip Unit - LSIGUL Rating Plug A2 Programmable Contact ModuleModbus Communications2 Form C Auxiliary SwitchHandle padlock attachment - OFF position onlyRevision - 5/21/2026 - (P20260306/S20260306)Source -SelectoLV434063-Input/Output Interface for LV breaker | PUR | PJP36120CU64AE1VABYQ-Molded Case Circuit BreakerPJP36120CU64AE1VABYQUL/CSA RatedPowerPact P FrameLugs "OFF" EndTerminal Nut Kit "ON" End1200 Amp Capacity3 Pole Device600 Vac Rated100% RatedInterrupting Rating100kA @ 240Vac/65kA @ 480Vac/25kA @ 600VacMicrologic Power Trip Unit - LSIGUL Rating Plug A2 Programmable Contact ModuleModbus Communications2 Form C Auxiliary SwitchHandle padlock attachment - OFF position onlyRevision - 5/21/2026 - (P20260306/S20260306)Source -SelectoLV434063-Input/Output Interface for LV breaker | EA | EA |  | TRUE |  | P | FXG | 100 | 2026-08-21T00:00:00
133643 | 67 | 1 | States | MGM TRANSFORMER | Megan Swymeler | TRUE | 2026-05-27T00:00:00 | 2027-03-10T00:00:00 | 2027-03-10T00:00:00 | 2 | 0 | 2 | 5086.75 | 10173.5 | 92154 | USA | N30 | 44 | SCHNEIDER ELECTRIC USA INC. | 60673-1214 | PJP36120CU63AE1VABJA | Molded Case Circuit Breaker UL/CSA Rated PowerPact P Frame Lugs ""OFF"" End Terminal Nut Kit ""ON"" End 1200 Amp Capacity 3 Pole Device 600 Vac Rated 100% Rated Interrupting Rating 100kA @ 240Vac/65kA @ 480Vac/25kA @ 600Vac Micrologic Power Trip - LSI UL Rating Plug A 2 Programmable Contact Module Keylock options: Provision only Provision for Kirk or Schneider Electric Keying Vertical Mount Modbus Communications 2 Form C Auxiliary Switch | PUR | Molded Case Circuit Breaker UL/CSA Rated PowerPact P Frame Lugs ""OFF"" End Terminal Nut Kit ""ON"" End 1200 Amp Capacity 3 Pole Device 600 Vac Rated 100% Rated Interrupting Rating 100kA @ 240Vac/65kA @ 480Vac/25kA @ 600Vac Micrologic Power Trip - LSI UL Rating Plug A 2 Programmable Contact Module Keylock options: Provision only Provision for Kirk or Schneider Electric Keying Vertical Mount Modbus Communications 2 Form C Auxiliary Switch | EA | EA |  | TRUE |  | P | FXG | 100 | 2026-12-01T00:00:00
133643 | 61 | 1 | States | MGM TRANSFORMER | Megan Swymeler | TRUE | 2026-05-27T00:00:00 | 2026-09-15T00:00:00 | 2026-09-14T00:00:00 | 2 | 0 | 2 | 2981.52 | 5963.04 | 92154 | USA | N30 | 44 | SCHNEIDER ELECTRIC USA INC. | 60673-1214 | DJEGGABABNNNNNNNNNNNNNNTWNANENNNNCNNNNNA | Square D Masterpact MTZ Unit Mount Circuit BreakerDJEGGABABNNNNNNNNNNNNNNTWNANENNNNCNNNNNAModel No. MTZ1-12L1 3-Pole UL489/ CSA C22.2No.5 RatedRated 1200 Amps, 100% RatedAIR - 100kA/65kA/NA @ 240/480/600 VacTop Termination 2 Hole RCTVBottom Termination 2 Hole RCTV1000 Amp SensorTrip UnitMicrologic 6.0 Xi (LSIG) Trip UnitEnergy Reduction Maintenance SettingsDigital Module InstalledEnergy Reduction Maintenance Setting selectedTrip Unit Wireless Communication has been removedULP Port4 OF Contacts (standard)Overcurrent Trip (SDE) contact standardPadlockable Push Button CoverNo Locking Provision Provided with Padlock attachmentProduction Test ReportDoor Escutcheon included as StandardRevision - 5/26/2026 - (P20260306/S20260306)Source -Selector | PUR | Square D Masterpact MTZ Unit Mount Circuit BreakerDJEGGABABNNNNNNNNNNNNNNTWNANENNNNCNNNNNAModel No. MTZ1-12L1 3-Pole UL489/ CSA C22.2No.5 RatedRated 1200 Amps, 100% RatedAIR - 100kA/65kA/NA @ 240/480/600 VacTop Termination 2 Hole RCTVBottom Termination 2 Hole RCTV1000 Amp SensorTrip UnitMicrologic 6.0 Xi (LSIG) Trip UnitEnergy Reduction Maintenance SettingsDigital Module InstalledEnergy Reduction Maintenance Setting selectedTrip Unit Wireless Communication has been removedULP Port4 OF Contacts (standard)Overcurrent Trip (SDE) contact standardPadlockable Push Button CoverNo Locking Provision Provided with Padlock attachmentProduction Test ReportDoor Escutcheon included as StandardRevision - 5/26/2026 - (P20260306/S20260306)Source -Selector | EA | EA |  | TRUE |  | P | FXG | 100
133643 | 51 | 1 | States | MGM TRANSFORMER | Megan Swymeler | TRUE | 2026-05-27T00:00:00 | 2026-09-15T00:00:00 | 2026-09-14T00:00:00 | 2 | 0 | 2 | 2777.84 | 5555.68 | 92154 | USA | N30 | 44 | SCHNEIDER ELECTRIC USA INC. | 60673-1214 | DJCFCABABNNNNNNNNNNNNNNTCNANENNNNCNNNNNA | Square D Masterpact MTZ Unit Mount Circuit BreakerDJCFCABABNNNNNNNNNNNNNNTCNANENNNNCNNNNNAModel No. MTZ1-08L1 3-Pole UL489/ CSA C22.2No.5 RatedRated 800 Amps, 100% RatedAIR - 100kA/65kA/NA @ 240/480/600 VacTop Termination 2 Hole RCTVBottom Termination 2 Hole RCTV800 Amp SensorTrip UnitMicrologic 5.0 Xi (LSI) Trip UnitEnergy Reduction Maintenance SettingsDigital Module InstalledEnergy Reduction Maintenance Setting selectedTrip Unit Wireless Communication has been removedULP Port4 OF Contacts (standard)Overcurrent Trip (SDE) contact standardPadlockable Push Button CoverProvision Only For Kirk - No locks suppliedNo Padlock attachment includedProduction Test ReportDoor Escutcheon included as StandardRevision - 5/26/2026 - (P20260306/S20260306)Source -Selector | PUR | Square D Masterpact MTZ Unit Mount Circuit BreakerDJCFCABABNNNNNNNNNNNNNNTCNANENNNNCNNNNNAModel No. MTZ1-08L1 3-Pole UL489/ CSA C22.2No.5 RatedRated 800 Amps, 100% RatedAIR - 100kA/65kA/NA @ 240/480/600 VacTop Termination 2 Hole RCTVBottom Termination 2 Hole RCTV800 Amp SensorTrip UnitMicrologic 5.0 Xi (LSI) Trip UnitEnergy Reduction Maintenance SettingsDigital Module InstalledEnergy Reduction Maintenance Setting selectedTrip Unit Wireless Communication has been removedULP Port4 OF Contacts (standard)Overcurrent Trip (SDE) contact standardPadlockable Push Button CoverProvision Only For Kirk - No locks suppliedNo Padlock attachment includedProduction Test ReportDoor Escutcheon included as StandardRevision - 5/26/2026 - (P20260306/S20260306)Source -Selector | EA | EA |  | TRUE |  | P | FXG | 100
133643 | 18 | 1 | States | MGM TRANSFORMER | Megan Swymeler | TRUE | 2026-05-27T00:00:00 | 2026-11-18T00:00:00 | 2026-11-18T00:00:00 | 15 | 13 | 2 | 333.74 | 5006.1 | 92154 | USA | N30 | 44 | SCHNEIDER ELECTRIC USA INC. | 60673-1214 | HJP36060U43XABYQ | HJP36060U43XABYQ-Molded Case Circuit BreakerHJP36060U43XABYQUL/CSA RatedPowerPact H FrameLugs "OFF" EndTerminal Nut Kit "ON" End3 Pole Device60 Amp Capacity600 Vac Rated80% Rated - Standard ratedInterrupting Rating100kA @ 240Vac/65kA @ 480Vac/25kA @ 600VacMicrologic Ammeter Trip Unit - LSI2 Form C Auxiliary SwitchHandle padlock attachment - OFF position onlyRevision - 5/20/2026 - (P20260306/S20260306)Source -Selector | PUR | HJP36060U43XABYQ-Molded Case Circuit BreakerHJP36060U43XABYQUL/CSA RatedPowerPact H FrameLugs "OFF" EndTerminal Nut Kit "ON" End3 Pole Device60 Amp Capacity600 Vac Rated80% Rated - Standard ratedInterrupting Rating100kA @ 240Vac/65kA @ 480Vac/25kA @ 600VacMicrologic Ammeter Trip Unit - LSI2 Form C Auxiliary SwitchHandle padlock attachment - OFF position onlyRevision - 5/20/2026 - (P20260306/S20260306)Source -Selector | EA | EA |  | TRUE |  | P | FXG | 100
133643 | 3 | 1 | States | MGM TRANSFORMER | Megan Swymeler | TRUE | 2026-05-27T00:00:00 | 2026-11-18T00:00:00 | 2026-11-18T00:00:00 | 26 | 0 | 26 | 632.05 | 16433.3 | 92154 | USA | N30 | 44 | SCHNEIDER ELECTRIC USA INC. | 60673-1214 | HJP36150U43XABYQ | HJP36150U43XABYQ-Molded Case Circuit BreakerHJP36150U43XABYQUL/CSA RatedPowerPact H FrameLugs "OFF" EndTerminal Nut Kit "ON" End150 Amp Capacity3 Pole Device600 Vac Rated80% Rated - Standard ratedInterrupting Rating100kA @ 240Vac/65kA @ 480Vac/25kA @ 600VacMicrologic Ammeter Trip Unit - LSI2 Form C Auxiliary SwitchHandle padlock attachment - OFF position onlyRevision - 5/20/2026 - (P20260306/S20260306)Source -Selector | PUR | HJP36150U43XABYQ-Molded Case Circuit BreakerHJP36150U43XABYQUL/CSA RatedPowerPact H FrameLugs "OFF" EndTerminal Nut Kit "ON" End150 Amp Capacity3 Pole Device600 Vac Rated80% Rated - Standard ratedInterrupting Rating100kA @ 240Vac/65kA @ 480Vac/25kA @ 600VacMicrologic Ammeter Trip Unit - LSI2 Form C Auxiliary SwitchHandle padlock attachment - OFF position onlyRevision - 5/20/2026 - (P20260306/S20260306)Source -Selector | EA | EA |  | TRUE |  | P | FXG | 100
133643 | 40 | 1 | States | MGM TRANSFORMER | Megan Swymeler | TRUE | 2026-05-27T00:00:00 | 2026-11-18T00:00:00 | 2026-11-18T00:00:00 | 2 | 0 | 2 | 347.62 | 695.24 | 92154 | USA | N30 | 44 | SCHNEIDER ELECTRIC USA INC. | 60673-1214 | HJP36100U43XABYQ | HJP36100U43XABYQ-Molded Case Circuit BreakerHJP36100U43XABYQUL/CSA RatedPowerPact H FrameLugs "OFF" EndTerminal Nut Kit "ON" End100 Amp Capacity3 Pole Device600 Vac Rated80% Rated - Standard ratedInterrupting Rating100kA @ 240Vac/65kA @ 480Vac/25kA @ 600VacMicrologic Ammeter Trip Unit - LSI2 Form C Auxiliary SwitchHandle padlock attachment - OFF position onlyRevision - 5/26/2026 - (P20260306/S20260306)Source -Selector | PUR | HJP36100U43XABYQ-Molded Case Circuit BreakerHJP36100U43XABYQUL/CSA RatedPowerPact H FrameLugs "OFF" EndTerminal Nut Kit "ON" End100 Amp Capacity3 Pole Device600 Vac Rated80% Rated - Standard ratedInterrupting Rating100kA @ 240Vac/65kA @ 480Vac/25kA @ 600VacMicrologic Ammeter Trip Unit - LSI2 Form C Auxiliary SwitchHandle padlock attachment - OFF position onlyRevision - 5/26/2026 - (P20260306/S20260306)Source -Selector | EA | EA |  | TRUE |  | P | FXG | 100
133643 | 4 | 1 | States | MGM TRANSFORMER | Megan Swymeler | TRUE | 2026-05-27T00:00:00 | 2026-11-18T00:00:00 | 2026-07-16T00:00:00 | 3 | 0 | 3 | 333.74 | 1001.22 | 92154 | USA | N30 | 44 | SCHNEIDER ELECTRIC USA INC. | 60673-1214 | HJP36060U43XABYQ | HJP36060U43XABYQ-Molded Case Circuit BreakerHJP36060U43XABYQUL/CSA RatedPowerPact H FrameLugs "OFF" EndTerminal Nut Kit "ON" End3 Pole Device60 Amp Capacity600 Vac Rated80% Rated - Standard ratedInterrupting Rating100kA @ 240Vac/65kA @ 480Vac/25kA @ 600VacMicrologic Ammeter Trip Unit - LSI2 Form C Auxiliary SwitchHandle padlock attachment - OFF position onlyRevision - 5/20/2026 - (P20260306/S20260306)Source -Selector | PUR | HJP36060U43XABYQ-Molded Case Circuit BreakerHJP36060U43XABYQUL/CSA RatedPowerPact H FrameLugs "OFF" EndTerminal Nut Kit "ON" End3 Pole Device60 Amp Capacity600 Vac Rated80% Rated - Standard ratedInterrupting Rating100kA @ 240Vac/65kA @ 480Vac/25kA @ 600VacMicrologic Ammeter Trip Unit - LSI2 Form C Auxiliary SwitchHandle padlock attachment - OFF position onlyRevision - 5/20/2026 - (P20260306/S20260306)Source -Selector | EA | EA |  | TRUE |  | P | FXG | 100 | 2026-07-16T00:00:00
133643 | 2 | 1 | States | MGM TRANSFORMER | Megan Swymeler | TRUE | 2026-05-27T00:00:00 | 2026-11-18T00:00:00 | 2026-11-18T00:00:00 | 4 | 0 | 4 | 6989.26 | 27957.04 | 92154 | USA | N30 | 44 | SCHNEIDER ELECTRIC USA INC. | 60673-1214 | LAIPGAXAXNANNNNNNNNDNCNTWNANENNNNCNNNNNA | Square D Masterpact MTZ Unit Mount Circuit BreakerLAIPGAXAXNANNNNNNNNDNCNTWNANENNNNCNNNNNAModel No. MTZ2-32H1 3-Pole ANSIC37/UL1066/CSA C22.2 No.268 RatedRated 3200 Amps, 100% RatedAIR - 65kA/65kA/65kA @ 254/508/635 VacTop Termination RCOVBottom Termination RCOV3200 Amp SensorTrip UnitMicrologic 6.0 Xi (LSIG) Trip UnitEnergy Reduction Maintenance SettingsDigital Module InstalledEnergy Reduction Maintenance Setting selectedTrip Unit Wireless Communication has been removedULP Port4 OF Contacts (standard) + 4 Additional OF ContactsShunt Trip - 100-130VacOvercurrent Trip (SDE) contact standardPadlockable Push Button CoverNo Locking Provision Provided with Padlock attachmentProduction Test ReportDoor Escutcheon included as StandardRevision - 5/20/2026 - (P20260306/S20260306)Source -Selector | PUR | Square D Masterpact MTZ Unit Mount Circuit BreakerLAIPGAXAXNANNNNNNNNDNCNTWNANENNNNCNNNNNAModel No. MTZ2-32H1 3-Pole ANSIC37/UL1066/CSA C22.2 No.268 RatedRated 3200 Amps, 100% RatedAIR - 65kA/65kA/65kA @ 254/508/635 VacTop Termination RCOVBottom Termination RCOV3200 Amp SensorTrip UnitMicrologic 6.0 Xi (LSIG) Trip UnitEnergy Reduction Maintenance SettingsDigital Module InstalledEnergy Reduction Maintenance Setting selectedTrip Unit Wireless Communication has been removedULP Port4 OF Contacts (standard) + 4 Additional OF ContactsShunt Trip - 100-130VacOvercurrent Trip (SDE) contact standardPadlockable Push Button CoverNo Locking Provision Provided with Padlock attachmentProduction Test ReportDoor Escutcheon included as StandardRevision - 5/20/2026 - (P20260306/S20260306)Source -Selector | EA | EA |  | TRUE |  | P | FXG | 100
133643 | 38 | 1 | States | MGM TRANSFORMER | Megan Swymeler | TRUE | 2026-05-27T00:00:00 | 2026-09-18T00:00:00 | 2026-08-21T00:00:00 | 1 | 0 | 1 | 3855.89 | 3855.89 | 92154 | USA | N30 | 44 | SCHNEIDER ELECTRIC USA INC. | 60673-1214 | LAFJGABABNANNNNNNNNDNCNTWNANENNNNCNNNNNA | Square D Masterpact MTZ Unit Mount Circuit BreakerLAFJGABABNANNNNNNNNDNCNTWNANENNNNCNNNNNAModel No. MTZ2-16H1 3-Pole ANSIC37/UL1066/CSA C22.2 No.268 RatedRated 1600 Amps, 100% RatedAIR - 65kA/65kA/65kA @ 254/508/635 VacTop Termination 2 Hole RCTVBottom Termination 2 Hole RCTV1600 Amp SensorTrip UnitMicrologic 6.0 Xi (LSIG) Trip UnitEnergy Reduction Maintenance SettingsDigital Module InstalledEnergy Reduction Maintenance Setting selectedTrip Unit Wireless Communication has been removedULP Port4 OF Contacts (standard) + 4 Additional OF ContactsShunt Trip - 100-130VacOvercurrent Trip (SDE) contact standardPadlockable Push Button CoverNo Locking Provision Provided with Padlock attachmentProduction Test ReportDoor Escutcheon included as StandardRevision - 5/26/2026 - (P20260306/S20260306)Source -Selector | PUR | Square D Masterpact MTZ Unit Mount Circuit BreakerLAFJGABABNANNNNNNNNDNCNTWNANENNNNCNNNNNAModel No. MTZ2-16H1 3-Pole ANSIC37/UL1066/CSA C22.2 No.268 RatedRated 1600 Amps, 100% RatedAIR - 65kA/65kA/65kA @ 254/508/635 VacTop Termination 2 Hole RCTVBottom Termination 2 Hole RCTV1600 Amp SensorTrip UnitMicrologic 6.0 Xi (LSIG) Trip UnitEnergy Reduction Maintenance SettingsDigital Module InstalledEnergy Reduction Maintenance Setting selectedTrip Unit Wireless Communication has been removedULP Port4 OF Contacts (standard) + 4 Additional OF ContactsShunt Trip - 100-130VacOvercurrent Trip (SDE) contact standardPadlockable Push Button CoverNo Locking Provision Provided with Padlock attachmentProduction Test ReportDoor Escutcheon included as StandardRevision - 5/26/2026 - (P20260306/S20260306)Source -Selector | EA | EA |  | TRUE |  | P | FXG | 100
133643 | 14 | 1 | States | MGM TRANSFORMER | Megan Swymeler | TRUE | 2026-05-27T00:00:00 | 2026-09-18T00:00:00 | 2026-08-21T00:00:00 | 1 | 0 | 1 | 3786.86 | 3786.86 | 92154 | USA | N30 | 44 | SCHNEIDER ELECTRIC USA INC. | 60673-1214 | LAFJGABABNANNNNNNNNNNCNTWNANENNNNCNNNNNA | Square D Masterpact MTZ Unit Mount Circuit BreakerLAFJGABABNANNNNNNNNNNCNTWNANENNNNCNNNNNAModel No. MTZ2-16H1 3-Pole ANSIC37/UL1066/CSA C22.2 No.268 RatedRated 1600 Amps, 100% RatedAIR - 65kA/65kA/65kA @ 254/508/635 VacTop Termination 2 Hole RCTVBottom Termination 2 Hole RCTV1600 Amp SensorTrip UnitMicrologic 6.0 Xi (LSIG) Trip UnitEnergy Reduction Maintenance SettingsDigital Module InstalledEnergy Reduction Maintenance Setting selectedTrip Unit Wireless Communication has been removedULP Port4 OF Contacts (standard) + 4 Additional OF ContactsOvercurrent Trip (SDE) contact standardPadlockable Push Button CoverNo Locking Provision Provided with Padlock attachmentProduction Test ReportDoor Escutcheon included as StandardRevision - 5/21/2026 - (P20260306/S20260306)Source -Selector | PUR | Square D Masterpact MTZ Unit Mount Circuit BreakerLAFJGABABNANNNNNNNNNNCNTWNANENNNNCNNNNNAModel No. MTZ2-16H1 3-Pole ANSIC37/UL1066/CSA C22.2 No.268 RatedRated 1600 Amps, 100% RatedAIR - 65kA/65kA/65kA @ 254/508/635 VacTop Termination 2 Hole RCTVBottom Termination 2 Hole RCTV1600 Amp SensorTrip UnitMicrologic 6.0 Xi (LSIG) Trip UnitEnergy Reduction Maintenance SettingsDigital Module InstalledEnergy Reduction Maintenance Setting selectedTrip Unit Wireless Communication has been removedULP Port4 OF Contacts (standard) + 4 Additional OF ContactsOvercurrent Trip (SDE) contact standardPadlockable Push Button CoverNo Locking Provision Provided with Padlock attachmentProduction Test ReportDoor Escutcheon included as StandardRevision - 5/21/2026 - (P20260306/S20260306)Source -Selector | EA | EA |  | TRUE |  | P | FXG | 100
133643 | 13 | 1 | States | MGM TRANSFORMER | Megan Swymeler | TRUE | 2026-05-27T00:00:00 | 2026-10-08T00:00:00 | 2026-09-21T00:00:00 | 4 | 1 | 3 | 2906.07 | 11624.28 | 92154 | USA | N30 | 44 | SCHNEIDER ELECTRIC USA INC. | 60673-1214 | PJP36080CU63AE1VABJK | PJP36080CU63AE1VABJK-Molded Case Circuit BreakerPJP36080CU63AE1VABJKUL/CSA RatedPowerPact P FrameLugs "OFF" EndTerminal Nut Kit "ON" End3 Pole Device600 Vac Rated800 Amp Capacity100% RatedInterrupting Rating100kA @ 240Vac/65kA @ 480Vac/25kA @ 600VacMicrologic Power Trip - LSIUL Rating Plug A2 Programmable Contact ModuleKeylock options:Provision onlyKirk keyHorizontal MountModbus Communications2 Form C Auxiliary SwitchRevision - 5/21/2026 - (P20260306/S20260306)Source -Selector | PUR | PJP36080CU63AE1VABJK-Molded Case Circuit BreakerPJP36080CU63AE1VABJKUL/CSA RatedPowerPact P FrameLugs "OFF" EndTerminal Nut Kit "ON" End3 Pole Device600 Vac Rated800 Amp Capacity100% RatedInterrupting Rating100kA @ 240Vac/65kA @ 480Vac/25kA @ 600VacMicrologic Power Trip - LSIUL Rating Plug A2 Programmable Contact ModuleKeylock options:Provision onlyKirk keyHorizontal MountModbus Communications2 Form C Auxiliary SwitchRevision - 5/21/2026 - (P20260306/S20260306)Source -Selector | EA | EA |  | TRUE |  | P | FXG | 100
133643 | 12 | 1 | States | MGM TRANSFORMER | Megan Swymeler | TRUE | 2026-05-27T00:00:00 | 2026-10-08T00:00:00 | 2026-09-21T00:00:00 | 4 | 0 | 4 | 2853.16 | 11412.64 | 92154 | USA | N30 | 44 | SCHNEIDER ELECTRIC USA INC. | 60673-1214 | PJP36100U64AE1VABYQ | PJP36100U64AE1VABYQ-Molded Case Circuit BreakerPJP36100U64AE1VABYQUL/CSA RatedPowerPact P FrameLugs "OFF" EndTerminal Nut Kit "ON" End1000 Amp Capacity3 Pole Device600 Vac Rated80% Rated - Standard ratedInterrupting Rating100kA @ 240Vac/65kA @ 480Vac/25kA @ 600VacMicrologic Power Trip Unit - LSIGUL Rating Plug A2 Programmable Contact ModuleModbus Communications2 Form C Auxiliary SwitchHandle padlock attachment - OFF position onlyRevision - 5/21/2026 - (P20260306/S20260306)Source -Selector | PUR | PJP36100U64AE1VABYQ-Molded Case Circuit BreakerPJP36100U64AE1VABYQUL/CSA RatedPowerPact P FrameLugs "OFF" EndTerminal Nut Kit "ON" End1000 Amp Capacity3 Pole Device600 Vac Rated80% Rated - Standard ratedInterrupting Rating100kA @ 240Vac/65kA @ 480Vac/25kA @ 600VacMicrologic Power Trip Unit - LSIGUL Rating Plug A2 Programmable Contact ModuleModbus Communications2 Form C Auxiliary SwitchHandle padlock attachment - OFF position onlyRevision - 5/21/2026 - (P20260306/S20260306)Source -Selector | EA | EA |  | TRUE |  | P | FXG | 100
133071 | 3 | 1 | States | Champlin | Megan Swymeler | TRUE | 2026-05-07T00:00:00 | 2027-02-15T00:00:00 | 2027-02-15T00:00:00 | 1 | 0 | 1 | 13327.52 | 13327.52 | 55316-3157 | USA | N30 | 44 | SCHNEIDER ELECTRIC USA INC. | 60673-1214 | MDPAC110 | Designation : MDPAC110 Product Details: 1 - ILINE ML PNLB (INT BOX TRIM)-I-Line Panelboard Consisting of 480V 3Ph 3W 60Hz Wye Grounded SCCR: 65kA Fully Rated SPD 240kA per Phase/120kA per ModeProposal Name: EOEM - States Manufacturing - SPD line to grd protect w/SPD Surge Counter w/SPD Dry Contacts Main Lug Only: 800A Branch Neutral Lug Material: Aluminum Incoming Conductors: 1 - (3) 3/0 - 500 kcmil Bus: 800A Rated Copper: Tin Plated CU Ground Bar 99"" of Mounting Inches Type 1,Box: 91H x 32W x 9.5D Incoming: Top Trim: Surface - Hinged Box Cat No: HC3291DB9 Front Cat No: HC3291TSHR Ref. Drawing: PBA470HR Type: HCJ Feeders: 4 - 150A/3P HJ 8 - 15A/3P BJ Optional Features: Ship Completely Assembled,Copper Ground Bar,Standard Mains and Feeders Mechanically Restrained | PUR | Designation : MDPAC110 Product Details: 1 - ILINE ML PNLB (INT BOX TRIM)-I-Line Panelboard Consisting of 480V 3Ph 3W 60Hz Wye Grounded SCCR: 65kA Fully Rated SPD 240kA per Phase/120kA per ModeProposal Name: EOEM - States Manufacturing - SPD line to grd protect w/SPD Surge Counter w/SPD Dry Contacts Main Lug Only: 800A Branch Neutral Lug Material: Aluminum Incoming Conductors: 1 - (3) 3/0 - 500 kcmil Bus: 800A Rated Copper: Tin Plated CU Ground Bar 99"" of Mounting Inches Type 1,Box: 91H x 32W x 9.5D Incoming: Top Trim: Surface - Hinged Box Cat No: HC3291DB9 Front Cat No: HC3291TSHR Ref. Drawing: PBA470HR Type: HCJ Feeders: 4 - 150A/3P HJ 8 - 15A/3P BJ Optional Features: Ship Completely Assembled,Copper Ground Bar,Standard Mains and Feeders Mechanically Restrained | EA | EA |  | TRUE |  | P | FXG | 100
133071 | 8 | 1 | States | Champlin | Megan Swymeler | TRUE | 2026-05-07T00:00:00 | 2027-02-22T00:00:00 | 2027-02-15T00:00:00 | 1 | 0 | 1 | 11185.7 | 11185.7 | 55316-3157 | USA | N30 | 44 | SCHNEIDER ELECTRIC USA INC. | 60673-1214 | MDPAH110 | Designation : MDPAH110 Product Details: 1 - ILINE ML PNLB (INT BOX TRIM)-I-Line Panelboard Consisting of 480V 3Ph 3W 60Hz Wye Grounded SCCR: 65kA Fully Rated SPD 240kA per Phase/120kA per Mode SPD line to grd protect w/SPD Surge Counter w/SPD Dry Contacts Main Lug Only: 800A Branch Neutral Lug Material: Aluminum Incoming Conductors: 1 - (3) 3/0 - 500 kcmil Bus: 800A Rated Copper: Tin Plated CU Ground Bar 63"" of Mounting Inches Type 1,Box: 73H x 32W x 9.5D Incoming: Top Trim: Surface - Hinged Box Cat No: HC3273DB9 Front Cat No: HC3273TSHR Ref. Drawing: PBA470HR Type: HCJ Feeders: 4 - 150A/3P HJ 4 - 15A/3P BJ Optional Features: Ship Completely Assembled,Copper Ground Bar,Standard Mains and Feeders Mechanically Restrained Branch User Placement | PUR | Designation : MDPAH110 Product Details: 1 - ILINE ML PNLB (INT BOX TRIM)-I-Line Panelboard Consisting of 480V 3Ph 3W 60Hz Wye Grounded SCCR: 65kA Fully Rated SPD 240kA per Phase/120kA per Mode SPD line to grd protect w/SPD Surge Counter w/SPD Dry Contacts Main Lug Only: 800A Branch Neutral Lug Material: Aluminum Incoming Conductors: 1 - (3) 3/0 - 500 kcmil Bus: 800A Rated Copper: Tin Plated CU Ground Bar 63"" of Mounting Inches Type 1,Box: 73H x 32W x 9.5D Incoming: Top Trim: Surface - Hinged Box Cat No: HC3273DB9 Front Cat No: HC3273TSHR Ref. Drawing: PBA470HR Type: HCJ Feeders: 4 - 150A/3P HJ 4 - 15A/3P BJ Optional Features: Ship Completely Assembled,Copper Ground Bar,Standard Mains and Feeders Mechanically Restrained Branch User Placement | EA | EA |  | TRUE |  | P | FXG | 100
133071 | 4 | 1 | States | Champlin | Megan Swymeler | TRUE | 2026-05-07T00:00:00 | 2027-02-15T00:00:00 | 2027-02-15T00:00:00 | 1 | 0 | 1 | 13327.52 | 13327.52 | 55316-3157 | USA | N30 | 44 | SCHNEIDER ELECTRIC USA INC. | 60673-1214 | MDPAD110 | Designation : MDPAD110 Product Details: 1 - ILINE ML PNLB (INT BOX TRIM)-I-Line Panelboard Consisting of 480V 3Ph 3W 60Hz Wye Grounded SCCR: 65kA Fully Rated SPD 240kA per Phase/120kA per Mode SPD line to grd protect w/SPD Surge Counter w/SPD Dry Contacts Main Lug Only: 800A Branch Neutral Lug Material: Aluminum Incoming Conductors: 1 - (3) 3/0 - 500 kcmil Bus: 800A Rated Copper: Tin Plated CU Ground Bar 99"" of Mounting Inches Type 1,Box: 91H x 32W x 9.5D Incoming: Top Trim: Surface - Hinged Box Cat No: HC3291DB9 Front Cat No: HC3291TSHR Ref. Drawing: PBA470HR Type: HCJ Feeders: 4 - 150A/3P HJ 8 - 15A/3P BJ Optional Features: Ship Completely Assembled,Copper Ground Bar,Standard Mains and Feeders Mechanically Restrained | PUR | Designation : MDPAD110 Product Details: 1 - ILINE ML PNLB (INT BOX TRIM)-I-Line Panelboard Consisting of 480V 3Ph 3W 60Hz Wye Grounded SCCR: 65kA Fully Rated SPD 240kA per Phase/120kA per Mode SPD line to grd protect w/SPD Surge Counter w/SPD Dry Contacts Main Lug Only: 800A Branch Neutral Lug Material: Aluminum Incoming Conductors: 1 - (3) 3/0 - 500 kcmil Bus: 800A Rated Copper: Tin Plated CU Ground Bar 99"" of Mounting Inches Type 1,Box: 91H x 32W x 9.5D Incoming: Top Trim: Surface - Hinged Box Cat No: HC3291DB9 Front Cat No: HC3291TSHR Ref. Drawing: PBA470HR Type: HCJ Feeders: 4 - 150A/3P HJ 8 - 15A/3P BJ Optional Features: Ship Completely Assembled,Copper Ground Bar,Standard Mains and Feeders Mechanically Restrained | EA | EA |  | TRUE |  | P | FXG | 100
133071 | 7 | 1 | States | Champlin | Megan Swymeler | TRUE | 2026-05-07T00:00:00 | 2027-02-22T00:00:00 | 2027-02-15T00:00:00 | 1 | 0 | 1 | 11185.7 | 11185.7 | 55316-3157 | USA | N30 | 44 | SCHNEIDER ELECTRIC USA INC. | 60673-1214 | MDPAG110 | Designation : MDPAG110 Product Details: 1 - ILINE ML PNLB (INT BOX TRIM)-I-Line Panelboard Consisting of 480V 3Ph 3W 60Hz Wye Grounded SCCR: 65kA Fully Rated SPD 240kA per Phase/120kA per Mode SPD line to grd protect w/SPD Surge Counter w/SPD Dry Contacts Main Lug Only: 800A Branch Neutral Lug Material: Aluminum Incoming Conductors: 1 - (3) 3/0 - 500 kcmil Bus: 800A Rated Copper: Tin Plated CU Ground Bar 63"" of Mounting Inches Type 1,Box: 73H x 32W x 9.5D Incoming: Top Trim: Surface - Hinged Box Cat No: HC3273DB9 Front Cat No: HC3273TSHR Ref. Drawing: PBA470HR Type: HCJ Feeders: 4 - 150A/3P HJ 4 - 15A/3P BJ Optional Features: Ship Completely Assembled,Copper Ground Bar,Standard Mains and Feeders Mechanically Restrained | PUR | Designation : MDPAG110 Product Details: 1 - ILINE ML PNLB (INT BOX TRIM)-I-Line Panelboard Consisting of 480V 3Ph 3W 60Hz Wye Grounded SCCR: 65kA Fully Rated SPD 240kA per Phase/120kA per Mode SPD line to grd protect w/SPD Surge Counter w/SPD Dry Contacts Main Lug Only: 800A Branch Neutral Lug Material: Aluminum Incoming Conductors: 1 - (3) 3/0 - 500 kcmil Bus: 800A Rated Copper: Tin Plated CU Ground Bar 63"" of Mounting Inches Type 1,Box: 73H x 32W x 9.5D Incoming: Top Trim: Surface - Hinged Box Cat No: HC3273DB9 Front Cat No: HC3273TSHR Ref. Drawing: PBA470HR Type: HCJ Feeders: 4 - 150A/3P HJ 4 - 15A/3P BJ Optional Features: Ship Completely Assembled,Copper Ground Bar,Standard Mains and Feeders Mechanically Restrained | EA | EA |  | TRUE |  | P | FXG | 100
133071 | 5 | 1 | States | Champlin | Megan Swymeler | TRUE | 2026-05-07T00:00:00 | 2027-02-22T00:00:00 | 2027-02-15T00:00:00 | 1 | 0 | 1 | 13327.52 | 13327.52 | 55316-3157 | USA | N30 | 44 | SCHNEIDER ELECTRIC USA INC. | 60673-1214 | MDPAE110 | Designation : MDPAE110 Product Details: 1 - ILINE ML PNLB (INT BOX TRIM)-I-Line Panelboard Consisting of 480V 3Ph 3W 60Hz Wye Grounded SCCR: 65kA Fully Rated SPD 240kA per Phase/120kA per Mode SPD line to grd protect w/SPD Surge Counter w/SPD Dry Contacts Main Lug Only: 800A Branch Neutral Lug Material: Aluminum Incoming Conductors: 1 - (3) 3/0 - 500 kcmil Bus: 800A Rated Copper: Tin Plated CU Ground Bar 99"" of Mounting Inches Type 1,Box: 91H x 32W x 9.5D Incoming: Top Trim: Surface - Hinged Box Cat No: HC3291DB9 Front Cat No: HC3291TSHRProposal Name: EOEM - States Manufacturing - Ref. Drawing: PBA470HR Type: HCJ Feeders: 4 - 150A/3P HJ 8 - 15A/3P BJ Optional Features: Ship Completely Assembled,Copper Ground Bar,Standard Mains and Feeders Mechanically Restrained | PUR | Designation : MDPAE110 Product Details: 1 - ILINE ML PNLB (INT BOX TRIM)-I-Line Panelboard Consisting of 480V 3Ph 3W 60Hz Wye Grounded SCCR: 65kA Fully Rated SPD 240kA per Phase/120kA per Mode SPD line to grd protect w/SPD Surge Counter w/SPD Dry Contacts Main Lug Only: 800A Branch Neutral Lug Material: Aluminum Incoming Conductors: 1 - (3) 3/0 - 500 kcmil Bus: 800A Rated Copper: Tin Plated CU Ground Bar 99"" of Mounting Inches Type 1,Box: 91H x 32W x 9.5D Incoming: Top Trim: Surface - Hinged Box Cat No: HC3291DB9 Front Cat No: HC3291TSHRProposal Name: EOEM - States Manufacturing - Ref. Drawing: PBA470HR Type: HCJ Feeders: 4 - 150A/3P HJ 8 - 15A/3P BJ Optional Features: Ship Completely Assembled,Copper Ground Bar,Standard Mains and Feeders Mechanically Restrained | EA | EA |  | TRUE |  | P | FXG | 100
133071 | 1 | 1 | States | Champlin | Megan Swymeler | TRUE | 2026-05-07T00:00:00 | 2027-02-15T00:00:00 | 2027-02-15T00:00:00 | 1 | 0 | 1 | 13862.98 | 13862.98 | 55316-3157 | USA | N30 | 44 | SCHNEIDER ELECTRIC USA INC. | 60673-1214 | MDPAA110 | Designation : MDPAA110 Product Details: 1 - ILINE ML PNLB (INT BOX TRIM)-I-Line Panelboard Consisting of 480V 3Ph 3W 60Hz Wye Grounded SCCR: 65kA Fully Rated SPD 240kA per Phase/120kA per Mode SPD line to grd protect w/SPD Surge Counter w/SPD Dry Contacts Main Lug Only: 800A Branch Neutral Lug Material: Aluminum Incoming Conductors: 1 - (3) 3/0 - 500 kcmil Bus: 800A Rated Copper: Tin Plated CU Ground Bar 99"" of Mounting Inches Type 1,Box: 91H x 32W x 9.5D Incoming: Top Trim: Surface - Hinged Box Cat No: HC3291DB9 Front Cat No: HC3291TSHR Ref. Drawing: PBA470HR Type: HCJ Feeders: 4 - 150A/3P HJ 8 - 15A/3P BJ 1 - 30A/3P BJ Optional Features: Ship Completely Assembled,Copper Ground Bar,Standard Mains and Feeders Mechanically Restrained Branch User Placement | PUR | Designation : MDPAA110 Product Details: 1 - ILINE ML PNLB (INT BOX TRIM)-I-Line Panelboard Consisting of 480V 3Ph 3W 60Hz Wye Grounded SCCR: 65kA Fully Rated SPD 240kA per Phase/120kA per Mode SPD line to grd protect w/SPD Surge Counter w/SPD Dry Contacts Main Lug Only: 800A Branch Neutral Lug Material: Aluminum Incoming Conductors: 1 - (3) 3/0 - 500 kcmil Bus: 800A Rated Copper: Tin Plated CU Ground Bar 99"" of Mounting Inches Type 1,Box: 91H x 32W x 9.5D Incoming: Top Trim: Surface - Hinged Box Cat No: HC3291DB9 Front Cat No: HC3291TSHR Ref. Drawing: PBA470HR Type: HCJ Feeders: 4 - 150A/3P HJ 8 - 15A/3P BJ 1 - 30A/3P BJ Optional Features: Ship Completely Assembled,Copper Ground Bar,Standard Mains and Feeders Mechanically Restrained Branch User Placement | EA | EA |  | TRUE |  | P | FXG | 100
133071 | 9 | 1 | States | Champlin | Megan Swymeler | TRUE | 2026-05-07T00:00:00 | 2027-02-22T00:00:00 | 2027-02-15T00:00:00 | 1 | 0 | 1 | 16201.23 | 16201.23 | 55316-3157 | USA | N30 | 44 | SCHNEIDER ELECTRIC USA INC. | 60673-1214 | MDPAZ110 | Designation : MDPAZ110 Product Details: 1 - ILINE ML PNLB (INT BOX TRIM)-I-Line Panelboard Consisting of 480V 3Ph 3W 60Hz Wye Grounded SCCR: 65kA Fully Rated SPD 240kA per Phase/120kA per Mode SPD line to grd protect w/SPD Surge Counter w/SPD Dry Contacts Main Lug Only: 800A Branch Neutral Lug Material: Aluminum Incoming Conductors: 1 - (3) 3/0 - 500 kcmil Bus: 800A Rated Copper: Tin Plated CU Ground Bar 99"" of Mounting Inches Type 1,Box: 86H x 42W x 9.5D Incoming: Top Trim: Surface - Hinged Box Cat No: HC4286DB Front Cat No: HC4286TSHR Ref. Drawing: PBA418HR Type: HCP Feeders: 2 - 150A/3P HJ 1 - 125A/3P BJ 1 - 35A/3P BJ 1 - 30A/3P BJ 1 - 20A/3P BJ 9 - 15A/3P BJ 1 - 400AS/300AT/3P LJ Std. LI 80% Optional Features: Ship Completely Assembled,Copper Ground Bar,Standard Mains and Feeders Mechanically Restrained Branch User Placement | PUR | Designation : MDPAZ110 Product Details: 1 - ILINE ML PNLB (INT BOX TRIM)-I-Line Panelboard Consisting of 480V 3Ph 3W 60Hz Wye Grounded SCCR: 65kA Fully Rated SPD 240kA per Phase/120kA per Mode SPD line to grd protect w/SPD Surge Counter w/SPD Dry Contacts Main Lug Only: 800A Branch Neutral Lug Material: Aluminum Incoming Conductors: 1 - (3) 3/0 - 500 kcmil Bus: 800A Rated Copper: Tin Plated CU Ground Bar 99"" of Mounting Inches Type 1,Box: 86H x 42W x 9.5D Incoming: Top Trim: Surface - Hinged Box Cat No: HC4286DB Front Cat No: HC4286TSHR Ref. Drawing: PBA418HR Type: HCP Feeders: 2 - 150A/3P HJ 1 - 125A/3P BJ 1 - 35A/3P BJ 1 - 30A/3P BJ 1 - 20A/3P BJ 9 - 15A/3P BJ 1 - 400AS/300AT/3P LJ Std. LI 80% Optional Features: Ship Completely Assembled,Copper Ground Bar,Standard Mains and Feeders Mechanically Restrained Branch User Placement | EA | EA |  | TRUE |  | P | FXG | 100
133071 | 2 | 1 | States | Champlin | Megan Swymeler | TRUE | 2026-05-07T00:00:00 | 2027-02-15T00:00:00 | 2027-02-15T00:00:00 | 1 | 0 | 1 | 13862.98 | 13862.98 | 55316-3157 | USA | N30 | 44 | SCHNEIDER ELECTRIC USA INC. | 60673-1214 | MDPAB110 | Designation : MDPAB110 Product Details: 1 - ILINE ML PNLB (INT BOX TRIM)-I-Line Panelboard Consisting of 480V 3Ph 3W 60Hz Wye Grounded SCCR: 65kA Fully Rated SPD 240kA per Phase/120kA per Mode SPD line to grd protect w/SPD Surge Counter w/SPD Dry Contacts Main Lug Only: 800A Branch Neutral Lug Material: Aluminum Incoming Conductors: 1 - (3) 3/0 - 500 kcmil Bus: 800A Rated Copper: Tin Plated CU Ground Bar 99"" of Mounting Inches Type 1,Box: 91H x 32W x 9.5D Incoming: Top Trim: Surface - Hinged Box Cat No: HC3291DB9 Front Cat No: HC3291TSHR Ref. Drawing: PBA470HR Type: HCJ Feeders: 4 - 150A/3P HJ 8 - 15A/3P BJ 1 - 30A/3P BJ Optional Features: Ship Completely Assembled,Copper Ground Bar,Standard Mains and Feeders Mechanically Restrained | PUR | Designation : MDPAB110 Product Details: 1 - ILINE ML PNLB (INT BOX TRIM)-I-Line Panelboard Consisting of 480V 3Ph 3W 60Hz Wye Grounded SCCR: 65kA Fully Rated SPD 240kA per Phase/120kA per Mode SPD line to grd protect w/SPD Surge Counter w/SPD Dry Contacts Main Lug Only: 800A Branch Neutral Lug Material: Aluminum Incoming Conductors: 1 - (3) 3/0 - 500 kcmil Bus: 800A Rated Copper: Tin Plated CU Ground Bar 99"" of Mounting Inches Type 1,Box: 91H x 32W x 9.5D Incoming: Top Trim: Surface - Hinged Box Cat No: HC3291DB9 Front Cat No: HC3291TSHR Ref. Drawing: PBA470HR Type: HCJ Feeders: 4 - 150A/3P HJ 8 - 15A/3P BJ 1 - 30A/3P BJ Optional Features: Ship Completely Assembled,Copper Ground Bar,Standard Mains and Feeders Mechanically Restrained | EA | EA |  | TRUE |  | P | FXG | 100
133071 | 6 | 1 | States | Champlin | Megan Swymeler | TRUE | 2026-05-07T00:00:00 | 2027-02-22T00:00:00 | 2027-02-15T00:00:00 | 1 | 0 | 1 | 13399.41 | 13399.41 | 55316-3157 | USA | N30 | 44 | SCHNEIDER ELECTRIC USA INC. | 60673-1214 | MDPAF110 | Designation : MDPAF110 Product Details: 1 - ILINE ML PNLB (INT BOX TRIM)-I-Line Panelboard Consisting of 480V 3Ph 3W 60Hz Wye Grounded SCCR: 65kA Fully Rated SPD 240kA per Phase/120kA per Mode SPD line to grd protect w/SPD Surge Counter w/SPD Dry Contacts Main Lug Only: 800A Branch Neutral Lug Material: Aluminum Incoming Conductors: 1 - (3) 3/0 - 500 kcmil Bus: 800A Rated Copper: Tin Plated CU Ground Bar 99"" of Mounting Inches Type 1,Box: 91H x 32W x 9.5D Incoming: Top Trim: Surface - Hinged Box Cat No: HC3291DB9 Front Cat No: HC3291TSHR Ref. Drawing: PBA470HR Type: HCJ Feeders: 4 - 150A/3P HJ 7 - 15A/3P BJ 1 - 70A/3P BJ Optional Features: Ship Completely Assembled,Copper Ground Bar,Standard Mains and Feeders Mechanically Restrained | PUR | Designation : MDPAF110 Product Details: 1 - ILINE ML PNLB (INT BOX TRIM)-I-Line Panelboard Consisting of 480V 3Ph 3W 60Hz Wye Grounded SCCR: 65kA Fully Rated SPD 240kA per Phase/120kA per Mode SPD line to grd protect w/SPD Surge Counter w/SPD Dry Contacts Main Lug Only: 800A Branch Neutral Lug Material: Aluminum Incoming Conductors: 1 - (3) 3/0 - 500 kcmil Bus: 800A Rated Copper: Tin Plated CU Ground Bar 99"" of Mounting Inches Type 1,Box: 91H x 32W x 9.5D Incoming: Top Trim: Surface - Hinged Box Cat No: HC3291DB9 Front Cat No: HC3291TSHR Ref. Drawing: PBA470HR Type: HCJ Feeders: 4 - 150A/3P HJ 7 - 15A/3P BJ 1 - 70A/3P BJ Optional Features: Ship Completely Assembled,Copper Ground Bar,Standard Mains and Feeders Mechanically Restrained | EA | EA |  | TRUE |  | P | FXG | 100
134717 | 5 | 1 | States | Champlin | Megan Swymeler | TRUE | 2026-07-13T00:00:00 | 2027-02-19T00:00:00 | 2027-02-19T00:00:00 | 1 | 0 | 1 | 3432.13 | 3432.13 | 55316-3157 | USA | N30 | 44 | SCHNEIDER ELECTRIC USA INC. | 60673-1214 | PJP36040CU44AAAYDYP | PJP36040CU44AAAYDYP-Molded Case Circuit Breaker UL/CSA Rated PowerPact P Frame Lugs ""OFF"" End Terminal Nut Kit ""ON"" End 3 Pole Device 400 Amp Capacity 600 Vac Rated 100% Rated Interrupting Rating 100kA @ 240Vac/65kA @ 480Vac/25kA @ 600Vac Micrologic Ammeter Trip Unit - LSIG UL Rating Plug A 1 Form C Auxiliary Switch Handle padlock attachment - ON or OFF positions Test Report Source -Selector | PUR | PJP36040CU44AAAYDYP-Molded Case Circuit Breaker UL/CSA Rated PowerPact P Frame Lugs ""OFF"" End Terminal Nut Kit ""ON"" End 3 Pole Device 400 Amp Capacity 600 Vac Rated 100% Rated Interrupting Rating 100kA @ 240Vac/65kA @ 480Vac/25kA @ 600Vac Micrologic Ammeter Trip Unit - LSIG UL Rating Plug A 1 Form C Auxiliary Switch Handle padlock attachment - ON or OFF positions Test Report Source -Selector | EA | EA |  | TRUE |  | P | FXG | 100 | 2027-01-11T00:00:00
134717 | 11 | 1 | States | Champlin | Megan Swymeler | TRUE | 2026-07-13T00:00:00 | 2027-01-05T00:00:00 | 2027-01-05T00:00:00 | 1 | 0 | 1 | 97.02 | 97.02 | 55316-3157 | USA | N30 | 44 | SCHNEIDER ELECTRIC USA INC. | 60673-1214 | S429521 | S429521-EXTERNAL NEUTRAL CURRENT TRANSFORMER | PUR | S429521-EXTERNAL NEUTRAL CURRENT TRANSFORMER | EA | EA |  | TRUE |  | P | FXG | 100 | 2027-01-11T00:00:00
134717 | 9 | 1 | States | Champlin | Megan Swymeler | TRUE | 2026-07-13T00:00:00 | 2027-01-05T00:00:00 | 2027-01-05T00:00:00 | 2 | 0 | 2 | 259.88 | 519.76 | 55316-3157 | USA | N30 | 44 | SCHNEIDER ELECTRIC USA INC. | 60673-1214 | LV434001 | Ethernet Interface For One Circuit Break | PUR | Ethernet Interface For One Circuit Break | EA | EA |  | TRUE |  | P | FXG | 100 | 2027-01-11T00:00:00
134717 | 8 | 1 | States | Champlin | Megan Swymeler | TRUE | 2026-07-13T00:00:00 | 2027-01-05T00:00:00 | 2027-01-05T00:00:00 | 2 | 0 | 2 | 408.8 | 817.6 | 55316-3157 | USA | N30 | 44 | SCHNEIDER ELECTRIC USA INC. | 60673-1214 | LV834035SP | NEUTRAL CT 400/2000A SENSOR MTZ2 | PUR | NEUTRAL CT 400/2000A SENSOR MTZ2 | EA | EA |  | TRUE |  | P | FXG | 100 | 2027-01-11T00:00:00
134717 | 2 | 1 | States | Champlin | Megan Swymeler | TRUE | 2026-07-13T00:00:00 | 2027-02-11T00:00:00 | 2027-02-11T00:00:00 | 2 | 0 | 2 | 580.25 | 1160.5 | 55316-3157 | USA | N30 | 44 | SCHNEIDER ELECTRIC USA INC. | 60673-1214 | HJL36100CU44XYDYH4YP | Designation : 100A H Frame HJL36100CU44XYDYH3YP-Molded Case Circuit Breaker UL/CSA Rated PowerPact H Frame Termination: Lugs Line/Load Side 100 Amp Capacity 3 Pole Device 600 Vac Rated 100% Rated Interrupting Rating 100kA @ 240Vac/65kA @ 480Vac/25kA @ 600Vac Micrologic Ammeter Trip Unit - LSIG Handle padlock attachment - ON or OFF positions Test Report Wire harness for ZSI Source -Selector | PUR | Designation : 100A H Frame HJL36100CU44XYDYH3YP-Molded Case Circuit Breaker UL/CSA Rated PowerPact H Frame Termination: Lugs Line/Load Side 100 Amp Capacity 3 Pole Device 600 Vac Rated 100% Rated Interrupting Rating 100kA @ 240Vac/65kA @ 480Vac/25kA @ 600Vac Micrologic Ammeter Trip Unit - LSIG Handle padlock attachment - ON or OFF positions Test Report Wire harness for ZSI Source -Selector | EA | EA |  | TRUE |  | P | FXG | 100 | 2027-01-11T00:00:00
134717 | 1 | 1 | States | Champlin | Megan Swymeler | TRUE | 2026-07-13T00:00:00 | 2027-01-25T00:00:00 | 2026-12-23T00:00:00 | 2 | 0 | 2 | 5526.22 | 11052.44 | 55316-3157 | USA | N30 | 44 | SCHNEIDER ELECTRIC USA INC. | 60673-1214 | EBEFGABABNANNNNNNGBBNNNTWNNNENNNEENNNNNN | Square D Masterpact MTZ Unit Mount Circuit Breaker EBEFGABABNANNNNNNGBBNNNTWNNNENNNEENNNNNN Model No. MTZ2-12N 3-Pole UL489/ CSA C22.2 No.5 Rated Rated 1200 Amps, 100% Rated AIR - 65kA/65kA/50kA @ 240/480/600 Vac Top Termination 2 Hole RCTV Bottom Termination 2 Hole RCTV 800 Amp Sensor Trip Unit Micrologic 6.0 X (LSIG) Trip Unit Energy Per Phase Digital Module Installed Energy Reduction Maintenance Settings Digital Module Installed Harmonics Digital Module Installed Wave Form Capture Digital Module Installed Energy Reduction Maintenance Setting selected Ethernet Interface Module ULP Port 4 OF Contacts (standard) + 4 Additional OF Contacts Spring Charging Motor - 24-30Vdc Shunt Trip - 24-30Vdc Closing Coil - 24-30Vdc Overcurrent Trip (SDE) contact standard No Locking Provision Provided with Padlock attachment Production Test Report Door Escutcheon included as Standard Source -Selector | PUR | Square D Masterpact MTZ Unit Mount Circuit Breaker EBEFGABABNANNNNNNGBBNNNTWNNNENNNEENNNNNN Model No. MTZ2-12N 3-Pole UL489/ CSA C22.2 No.5 Rated Rated 1200 Amps, 100% Rated AIR - 65kA/65kA/50kA @ 240/480/600 Vac Top Termination 2 Hole RCTV Bottom Termination 2 Hole RCTV 800 Amp Sensor Trip Unit Micrologic 6.0 X (LSIG) Trip Unit Energy Per Phase Digital Module Installed Energy Reduction Maintenance Settings Digital Module Installed Harmonics Digital Module Installed Wave Form Capture Digital Module Installed Energy Reduction Maintenance Setting selected Ethernet Interface Module ULP Port 4 OF Contacts (standard) + 4 Additional OF Contacts Spring Charging Motor - 24-30Vdc Shunt Trip - 24-30Vdc Closing Coil - 24-30Vdc Overcurrent Trip (SDE) contact standard No Locking Provision Provided with Padlock attachment Production Test Report Door Escutcheon included as Standard Source -Selector | EA | EA |  | TRUE |  | P | FXG | 100 | 2027-01-11T00:00:00
134717 | 10 | 1 | States | Champlin | Megan Swymeler | TRUE | 2026-07-13T00:00:00 | 2027-01-05T00:00:00 | 2027-01-05T00:00:00 | 1 | 0 | 1 | 1249.65 | 1249.65 | 55316-3157 | USA | N30 | 44 | SCHNEIDER ELECTRIC USA INC. | 60673-1214 | IMB43 | SPD Type 1 IMB 300KA 480Y 277V 3P4W (480Y/277V series also applies to the following voltages 380Y/220V, 400Y/230V and 415Y/240V) ( Can be used on 3-wire grounded Wye systems without neutral. Jumper the neutral and ground lugs using 10AWG wire) | PUR | SPD Type 1 IMB 300KA 480Y 277V 3P4W (480Y/277V series also applies to the following voltages 380Y/220V, 400Y/230V and 415Y/240V) ( Can be used on 3-wire grounded Wye systems without neutral. Jumper the neutral and ground lugs using 10AWG wire) | EA | EA |  | TRUE |  | P | FXG | 100 | 2027-01-11T00:00:00
134717 | 7 | 1 | States | Champlin | Megan Swymeler | TRUE | 2026-07-13T00:00:00 | 2027-02-19T00:00:00 | 2027-02-19T00:00:00 | 1 | 0 | 1 | 3526.5 | 3526.5 | 55316-3157 | USA | N30 | 44 | SCHNEIDER ELECTRIC USA INC. | 60673-1214 | PJP36040CU44AAASKYDYP | PJP36040CU44AAASKYDYP-Molded Case Circuit Breaker UL/CSA Rated PowerPact P Frame Lugs ""OFF"" End Terminal Nut Kit ""ON"" End 3 Pole Device 400 Amp Capacity 600 Vac Rated 100% Rated Interrupting Rating 100kA @ 240Vac/65kA @ 480Vac/25kA @ 600Vac Micrologic Ammeter Trip Unit - LSIG UL Rating Plug A 1 Form C Auxiliary Switch Shunt Trip 24Vac/24-30Vdc Handle padlock attachment - ON or OFF positions Test Report Source -Selector | PUR | PJP36040CU44AAASKYDYP-Molded Case Circuit Breaker UL/CSA Rated PowerPact P Frame Lugs ""OFF"" End Terminal Nut Kit ""ON"" End 3 Pole Device 400 Amp Capacity 600 Vac Rated 100% Rated Interrupting Rating 100kA @ 240Vac/65kA @ 480Vac/25kA @ 600Vac Micrologic Ammeter Trip Unit - LSIG UL Rating Plug A 1 Form C Auxiliary Switch Shunt Trip 24Vac/24-30Vdc Handle padlock attachment - ON or OFF positions Test Report Source -Selector | EA | EA |  | TRUE |  | P | FXG | 100 | 2027-01-11T00:00:00
134717 | 12 | 1 | States | Champlin | Megan Swymeler | TRUE | 2026-07-13T00:00:00 | 2027-01-05T00:00:00 | 2027-01-05T00:00:00 | 1 | 0 | 1 | 82.5 | 82.5 | 55316-3157 | USA | N30 | 44 | SCHNEIDER ELECTRIC USA INC. | 60673-1214 | TRV00830-5 | RJ45/RJ45 MALE CORD L=3 | PUR | RJ45/RJ45 MALE CORD L=3 | EA | EA |  | TRUE |  | P | FXG | 100 | 2027-01-11T00:00:00
134717 | 3 | 1 | States | Champlin | Megan Swymeler | TRUE | 2026-07-13T00:00:00 | 2027-02-19T00:00:00 | 2027-02-19T00:00:00 | 2 | 0 | 2 | 3432.13 | 6864.26 | 55316-3157 | USA | N30 | 44 | SCHNEIDER ELECTRIC USA INC. | 60673-1214 | PJP36025CU44AAAYDYP | PJP36025CU44AAAYDYP-Molded Case Circuit Breaker UL/CSA Rated PowerPact P Frame Lugs ""OFF"" End Terminal Nut Kit ""ON"" End 250 Amp Capacity 3 Pole Device 600 Vac Rated 100% Rated Interrupting Rating 100kA @ 240Vac/65kA @ 480Vac/25kA @ 600Vac Micrologic Ammeter Trip Unit - LSIG UL Rating Plug A 1 Form C Auxiliary Switch Handle padlock attachment - ON or OFF positions Test Report Source -Selector | PUR | PJP36025CU44AAAYDYP-Molded Case Circuit Breaker UL/CSA Rated PowerPact P Frame Lugs ""OFF"" End Terminal Nut Kit ""ON"" End 250 Amp Capacity 3 Pole Device 600 Vac Rated 100% Rated Interrupting Rating 100kA @ 240Vac/65kA @ 480Vac/25kA @ 600Vac Micrologic Ammeter Trip Unit - LSIG UL Rating Plug A 1 Form C Auxiliary Switch Handle padlock attachment - ON or OFF positions Test Report Source -Selector | EA | EA |  | TRUE |  | P | FXG | 100 | 2027-01-11T00:00:00
136017 | 1 | 3 | States | Champlin | Megan Swymeler | TRUE | 2026-09-14T00:00:00 | 2026-11-10T00:00:00 |  | 36 | 0 | 36 | 12.78 | 1380.24 | 55316 | USA | N30 | 44 | SCHNEIDER ELECTRIC USA INC. | 60673-1214 | 9080GD6 | TERMINAL BLOCK FEED-THROUGH 170AMPS 600V MAX, NATURAL, WIRE RANGE 12-1/0 AWG NEMA TYPE TERMINAL BLOCK, MOUNT ON TRACK | PUR | TERMINAL BLOCK FEED-THROUGH 170AMPS 600V MAX, NATURAL, WIRE RANGE 12-1/0 AWG NEMA TYPE TERMINAL BLOCK, MOUNT ON TRACK | EA | EA |  | FALSE |  | P | FXG | 100
136017 | 2 | 2 | States | Champlin | Megan Swymeler | TRUE | 2026-09-14T00:00:00 | 2026-10-26T00:00:00 |  | 36 | 0 | 36 | 1249.65 | 134962.2 | 55316 | USA | N30 | 44 | SCHNEIDER ELECTRIC USA INC. | 60673-1214 | IMB43 | SPD Type 1 IMB 300KA 480Y 277V 3P4W (480Y/277V series also applies to the following voltages 380Y/220V, 400Y/230V and 415Y/240V) ( Can be used on 3-wire grounded Wye systems without neutral. Jumper the neutral and ground lugs using 10AWG wire) | PUR | SPD Type 1 IMB 300KA 480Y 277V 3P4W (480Y/277V series also applies to the following voltages 380Y/220V, 400Y/230V and 415Y/240V) ( Can be used on 3-wire grounded Wye systems without neutral. Jumper the neutral and ground lugs using 10AWG wire) | EA | EA |  | FALSE |  | P | FXG | 100
136017 | 1 | 2 | States | Champlin | Megan Swymeler | TRUE | 2026-09-14T00:00:00 | 2026-10-26T00:00:00 |  | 36 | 0 | 36 | 12.78 | 1380.24 | 55316 | USA | N30 | 44 | SCHNEIDER ELECTRIC USA INC. | 60673-1214 | 9080GD6 | TERMINAL BLOCK FEED-THROUGH 170AMPS 600V MAX, NATURAL, WIRE RANGE 12-1/0 AWG NEMA TYPE TERMINAL BLOCK, MOUNT ON TRACK | PUR | TERMINAL BLOCK FEED-THROUGH 170AMPS 600V MAX, NATURAL, WIRE RANGE 12-1/0 AWG NEMA TYPE TERMINAL BLOCK, MOUNT ON TRACK | EA | EA |  | FALSE |  | P | FXG | 100
136017 | 2 | 3 | States | Champlin | Megan Swymeler | TRUE | 2026-09-14T00:00:00 | 2026-11-10T00:00:00 |  | 36 | 0 | 36 | 1249.65 | 134962.2 | 55316 | USA | N30 | 44 | SCHNEIDER ELECTRIC USA INC. | 60673-1214 | IMB43 | SPD Type 1 IMB 300KA 480Y 277V 3P4W (480Y/277V series also applies to the following voltages 380Y/220V, 400Y/230V and 415Y/240V) ( Can be used on 3-wire grounded Wye systems without neutral. Jumper the neutral and ground lugs using 10AWG wire) | PUR | SPD Type 1 IMB 300KA 480Y 277V 3P4W (480Y/277V series also applies to the following voltages 380Y/220V, 400Y/230V and 415Y/240V) ( Can be used on 3-wire grounded Wye systems without neutral. Jumper the neutral and ground lugs using 10AWG wire) | EA | EA |  | FALSE |  | P | FXG | 100
136017 | 3 | 3 | States | Champlin | Megan Swymeler | TRUE | 2026-09-14T00:00:00 | 2026-11-10T00:00:00 |  | 108 | 0 | 108 | 5257.31 | 1703368.44 | 55316 | USA | N30 | 44 | SCHNEIDER ELECTRIC USA INC. | 60673-1214 | METSEPM8244 | PM8000 POWER AND ENERGY METER, HARMONIC METERING UP TO 63RD, (2) ETHERNET PORTS AND | PUR | PM8000 POWER AND ENERGY METER, HARMONIC METERING UP TO 63RD, (2) ETHERNET PORTS AND | EA | EA |  | FALSE |  | P | FXG | 100
136017 | 3 | 1 | States | Champlin | Megan Swymeler | TRUE | 2026-09-14T00:00:00 | 2026-10-08T00:00:00 |  | 108 | 0 | 108 | 5257.31 | 1703368.44 | 55316 | USA | N30 | 44 | SCHNEIDER ELECTRIC USA INC. | 60673-1214 | METSEPM8244 | PM8000 POWER AND ENERGY METER, HARMONIC METERING UP TO 63RD, (2) ETHERNET PORTS AND | PUR | PM8000 POWER AND ENERGY METER, HARMONIC METERING UP TO 63RD, (2) ETHERNET PORTS AND | EA | EA |  | FALSE |  | P | FXG | 100
136017 | 2 | 1 | States | Champlin | Megan Swymeler | TRUE | 2026-09-14T00:00:00 | 2026-10-08T00:00:00 |  | 36 | 0 | 36 | 1249.65 | 134962.2 | 55316 | USA | N30 | 44 | SCHNEIDER ELECTRIC USA INC. | 60673-1214 | IMB43 | SPD Type 1 IMB 300KA 480Y 277V 3P4W (480Y/277V series also applies to the following voltages 380Y/220V, 400Y/230V and 415Y/240V) ( Can be used on 3-wire grounded Wye systems without neutral. Jumper the neutral and ground lugs using 10AWG wire) | PUR | SPD Type 1 IMB 300KA 480Y 277V 3P4W (480Y/277V series also applies to the following voltages 380Y/220V, 400Y/230V and 415Y/240V) ( Can be used on 3-wire grounded Wye systems without neutral. Jumper the neutral and ground lugs using 10AWG wire) | EA | EA |  | FALSE |  | P | FXG | 100
136017 | 3 | 2 | States | Champlin | Megan Swymeler | TRUE | 2026-09-14T00:00:00 | 2026-10-26T00:00:00 |  | 108 | 0 | 108 | 5257.31 | 1703368.44 | 55316 | USA | N30 | 44 | SCHNEIDER ELECTRIC USA INC. | 60673-1214 | METSEPM8244 | PM8000 POWER AND ENERGY METER, HARMONIC METERING UP TO 63RD, (2) ETHERNET PORTS AND | PUR | PM8000 POWER AND ENERGY METER, HARMONIC METERING UP TO 63RD, (2) ETHERNET PORTS AND | EA | EA |  | FALSE |  | P | FXG | 100
136017 | 1 | 1 | States | Champlin | Megan Swymeler | TRUE | 2026-09-14T00:00:00 | 2026-10-08T00:00:00 |  | 36 | 0 | 36 | 12.78 | 1380.24 | 55316 | USA | N30 | 44 | SCHNEIDER ELECTRIC USA INC. | 60673-1214 | 9080GD6 | TERMINAL BLOCK FEED-THROUGH 170AMPS 600V MAX, NATURAL, WIRE RANGE 12-1/0 AWG NEMA TYPE TERMINAL BLOCK, MOUNT ON TRACK | PUR | TERMINAL BLOCK FEED-THROUGH 170AMPS 600V MAX, NATURAL, WIRE RANGE 12-1/0 AWG NEMA TYPE TERMINAL BLOCK, MOUNT ON TRACK | EA | EA |  | FALSE |  | P | FXG | 100
134218 | 9 | 1 | States | MGM TRANSFORMER | Megan Swymeler | TRUE | 2026-06-18T00:00:00 | 2026-10-06T00:00:00 | 2026-10-06T00:00:00 | 6 | 0 | 6 | 9517.76 | 57106.56 | 92154 | USA | N30 | 44 | SCHNEIDER ELECTRIC USA INC. | 60673-1214 | LAJRGAXAXNANNNNNNNNNNNNTWNANENNNNCNNNNNA | Square D Masterpact MTZ Unit Mount Circuit BreakerModel No. MTZ2-40H1 3-Pole ANSIC37/UL1066/CSA C22.2 No.268 RatedRated 4000 Amps, 100% RatedAIR - 65kA/65kA/65kA @ 254/508/635 VacTop Termination RCOVBottom Termination RCOV4000 Amp SensorTrip UnitMicrologic 6.0 Xi (LSIG) Trip UnitEnergy Reduction Maintenance SettingsDigital Module InstalledEnergy Reduction Maintenance Setting selectedTrip Unit Wireless Communication has been removedULP Port4 OF Contacts (standard) + 4 Additional OF ContactsOvercurrent Trip (SDE) contact standardPadlockable Push Button CoverNo Locking Provision Provided with Padlock attachmentProduction Test ReportDoor Escutcheon included as Standard | PUR | Square D Masterpact MTZ Unit Mount Circuit BreakerModel No. MTZ2-40H1 3-Pole ANSIC37/UL1066/CSA C22.2 No.268 RatedRated 4000 Amps, 100% RatedAIR - 65kA/65kA/65kA @ 254/508/635 VacTop Termination RCOVBottom Termination RCOV4000 Amp SensorTrip UnitMicrologic 6.0 Xi (LSIG) Trip UnitEnergy Reduction Maintenance SettingsDigital Module InstalledEnergy Reduction Maintenance Setting selectedTrip Unit Wireless Communication has been removedULP Port4 OF Contacts (standard) + 4 Additional OF ContactsOvercurrent Trip (SDE) contact standardPadlockable Push Button CoverNo Locking Provision Provided with Padlock attachmentProduction Test ReportDoor Escutcheon included as Standard | EA | EA |  | FALSE |  | P | FXG | 100
134218 | 11 | 1 | States | MGM TRANSFORMER | Megan Swymeler | TRUE | 2026-06-18T00:00:00 | 2026-11-27T00:00:00 | 2026-09-24T00:00:00 | 70 | 0 | 70 | 8819.55 | 617368.5 | 92154 | USA | N30 | 44 | SCHNEIDER ELECTRIC USA INC. | 60673-1214 | LGIPGAXAXNANNNNNNNNNNNNTWNANENNNNCNNNNNA | Square D Masterpact MTZ Unit Mount Circuit BreakerModel No. MTZ2-32H3 3-Pole ANSIC37/UL1066/CSA C22.2 No.268 RatedRated 3200 Amps, 100% RatedAIR - 100kA/100kA/85kA @ 254/508/635 VacTop Termination RCOVBottom Termination RCOV3200 Amp SensorTrip UnitMicrologic 6.0 Xi (LSIG) Trip UnitEnergy Reduction Maintenance SettingsDigital Module InstalledEnergy Reduction Maintenance Setting selectedTrip Unit Wireless Communication has been removedULP Port4 OF Contacts (standard) + 4 Additional OF ContactsOvercurrent Trip (SDE) contact standardPadlockable Push Button CoverNo Locking Provision Providedwith Padlock attachmentProduction Test ReportDoor Escutcheon included as Standard | PUR | Square D Masterpact MTZ Unit Mount Circuit BreakerModel No. MTZ2-32H3 3-Pole ANSIC37/UL1066/CSA C22.2 No.268 RatedRated 3200 Amps, 100% RatedAIR - 100kA/100kA/85kA @ 254/508/635 VacTop Termination RCOVBottom Termination RCOV3200 Amp SensorTrip UnitMicrologic 6.0 Xi (LSIG) Trip UnitEnergy Reduction Maintenance SettingsDigital Module InstalledEnergy Reduction Maintenance Setting selectedTrip Unit Wireless Communication has been removedULP Port4 OF Contacts (standard) + 4 Additional OF ContactsOvercurrent Trip (SDE) contact standardPadlockable Push Button CoverNo Locking Provision Providedwith Padlock attachmentProduction Test ReportDoor Escutcheon included as Standard | EA | EA |  | FALSE |  | P | FXG | 100
134218 | 33 | 1 | States | MGM TRANSFORMER | Megan Swymeler | TRUE | 2026-06-18T00:00:00 | 2027-03-12T00:00:00 | 2027-03-12T00:00:00 | 4 | 0 | 4 | 4701.63 | 18806.52 | 92154 | USA | N30 | 44 | SCHNEIDER ELECTRIC USA INC. | 60673-1214 | PJP36120CU43AE1ABSAYQ | Molded Case Circuit Breaker UL/CSA Rated PowerPact P Frame Lugs ""OFF"" End Terminal Nut Kit ""ON"" End 3 Pole Device 600 Vac Rated 1200 Amp Capacity 100% Rated Interrupting Rating 100kA @ 240Vac/65kA @ 480Vac/25kA @ 600Vac Micrologic Ammeter Trip Unit - LSI UL Rating Plug A Modbus Communications 2 Form C Auxiliary Switch Shunt Trip 110-130Vac/125Vdc Handle padlock attachment - OFF position only | PUR | Molded Case Circuit Breaker UL/CSA Rated PowerPact P Frame Lugs ""OFF"" End Terminal Nut Kit ""ON"" End 3 Pole Device 600 Vac Rated 1200 Amp Capacity 100% Rated Interrupting Rating 100kA @ 240Vac/65kA @ 480Vac/25kA @ 600Vac Micrologic Ammeter Trip Unit - LSI UL Rating Plug A Modbus Communications 2 Form C Auxiliary Switch Shunt Trip 110-130Vac/125Vdc Handle padlock attachment - OFF position only | EA | EA |  | FALSE |  | P | FXG | 100 | 2026-10-01T00:00:00
134218 | 29 | 1 | States | MGM TRANSFORMER | Megan Swymeler | TRUE | 2026-06-18T00:00:00 | 2026-11-04T00:00:00 | 2026-11-04T00:00:00 | 70 | 0 | 70 | 3695.88 | 258711.6 | 92154 | USA | N30 | 44 | SCHNEIDER ELECTRIC USA INC. | 60673-1214 | PLP34120U64AE1ABYQ | Molded Case Circuit Breaker UL/CSA RatedPowerPact P FrameLugs "OFF" EndTerminal Nut Kit "ON" End1200 Amp Capacity3 Pole Device480 Vac Rated80% Rated - Standard ratedInterrupting Rating125kA @ 240Vac/100kA @ 480VacMicrologic Power Trip Unit - LSIGUL Rating Plug AModbus Communications2 Form C Auxiliary SwitchHandle padlock attachment - OFF position only | PUR | Molded Case Circuit Breaker UL/CSA RatedPowerPact P FrameLugs "OFF" EndTerminal Nut Kit "ON" End1200 Amp Capacity3 Pole Device480 Vac Rated80% Rated - Standard ratedInterrupting Rating125kA @ 240Vac/100kA @ 480VacMicrologic Power Trip Unit - LSIGUL Rating Plug AModbus Communications2 Form C Auxiliary SwitchHandle padlock attachment - OFF position only | EA | EA |  | FALSE |  | P | FXG | 100
134218 | 10 | 1 | States | MGM TRANSFORMER | Megan Swymeler | TRUE | 2026-06-18T00:00:00 | 2026-11-25T00:00:00 | 2026-09-24T00:00:00 | 140 | 0 | 140 | 8913.52 | 1247892.8 | 92154 | USA | N30 | 44 | SCHNEIDER ELECTRIC USA INC. | 60673-1214 | LGIPGAXAXNANNNNNNNNNNNNTMNANENNNNCNNNNNA | Square D Masterpact MTZ Unit Mount Circuit BreakerModel No. MTZ2-32H3 3-Pole ANSIC37/UL1066/CSA C22.2 No.268 RatedRated 3200 Amps, 100% RatedAIR - 100kA/100kA/85kA @ 254/508/635 VacTop Termination RCOVBottom Termination RCOV3200 Amp SensorTrip UnitMicrologic 6.0 Xi (LSIG) Trip UnitEnergy Reduction Maintenance SettingsDigital Module InstalledEnergy Reduction Maintenance Setting selectedTrip Unit Wireless Communication has been removedULP Port4 OF Contacts (standard) + 4 Additional OF ContactsOvercurrent Trip (SDE) contact standardPadlockable Push Button CoverProvision Only For Kirk - No locks supplied with Padlock attachmentProduction Test ReportDoor Escutcheon included as Standard | PUR | Square D Masterpact MTZ Unit Mount Circuit BreakerModel No. MTZ2-32H3 3-Pole ANSIC37/UL1066/CSA C22.2 No.268 RatedRated 3200 Amps, 100% RatedAIR - 100kA/100kA/85kA @ 254/508/635 VacTop Termination RCOVBottom Termination RCOV3200 Amp SensorTrip UnitMicrologic 6.0 Xi (LSIG) Trip UnitEnergy Reduction Maintenance SettingsDigital Module InstalledEnergy Reduction Maintenance Setting selectedTrip Unit Wireless Communication has been removedULP Port4 OF Contacts (standard) + 4 Additional OF ContactsOvercurrent Trip (SDE) contact standardPadlockable Push Button CoverProvision Only For Kirk - No locks supplied with Padlock attachmentProduction Test ReportDoor Escutcheon included as Standard | EA | EA |  | FALSE |  | P | FXG | 100
134218 | 2 | 1 | States | MGM TRANSFORMER | Megan Swymeler | TRUE | 2026-06-18T00:00:00 | 2026-11-24T00:00:00 | 2026-09-24T00:00:00 | 2 | 0 | 2 | 2777.84 | 5555.68 | 92154 | USA | N30 | 44 | SCHNEIDER ELECTRIC USA INC. | 60673-1214 | DJCFCABABNNNNNNNNNNNNNNTCNANENNNNCNNNNNA | Square D Masterpact MTZ Unit Mount Circuit BreakerDJCFCABABNNNNNNNNNNNNNNTCNANENNNNCNNNNNAModel No. MTZ1-08L1 3-Pole UL489/ CSA C22.2No.5 RatedRated 800 Amps, 100% RatedAIR - 100kA/65kA/NA @ 240/480/600 VacTop Termination 2 Hole RCTVBottom Termination 2 Hole RCTV800 Amp SensorTrip UnitMicrologic 5.0 Xi (LSI) Trip UnitEnergy Reduction Maintenance SettingsDigital Module InstalledEnergy Reduction Maintenance Setting selectedTrip Unit Wireless Communication has been removedULP Port4 OF Contacts (standard)Overcurrent Trip (SDE) contact standardPadlockable Push Button CoverProvision Only For Kirk - No locks suppliedNo Padlock attachment includedProduction Test ReportDoor Escutcheon included as StandardRevision - 5/26/2026 - (P20260306/S20260306)Source -Selector | PUR | Square D Masterpact MTZ Unit Mount Circuit BreakerDJCFCABABNNNNNNNNNNNNNNTCNANENNNNCNNNNNAModel No. MTZ1-08L1 3-Pole UL489/ CSA C22.2No.5 RatedRated 800 Amps, 100% RatedAIR - 100kA/65kA/NA @ 240/480/600 VacTop Termination 2 Hole RCTVBottom Termination 2 Hole RCTV800 Amp SensorTrip UnitMicrologic 5.0 Xi (LSI) Trip UnitEnergy Reduction Maintenance SettingsDigital Module InstalledEnergy Reduction Maintenance Setting selectedTrip Unit Wireless Communication has been removedULP Port4 OF Contacts (standard)Overcurrent Trip (SDE) contact standardPadlockable Push Button CoverProvision Only For Kirk - No locks suppliedNo Padlock attachment includedProduction Test ReportDoor Escutcheon included as StandardRevision - 5/26/2026 - (P20260306/S20260306)Source -Selector | EA | EA |  | FALSE |  | P | FXG | 100
134218 | 37 | 1 | States | MGM TRANSFORMER | Megan Swymeler | TRUE | 2026-06-18T00:00:00 | 2026-10-08T00:00:00 | 2026-10-08T00:00:00 | 394 | 0 | 394 | 19.67 | 7749.98 | 92154 | USA | N30 | 44 | SCHNEIDER ELECTRIC USA INC. | 60673-1214 | S33928 | Circuit Breaker accessory, PowerPacT M/P, bus connector kit, 1 pole one end | SRPP | Circuit Breaker accessory, PowerPacT M/P, bus connector kit, 1 pole one end | EA | EA |  | FALSE |  | P | FXG | 100
134218 | 32 | 1 | States | MGM TRANSFORMER | Megan Swymeler | TRUE | 2026-06-18T00:00:00 | 2027-03-12T00:00:00 | 2027-03-12T00:00:00 | 10 | 0 | 10 | 4632.38 | 46323.8 | 92154 | USA | N30 | 44 | SCHNEIDER ELECTRIC USA INC. | 60673-1214 | PJP36120CU43AE1ABJA | Molded Case Circuit Breaker UL/CSA Rated PowerPact P Frame Lugs ""OFF"" End Terminal Nut Kit ""ON"" End 3 Pole Device 600 Vac Rated 1200 Amp Capacity 100% Rated Interrupting Rating 100kA @ 240Vac/65kA @ 480Vac/25kA @ 600Vac Micrologic Ammeter Trip Unit - LSI UL Rating Plug A Keylock options: Provision only Provision for Kirk or Schneider Electric Keying Vertical Mount Modbus Communications 2 Form C Auxiliary Switch | PUR | Molded Case Circuit Breaker UL/CSA Rated PowerPact P Frame Lugs ""OFF"" End Terminal Nut Kit ""ON"" End 3 Pole Device 600 Vac Rated 1200 Amp Capacity 100% Rated Interrupting Rating 100kA @ 240Vac/65kA @ 480Vac/25kA @ 600Vac Micrologic Ammeter Trip Unit - LSI UL Rating Plug A Keylock options: Provision only Provision for Kirk or Schneider Electric Keying Vertical Mount Modbus Communications 2 Form C Auxiliary Switch | EA | EA |  | FALSE |  | P | FXG | 100 | 2026-10-01T00:00:00
134218 | 27 | 1 | States | MGM TRANSFORMER | Megan Swymeler | TRUE | 2026-06-18T00:00:00 | 2026-11-04T00:00:00 | 2026-11-04T00:00:00 | 12 | 0 | 12 | 3551.64 | 42619.68 | 92154 | USA | N30 | 44 | SCHNEIDER ELECTRIC USA INC. | 60673-1214 | PJP36120U64AE1ABYQ | Molded Case Circuit Breaker UL/CSA RatedPowerPact P FrameLugs "OFF" EndTerminal Nut Kit "ON" End1200 Amp Capacity3 Pole Device600 Vac Rated80% Rated - Standard ratedInterrupting Rating100kA @ 240Vac/65kA @ 480Vac/25kA @ 600VacMicrologic Power Trip Unit - LSIGUL Rating Plug AModbus Communications2 Form C Auxiliary SwitchHandle padlock attachment - OFF position only | PUR | Molded Case Circuit Breaker UL/CSA RatedPowerPact P FrameLugs "OFF" EndTerminal Nut Kit "ON" End1200 Amp Capacity3 Pole Device600 Vac Rated80% Rated - Standard ratedInterrupting Rating100kA @ 240Vac/65kA @ 480Vac/25kA @ 600VacMicrologic Power Trip Unit - LSIGUL Rating Plug AModbus Communications2 Form C Auxiliary SwitchHandle padlock attachment - OFF position only | EA | EA |  | FALSE |  | P | FXG | 100
134218 | 6 | 1 | States | MGM TRANSFORMER | Megan Swymeler | TRUE | 2026-06-18T00:00:00 | 2027-01-06T00:00:00 | 2026-10-07T00:00:00 | 58 | 0 | 58 | 413.38 | 23976.04 | 92154 | USA | N30 | 44 | SCHNEIDER ELECTRIC USA INC. | 60673-1214 | HJP36100U43XABYQ | HJP36100U43XABYQ-Molded Case Circuit BreakerHJP36100U43XABYQUL/CSA RatedPowerPact H FrameLugs "OFF" EndTerminal Nut Kit "ON" End100 Amp Capacity3 Pole Device600 Vac Rated80% Rated - Standard ratedInterrupting Rating100kA @ 240Vac/65kA @ 480Vac/25kA @ 600VacMicrologic Ammeter Trip Unit - LSI2 Form C Auxiliary SwitchHandle padlock attachment - OFF position onlyRevision - 5/26/2026 - (P20260306/S20260306)Source -Selector | PUR | HJP36100U43XABYQ-Molded Case Circuit BreakerHJP36100U43XABYQUL/CSA RatedPowerPact H FrameLugs "OFF" EndTerminal Nut Kit "ON" End100 Amp Capacity3 Pole Device600 Vac Rated80% Rated - Standard ratedInterrupting Rating100kA @ 240Vac/65kA @ 480Vac/25kA @ 600VacMicrologic Ammeter Trip Unit - LSI2 Form C Auxiliary SwitchHandle padlock attachment - OFF position onlyRevision - 5/26/2026 - (P20260306/S20260306)Source -Selector | EA | EA |  | FALSE |  | P | FXG | 100
134218 | 8 | 1 | States | MGM TRANSFORMER | Megan Swymeler | TRUE | 2026-06-18T00:00:00 | 2026-10-15T00:00:00 | 2026-08-06T00:00:00 | 164 | 0 | 164 | 1249.65 | 204942.6 | 92154 | USA | N30 | 44 | SCHNEIDER ELECTRIC USA INC. | 60673-1214 | IMB43F | SPD Type 2 IMB 300KA 480Y 277V 3P4W (480Y/277V series also applies to the following voltages 380Y/220V, 400Y/230V and 415Y/240V) ( Can be used on 3-wire grounded Wye systems without neutral. Jumper the neutral and ground lugs using 10AWG wire) | PUR | SPD Type 2 IMB 300KA 480Y 277V 3P4W (480Y/277V series also applies to the following voltages 380Y/220V, 400Y/230V and 415Y/240V) ( Can be used on 3-wire grounded Wye systems without neutral. Jumper the neutral and ground lugs using 10AWG wire) | EA | EA |  | FALSE |  | P | FXG | 100
134218 | 38 | 1 | States | MGM TRANSFORMER | Megan Swymeler | TRUE | 2026-06-18T00:00:00 | 2026-10-01T00:00:00 | 2026-10-01T00:00:00 | 172 | 72 | 100 | 5.11 | 878.92 | 92154 | USA | N30 | 44 | SCHNEIDER ELECTRIC USA INC. | 60673-1214 | S36967 | CB TERMINAL SCREW KIT FOR BUS BARS | SRPP | CB TERMINAL SCREW KIT FOR BUS BARS | EA | EA |  | FALSE |  | P | FXG | 100
134218 | 35 | 1 | States | MGM TRANSFORMER | Megan Swymeler | TRUE | 2026-06-18T00:00:00 | 2026-10-01T00:00:00 | 2026-10-01T00:00:00 | 86 | 0 | 86 | 8.74 | 751.64 | 92154 | USA | N30 | 44 | SCHNEIDER ELECTRIC USA INC. | 60673-1214 | S29329 | SQD: CIRCUIT BREAKER ACCESSORY, POWERPACT H/J, PHASE BARRIER, QUANTITY 6 | CB | SQD: CIRCUIT BREAKER ACCESSORY, POWERPACT H/J, PHASE BARRIER, QUANTITY 6 | EA | EA |  | FALSE |  | P | FXG | 100
134218 | 13 | 1 | States | MGM TRANSFORMER | Megan Swymeler | TRUE | 2026-06-18T00:00:00 | 2026-11-27T00:00:00 | 2026-09-24T00:00:00 | 70 | 0 | 70 | 10591.05 | 741373.5 | 92154 | USA | N30 | 44 | SCHNEIDER ELECTRIC USA INC. | 60673-1214 | LGJRGAXAXNANNNNNNNNNNNNTWNANENNNNCNNNNNA | Square D Masterpact MTZ Unit Mount Circuit Breaker Model No. MTZ2-40H3 3-Pole ANSI C37/UL1066/CSA C22.2 No.268 Rated Rated 4000 Amps, 100% Rated AIR - 100kA/100kA/85kA @ 254/508/635 Vac Top Termination RCOV Bottom Termination RCOV 4000 Amp Sensor Trip Unit Micrologic 6.0 Xi (LSIG) Trip Unit Energy Reduction Maintenance Settings Digital Module Installed Energy Reduction Maintenance Setting selected Trip Unit Wireless Communication has been removed ULP Port 4 OF Contacts (standard) + 4 Additional OF Contacts Overcurrent Trip (SDE) contact standard Padlockable Push Button Cover No Locking Provision Provided with Padlock attachment Production Test Report Door Escutcheon included as Standard | PUR | Square D Masterpact MTZ Unit Mount Circuit Breaker Model No. MTZ2-40H3 3-Pole ANSI C37/UL1066/CSA C22.2 No.268 Rated Rated 4000 Amps, 100% Rated AIR - 100kA/100kA/85kA @ 254/508/635 Vac Top Termination RCOV Bottom Termination RCOV 4000 Amp Sensor Trip Unit Micrologic 6.0 Xi (LSIG) Trip Unit Energy Reduction Maintenance Settings Digital Module Installed Energy Reduction Maintenance Setting selected Trip Unit Wireless Communication has been removed ULP Port 4 OF Contacts (standard) + 4 Additional OF Contacts Overcurrent Trip (SDE) contact standard Padlockable Push Button Cover No Locking Provision Provided with Padlock attachment Production Test Report Door Escutcheon included as Standard | EA | EA |  | FALSE |  | P | FXG | 100
134218 | 40 | 1 | States | MGM TRANSFORMER | Megan Swymeler | TRUE | 2026-06-18T00:00:00 | 2026-10-01T00:00:00 |  | 6 | 0 | 6 | 15.2 | 91.2 | 92154 | USA | N30 | 44 | SCHNEIDER ELECTRIC USA INC. | 60673-1214 | 84956 | ENERGY REDUCTION MAINT SETTING INSTR KIT | PUR | ENERGY REDUCTION MAINT SETTING INSTR KIT | EA | EA |  | FALSE |  | P | FXG | 100
134218 | 22 | 1 | States | MGM TRANSFORMER | Megan Swymeler | TRUE | 2026-06-18T00:00:00 | 2026-11-04T00:00:00 | 2026-11-04T00:00:00 | 2 | 0 | 2 | 3333.6 | 6667.2 | 92154 | USA | N30 | 44 | SCHNEIDER ELECTRIC USA INC. | 60673-1214 | PJP36080CU43AE1ABJA | Molded Case Circuit Breaker UL/CSA RatedPowerPact P FrameLugs "OFF" EndTerminal Nut Kit "ON" End3 Pole Device600 Vac Rated800 Amp Capacity100% RatedInterrupting Rating100kA @ 240Vac/65kA @ 480Vac/25kA @ 600VacMicrologic Ammeter Trip Unit - LSIUL Rating Plug AKeylock options:Provision onlyProvision for Kirk or Schneider ElectricKeyingVertical MountModbus Communications2 Form C Auxiliary Switch | PUR | Molded Case Circuit Breaker UL/CSA RatedPowerPact P FrameLugs "OFF" EndTerminal Nut Kit "ON" End3 Pole Device600 Vac Rated800 Amp Capacity100% RatedInterrupting Rating100kA @ 240Vac/65kA @ 480Vac/25kA @ 600VacMicrologic Ammeter Trip Unit - LSIUL Rating Plug AKeylock options:Provision onlyProvision for Kirk or Schneider ElectricKeyingVertical MountModbus Communications2 Form C Auxiliary Switch | EA | EA |  | FALSE |  | P | FXG | 100
134218 | 36 | 1 | States | MGM TRANSFORMER | Megan Swymeler | TRUE | 2026-06-18T00:00:00 | 2026-10-09T00:00:00 | 2026-10-09T00:00:00 | 372 | 0 | 372 | 7.8 | 2901.6 | 92154 | USA | N30 | 44 | SCHNEIDER ELECTRIC USA INC. | 60673-1214 | S33646 | Circuit breaker accessory, PowerPacT M/P, phase barrier, quantity 6 | CB | Circuit breaker accessory, PowerPacT M/P, phase barrier, quantity 6 | EA | EA |  | FALSE |  | P | FXG | 100
134218 | 21 | 1 | States | MGM TRANSFORMER | Megan Swymeler | TRUE | 2026-06-18T00:00:00 | 2026-11-04T00:00:00 | 2026-11-04T00:00:00 | 2 | 0 | 2 | 3096.12 | 6192.24 | 92154 | USA | N30 | 44 | SCHNEIDER ELECTRIC USA INC. | 60673-1214 | PJP36060CU43AABYQ | Molded Case Circuit Breaker UL/CSA RatedPowerPact P FrameLugs "OFF" EndTerminal Nut Kit "ON" End3 Pole Device600 Amp Capacity600 Vac Rated100% RatedInterrupting Rating100kA @ 240Vac/65kA @ 480Vac/25kA @ 600VacMicrologic Ammeter Trip Unit - LSIUL Rating Plug A2 Form C Auxiliary SwitchHandle padlock attachment - OFF position only | PUR | Molded Case Circuit Breaker UL/CSA RatedPowerPact P FrameLugs "OFF" EndTerminal Nut Kit "ON" End3 Pole Device600 Amp Capacity600 Vac Rated100% RatedInterrupting Rating100kA @ 240Vac/65kA @ 480Vac/25kA @ 600VacMicrologic Ammeter Trip Unit - LSIUL Rating Plug A2 Form C Auxiliary SwitchHandle padlock attachment - OFF position only | EA | EA |  | FALSE |  | P | FXG | 100
134218 | 24 | 1 | States | MGM TRANSFORMER | Megan Swymeler | TRUE | 2026-06-18T00:00:00 | 2026-11-04T00:00:00 | 2026-11-04T00:00:00 | 6 | 0 | 6 | 4447.08 | 26682.48 | 92154 | USA | N30 | 44 | SCHNEIDER ELECTRIC USA INC. | 60673-1214 | PJP36100CU43AE1ABJA | Molded Case Circuit Breaker UL/CSA RatedPowerPact P FrameLugs "OFF" EndTerminal Nut Kit "ON" End1000 Amp Capacity3 Pole Device600 Vac Rated100% RatedInterrupting Rating100kA @ 240Vac/65kA @ 480Vac/25kA @ 600VacMicrologic Ammeter Trip Unit - LSIUL Rating Plug AKeylock options:Provision onlyProvision for Kirk or Schneider ElectricKeyingVertical MountModbus Communications2 Form C Auxiliary Switch | PUR | Molded Case Circuit Breaker UL/CSA RatedPowerPact P FrameLugs "OFF" EndTerminal Nut Kit "ON" End1000 Amp Capacity3 Pole Device600 Vac Rated100% RatedInterrupting Rating100kA @ 240Vac/65kA @ 480Vac/25kA @ 600VacMicrologic Ammeter Trip Unit - LSIUL Rating Plug AKeylock options:Provision onlyProvision for Kirk or Schneider ElectricKeyingVertical MountModbus Communications2 Form C Auxiliary Switch | EA | EA |  | FALSE |  | P | FXG | 100
134218 | 19 | 3 | States | MGM TRANSFORMER | Megan Swymeler | TRUE | 2026-06-18T00:00:00 | 2026-10-27T00:00:00 | 2026-10-27T00:00:00 | 270 | 0 | 270 | 247.5 | 94545 | 92154 | USA | N30 | 44 | SCHNEIDER ELECTRIC USA INC. | 60673-1214 | LV434063 | I/O (input/output) application module, Enerlin'X | PUR | Input/Output Interface for LV breaker | EA | EA |  | FALSE |  | P | FXG | 100
134218 | 7 | 1 | States | MGM TRANSFORMER | Megan Swymeler | TRUE | 2026-06-18T00:00:00 | 2027-01-06T00:00:00 | 2026-10-07T00:00:00 | 50 | 0 | 50 | 751.63 | 37581.5 | 92154 | USA | N30 | 44 | SCHNEIDER ELECTRIC USA INC. | 60673-1214 | HJP36150U43XABYQ | HJP36150U43XABYQ-Molded Case Circuit BreakerHJP36150U43XABYQUL/CSA RatedPowerPact H FrameLugs "OFF" EndTerminal Nut Kit "ON" End150 Amp Capacity3 Pole Device600 Vac Rated80% Rated - Standard ratedInterrupting Rating100kA @ 240Vac/65kA @ 480Vac/25kA @ 600VacMicrologic Ammeter Trip Unit - LSI2 Form C Auxiliary SwitchHandle padlock attachment - OFF position onlyRevision - 5/20/2026 - (P20260306/S20260306)Source -Selector | PUR | HJP36150U43XABYQ-Molded Case Circuit BreakerHJP36150U43XABYQUL/CSA RatedPowerPact H FrameLugs "OFF" EndTerminal Nut Kit "ON" End150 Amp Capacity3 Pole Device600 Vac Rated80% Rated - Standard ratedInterrupting Rating100kA @ 240Vac/65kA @ 480Vac/25kA @ 600VacMicrologic Ammeter Trip Unit - LSI2 Form C Auxiliary SwitchHandle padlock attachment - OFF position onlyRevision - 5/20/2026 - (P20260306/S20260306)Source -Selector | EA | EA |  | FALSE |  | P | FXG | 100
134218 | 23 | 1 | States | MGM TRANSFORMER | Megan Swymeler | TRUE | 2026-06-18T00:00:00 | 2026-11-04T00:00:00 | 2026-11-04T00:00:00 | 2 | 0 | 2 | 3400.08 | 6800.16 | 92154 | USA | N30 | 44 | SCHNEIDER ELECTRIC USA INC. | 60673-1214 | PJP36080CU43AE1ABSAYQ | Molded Case Circuit Breaker UL/CSA RatedPowerPact P FrameLugs "OFF" EndTerminal Nut Kit "ON" End3 Pole Device600 Vac Rated800 Amp Capacity100% RatedInterrupting Rating100kA @ 240Vac/65kA @ 480Vac/25kA @ 600VacMicrologic Ammeter Trip Unit - LSIUL Rating Plug AModbus Communications2 Form C Auxiliary SwitchShunt Trip 110-130Vac/125VdcHandle padlock attachment - OFF position only | PUR | Molded Case Circuit Breaker UL/CSA RatedPowerPact P FrameLugs "OFF" EndTerminal Nut Kit "ON" End3 Pole Device600 Vac Rated800 Amp Capacity100% RatedInterrupting Rating100kA @ 240Vac/65kA @ 480Vac/25kA @ 600VacMicrologic Ammeter Trip Unit - LSIUL Rating Plug AModbus Communications2 Form C Auxiliary SwitchShunt Trip 110-130Vac/125VdcHandle padlock attachment - OFF position only | EA | EA |  | FALSE |  | P | FXG | 100
134218 | 28 | 1 | States | MGM TRANSFORMER | Megan Swymeler | TRUE | 2026-06-18T00:00:00 | 2026-11-04T00:00:00 | 2026-11-04T00:00:00 | 280 | 0 | 280 | 4986.6 | 1396248 | 92154 | USA | N30 | 44 | SCHNEIDER ELECTRIC USA INC. | 60673-1214 | PLP34120CU63AE1ABYQ | Molded Case Circuit Breaker UL/CSA Rated PowerPact P Frame Lugs ""OFF"" End Terminal Nut Kit ""ON"" End 1200 Amp Capacity 3 Pole Device 480 Vac Rated 100% Rated Interrupting Rating 125kA @ 240Vac/100kA @ 480Vac Micrologic Power Trip - LSI UL Rating Plug A Modbus Communications 2 Form C Auxiliary Switch Handle padlock attachment - OFF position only | PUR | Molded Case Circuit Breaker UL/CSA Rated PowerPact P Frame Lugs ""OFF"" End Terminal Nut Kit ""ON"" End 1200 Amp Capacity 3 Pole Device 480 Vac Rated 100% Rated Interrupting Rating 125kA @ 240Vac/100kA @ 480Vac Micrologic Power Trip - LSI UL Rating Plug A Modbus Communications 2 Form C Auxiliary Switch Handle padlock attachment - OFF position only | EA | EA |  | FALSE |  | P | FXG | 100
134218 | 25 | 1 | States | MGM TRANSFORMER | Megan Swymeler | TRUE | 2026-06-18T00:00:00 | 2026-11-04T00:00:00 | 2026-11-04T00:00:00 | 6 | 0 | 6 | 4800 | 28800 | 92154 | USA | N30 | 44 | SCHNEIDER ELECTRIC USA INC. | 60673-1214 | PJP36120CU63AE1ABSAYQ | Molded Case Circuit Breaker UL/CSA RatedPowerPact P FrameLugs "OFF" EndTerminal Nut Kit "ON" End1200 Amp Capacity3 Pole Device600 Vac Rated100% RatedInterrupting Rating100kA @ 240Vac/65kA @ 480Vac/25kA @ 600VacMicrologic Power Trip - LSIUL Rating Plug AModbus Communications2 Form C Auxiliary SwitchShunt Trip 110-130Vac/125VdcHandle padlock attachment - OFF position only | PUR | Molded Case Circuit Breaker UL/CSA RatedPowerPact P FrameLugs "OFF" EndTerminal Nut Kit "ON" End1200 Amp Capacity3 Pole Device600 Vac Rated100% RatedInterrupting Rating100kA @ 240Vac/65kA @ 480Vac/25kA @ 600VacMicrologic Power Trip - LSIUL Rating Plug AModbus Communications2 Form C Auxiliary SwitchShunt Trip 110-130Vac/125VdcHandle padlock attachment - OFF position only | EA | EA |  | FALSE |  | P | FXG | 100
134218 | 3 | 1 | States | MGM TRANSFORMER | Megan Swymeler | TRUE | 2026-06-18T00:00:00 | 2026-11-24T00:00:00 | 2026-09-24T00:00:00 | 2 | 0 | 2 | 2216.66 | 4433.32 | 92154 | USA | N30 | 44 | SCHNEIDER ELECTRIC USA INC. | 60673-1214 | DJCFGABABNNNNNNNNNNNNNNTWNANNNNNNNNNNNNA | Square D Masterpact MTZ Unit Mount Circuit BreakerModel No. MTZ1-08L1 3-Pole UL489/ CSA C22.2No.5 RatedRated 800 Amps, 100% RatedAIR - 100kA/65kA/NA @ 240/480/600 VacTop Termination 2 Hole RCTVBottom Termination 2 Hole RCTV800 Amp SensorTrip UnitMicrologic 6.0 Xi (LSIG) Trip UnitNo Digital Modules InstalledTrip Unit Wireless Communication has been removedULP Port4 OF Contacts (standard)Overcurrent Trip (SDE) contact standardPadlockable Push Button CoverNo Locking Provision Provided with Padlock attachmentProduction Test ReportDoor Escutcheon included as Standard | PUR | Square D Masterpact MTZ Unit Mount Circuit BreakerModel No. MTZ1-08L1 3-Pole UL489/ CSA C22.2No.5 RatedRated 800 Amps, 100% RatedAIR - 100kA/65kA/NA @ 240/480/600 VacTop Termination 2 Hole RCTVBottom Termination 2 Hole RCTV800 Amp SensorTrip UnitMicrologic 6.0 Xi (LSIG) Trip UnitNo Digital Modules InstalledTrip Unit Wireless Communication has been removedULP Port4 OF Contacts (standard)Overcurrent Trip (SDE) contact standardPadlockable Push Button CoverNo Locking Provision Provided with Padlock attachmentProduction Test ReportDoor Escutcheon included as Standard | EA | EA |  | FALSE |  | P | FXG | 100
134218 | 5 | 1 | States | MGM TRANSFORMER | Megan Swymeler | TRUE | 2026-06-18T00:00:00 | 2026-11-24T00:00:00 | 2026-09-24T00:00:00 | 10 | 0 | 10 | 2981.53 | 29815.3 | 92154 | USA | N30 | 44 | SCHNEIDER ELECTRIC USA INC. | 60673-1214 | DJEGGABABNNNNNNNNNNNNNNTWNANENNNNCNNNNNA | Square D Masterpact MTZ Unit Mount Circuit BreakerDJEGGABABNNNNNNNNNNNNNNTWNANENNNNCNNNNNAModel No. MTZ1-12L1 3-Pole UL489/ CSA C22.2No.5 RatedRated 1200 Amps, 100% RatedAIR - 100kA/65kA/NA @ 240/480/600 VacTop Termination 2 Hole RCTVBottom Termination 2 Hole RCTV1000 Amp SensorTrip UnitMicrologic 6.0 Xi (LSIG) Trip UnitEnergy Reduction Maintenance SettingsDigital Module InstalledEnergy Reduction Maintenance Setting selectedTrip Unit Wireless Communication has been removedULP Port4 OF Contacts (standard)Overcurrent Trip (SDE) contact standardPadlockable Push Button CoverNo Locking Provision Provided with Padlock attachmentProduction Test ReportDoor Escutcheon included as StandardRevision - 5/26/2026 - (P20260306/S20260306)Source -Selector | PUR | Square D Masterpact MTZ Unit Mount Circuit BreakerDJEGGABABNNNNNNNNNNNNNNTWNANENNNNCNNNNNAModel No. MTZ1-12L1 3-Pole UL489/ CSA C22.2No.5 RatedRated 1200 Amps, 100% RatedAIR - 100kA/65kA/NA @ 240/480/600 VacTop Termination 2 Hole RCTVBottom Termination 2 Hole RCTV1000 Amp SensorTrip UnitMicrologic 6.0 Xi (LSIG) Trip UnitEnergy Reduction Maintenance SettingsDigital Module InstalledEnergy Reduction Maintenance Setting selectedTrip Unit Wireless Communication has been removedULP Port4 OF Contacts (standard)Overcurrent Trip (SDE) contact standardPadlockable Push Button CoverNo Locking Provision Provided with Padlock attachmentProduction Test ReportDoor Escutcheon included as StandardRevision - 5/26/2026 - (P20260306/S20260306)Source -Selector | EA | EA |  | FALSE |  | P | FXG | 100
134218 | 39 | 1 | States | MGM TRANSFORMER | Megan Swymeler | TRUE | 2026-06-18T00:00:00 | 2026-10-01T00:00:00 |  | 6 | 0 | 6 | 247.5 | 1485 | 92154 | USA | N30 | 44 | SCHNEIDER ELECTRIC USA INC. | 60673-1214 | LV434063 | I/O (input/output) application module, Enerlin'X | PUR | I/O (input/output) application module, Enerlin'X | EA | EA |  | FALSE |  | P | FXG | 100
134218 | 12 | 1 | States | MGM TRANSFORMER | Megan Swymeler | TRUE | 2026-06-18T00:00:00 | 2026-11-27T00:00:00 | 2026-09-24T00:00:00 | 70 | 0 | 70 | 10660.09 | 746206.3 | 92154 | USA | N30 | 44 | SCHNEIDER ELECTRIC USA INC. | 60673-1214 | LGJRGAXAXNANNNNNNNNDNNNTWNANENNNNCNNNNNA | Square D Masterpact MTZ Unit Mount Circuit BreakerModel No. MTZ2-40H3 3-Pole ANSIC37/UL1066/CSA C22.2 No.268 RatedRated 4000 Amps, 100% RatedAIR - 100kA/100kA/85kA @ 254/508/635 VacTop Termination RCOVBottom Termination RCOV4000 Amp SensorTrip UnitMicrologic 6.0 Xi (LSIG) Trip UnitEnergy Reduction Maintenance SettingsDigital Module InstalledEnergy Reduction Maintenance Setting selectedTrip Unit Wireless Communication has been removedULP Port4 OF Contacts (standard) + 4 Additional OF ContactsShunt Trip - 100-130VacOvercurrent Trip (SDE) contact standardPadlockable Push Button CoverNo Locking Provision Provided with Padlock attachmentProduction Test ReportDoor Escutcheon included as Standard | PUR | Square D Masterpact MTZ Unit Mount Circuit BreakerModel No. MTZ2-40H3 3-Pole ANSIC37/UL1066/CSA C22.2 No.268 RatedRated 4000 Amps, 100% RatedAIR - 100kA/100kA/85kA @ 254/508/635 VacTop Termination RCOVBottom Termination RCOV4000 Amp SensorTrip UnitMicrologic 6.0 Xi (LSIG) Trip UnitEnergy Reduction Maintenance SettingsDigital Module InstalledEnergy Reduction Maintenance Setting selectedTrip Unit Wireless Communication has been removedULP Port4 OF Contacts (standard) + 4 Additional OF ContactsShunt Trip - 100-130VacOvercurrent Trip (SDE) contact standardPadlockable Push Button CoverNo Locking Provision Provided with Padlock attachmentProduction Test ReportDoor Escutcheon included as Standard | EA | EA |  | FALSE |  | P | FXG | 100
134218 | 26 | 1 | States | MGM TRANSFORMER | Megan Swymeler | TRUE | 2026-06-18T00:00:00 | 2026-11-04T00:00:00 | 2026-11-04T00:00:00 | 6 | 0 | 6 | 4832.04 | 28992.24 | 92154 | USA | N30 | 44 | SCHNEIDER ELECTRIC USA INC. | 60673-1214 | PJP36120CU64AE1ABYQ | Molded Case Circuit Breaker UL/CSA RatedPowerPact P FrameLugs "OFF" EndTerminal Nut Kit "ON" End1200 Amp Capacity3 Pole Device600 Vac Rated100% RatedInterrupting Rating100kA @ 240Vac/65kA @ 480Vac/25kA @ 600VacMicrologic Power Trip Unit - LSIGUL Rating Plug AModbus Communications2 Form C Auxiliary SwitchHandle padlock attachment - OFF position only | PUR | Molded Case Circuit Breaker UL/CSA RatedPowerPact P FrameLugs "OFF" EndTerminal Nut Kit "ON" End1200 Amp Capacity3 Pole Device600 Vac Rated100% RatedInterrupting Rating100kA @ 240Vac/65kA @ 480Vac/25kA @ 600VacMicrologic Power Trip Unit - LSIGUL Rating Plug AModbus Communications2 Form C Auxiliary SwitchHandle padlock attachment - OFF position only | EA | EA |  | FALSE |  | P | FXG | 100
134218 | 31 | 1 | States | MGM TRANSFORMER | Megan Swymeler | TRUE | 2026-06-18T00:00:00 | 2026-09-21T00:00:00 | 2026-09-21T00:00:00 | 14 | 8 | 6 | 59.4 | 831.6 | 92154 | USA | N30 | 44 | SCHNEIDER ELECTRIC USA INC. | 60673-1214 | LV434196 | "Designation : Feeder Trip Unit to IO Product Details: LV434196-CIRCUIT BREAKER ULP CORD L-1.3M (4.27FT)" | PUR | "Designation : Feeder Trip Unit to IO Product Details: LV434196-CIRCUIT BREAKER ULP CORD L-1.3M (4.27FT)" | EA | EA |  | FALSE |  | P | FXG | 100 | 2026-10-01T00:00:00
134218 | 4 | 1 | States | MGM TRANSFORMER | Megan Swymeler | TRUE | 2026-06-18T00:00:00 | 2026-11-24T00:00:00 | 2026-09-24T00:00:00 | 10 | 0 | 10 | 2882.79 | 28827.9 | 92154 | USA | N30 | 44 | SCHNEIDER ELECTRIC USA INC. | 60673-1214 | DJEGCABABNNNNNNNNNNNNNNTCNANENNNNCNNNNNA | Square D Masterpact MTZ Unit Mount Circuit BreakerDJEGCABABNNNNNNNNNNNNNNTCNANENNNNCNNNNNAModel No. MTZ1-12L1 3-Pole UL489/ CSA C22.2No.5 RatedRated 1200 Amps, 100% RatedAIR - 100kA/65kA/NA @ 240/480/600 VacTop Termination 2 Hole RCTVBottom Termination 2 Hole RCTV1000 Amp SensorTrip UnitMicrologic 5.0 Xi (LSI) Trip UnitEnergy Reduction Maintenance SettingsDigital Module InstalledEnergy Reduction Maintenance Setting selectedTrip Unit Wireless Communication has been removedULP Port4 OF Contacts (standard)Overcurrent Trip (SDE) contact standardPadlockable Push Button CoverProvision Only For Kirk - No locks suppliedNo Padlock attachment includedProduction Test ReportDoor Escutcheon included as StandardRevision - 5/26/2026 - (P20260306/S20260306)Source -Selector | PUR | Square D Masterpact MTZ Unit Mount Circuit BreakerDJEGCABABNNNNNNNNNNNNNNTCNANENNNNCNNNNNAModel No. MTZ1-12L1 3-Pole UL489/ CSA C22.2No.5 RatedRated 1200 Amps, 100% RatedAIR - 100kA/65kA/NA @ 240/480/600 VacTop Termination 2 Hole RCTVBottom Termination 2 Hole RCTV1000 Amp SensorTrip UnitMicrologic 5.0 Xi (LSI) Trip UnitEnergy Reduction Maintenance SettingsDigital Module InstalledEnergy Reduction Maintenance Setting selectedTrip Unit Wireless Communication has been removedULP Port4 OF Contacts (standard)Overcurrent Trip (SDE) contact standardPadlockable Push Button CoverProvision Only For Kirk - No locks suppliedNo Padlock attachment includedProduction Test ReportDoor Escutcheon included as StandardRevision - 5/26/2026 - (P20260306/S20260306)Source -Selector | EA | EA |  | FALSE |  | P | FXG | 100
132834 | 4 | 1 | States | Champlin | Megan Swymeler | TRUE | 2026-04-28T00:00:00 | 2026-11-24T00:00:00 | 2026-11-24T00:00:00 | 24 | 0 | 24 | 424.8 | 10195.2 | 55316-3157 | USA | N30 | 44 | SCHNEIDER ELECTRIC USA INC. | 60673-1214 | SRCTV30 | Designation : Product Details :SRCTV30-CB ACCESSORY, CONNECTOR 2500-3000A 3P | SRPP | Designation : Product Details :SRCTV30-CB ACCESSORY, CONNECTOR 2500-3000A 3P | EA | EA |  | TRUE |  | P | FXG | 100
132834 | 3 | 1 | States | Champlin | Megan Swymeler | TRUE | 2026-04-28T00:00:00 | 2026-09-17T00:00:00 | 2026-06-23T00:00:00 | 72 | 0 | 72 | 424.8 | 30585.6 | 55316-3157 | USA | N30 | 44 | SCHNEIDER ELECTRIC USA INC. | 60673-1214 | SRCTV30 | Designation : Product Details :SRCTV30-CB ACCESSORY, CONNECTOR 2500-3000A 3P | SRPP | Designation : Product Details :SRCTV30-CB ACCESSORY, CONNECTOR 2500-3000A 3P | EA | EA |  | TRUE |  | P | FXG | 100
135958 | 2 | 2 | States | Champlin | Megan Swymeler | TRUE | 2026-09-09T00:00:00 | 2026-12-09T00:00:00 |  | 1 | 0 | 1 | 26675 | 53350 | 55316 | USA | N30 | 44 | SCHNEIDER ELECTRIC USA INC. | 60673-1214 | PTRL36120GVU43A-CB | 1200A 480V 3PH 3W Busplugs 65K | PUR | 1200A 480V 3PH 3W Busplugs 65K | EA | EA |  | FALSE |  | P | FXG | 100 | 2026-12-09T00:00:00 | 76895-61-1
135958 | 1 | 2 | States | Champlin | Megan Swymeler | TRUE | 2026-09-09T00:00:00 | 2026-12-09T00:00:00 |  | 1 | 0 | 1 | 6369.55 | 12739.1 | 55316 | USA | N30 | 44 | SCHNEIDER ELECTRIC USA INC. | 60673-1214 | PJL36225G-CB | 225A 480V 3PH 3W Busplugs 65K | PUR | 225A 480V 3PH 3W Busplugs 65K | EA | EA |  | FALSE |  | P | FXG | 100 | 2026-12-09T00:00:00 | 76895-61-1
135958 | 2 | 1 | States | Champlin | Megan Swymeler | TRUE | 2026-09-09T00:00:00 | 2026-12-09T00:00:00 |  | 1 | 0 | 1 | 26675 | 53350 | 55316 | USA | N30 | 44 | SCHNEIDER ELECTRIC USA INC. | 60673-1214 | PTRL36120GVU43A-CB | 1200A 480V 3PH 3W Busplugs 65K | PUR | 1200A 480V 3PH 3W Busplugs 65K | EA | EA |  | FALSE |  | P | FXG | 100 | 2026-12-09T00:00:00 | 77037-39-1
135958 | 1 | 1 | States | Champlin | Megan Swymeler | TRUE | 2026-09-09T00:00:00 | 2026-12-09T00:00:00 |  | 1 | 0 | 1 | 6369.55 | 12739.1 | 55316 | USA | N30 | 44 | SCHNEIDER ELECTRIC USA INC. | 60673-1214 | PJL36225G-CB | 225A 480V 3PH 3W Busplugs 65K | PUR | 225A 480V 3PH 3W Busplugs 65K | EA | EA |  | FALSE |  | P | FXG | 100 | 2026-12-09T00:00:00 | 77037-39-1
134252 | 1 | 1 | States | Champlin | Megan Swymeler | TRUE | 2026-06-22T00:00:00 | 2026-10-14T00:00:00 | 2026-08-05T00:00:00 | 100 | 0 | 100 | 1249.65 | 124965 | 55316-3157 | USA | N30 | 44 | SCHNEIDER ELECTRIC USA INC. | 60673-1214 | IMB43F | SPD Type 2 IMB 300KA 480Y 277V 3P4W (480Y/277V series also applies to the following voltages 380Y/220V, 400Y/230V and 415Y/240V) ( Can be used on 3-wire grounded Wye systems without neutral. Jumper the neutral and ground lugs using 10AWG wire) | PUR | SPD Type 2 IMB 300KA 480Y 277V 3P4W (480Y/277V series also applies to the following voltages 380Y/220V, 400Y/230V and 415Y/240V) ( Can be used on 3-wire grounded Wye systems without neutral. Jumper the neutral and ground lugs using 10AWG wire) | EA | EA |  | TRUE |  | P | FXG | 100
134541 | 9 | 1 | States | Dayton | Megan Swymeler | TRUE | 2026-07-06T00:00:00 | 2026-11-03T00:00:00 | 2026-11-03T00:00:00 | 1 | 0 | 1 | 910.04 | 910.04 | 55369-6417 | USA | N30 | 44 | SCHNEIDER ELECTRIC USA INC. | 60673-1214 | NC74VS3PNFHR | (TRIM)-Trim Surface Hinged 74"H | PUR | (TRIM)-Trim Surface Hinged 74"H | EA | EA |  | TRUE |  | P | FXG | DAYTON | 2026-09-25T00:00:00
134541 | 10 | 1 | States | Dayton | Megan Swymeler | TRUE | 2026-07-06T00:00:00 | 2026-11-27T00:00:00 | 2026-11-27T00:00:00 | 1 | 0 | 1 | 1478.31 | 1478.31 | 55369-6417 | USA | N30 | 44 | SCHNEIDER ELECTRIC USA INC. | 60673-1214 | NQ Panelboard | 1-NQ MB Panel (INTERIOR)-NQ Panelboard Consisting of 208Y/120V 3Ph 4W 60Hz SCCR: 10kA Fully Rated Single Main: 100A/3P HD Circuit Breaker Branch Neutral Lug Material: Aluminum Incoming Conductors: 1 - #14 - 3/0 AWG Bus: 100A Rated Copper: Silver Plated CU Ground Bar 30 Circuit Interior Type 1,Box: 44H x 20W x 5.75D Incoming: Bottom Trim: Surface - Hinged Box Cat No: MH44BE Front Cat No: NC44SHR Ref. Drawing: PBA705HR Feeders: 16 - 20A/1P QOB 8 - 15A/1P QOB 1 - 20A/2P QOB Optional Features: Standard Panel (Box Ahead),Blank Endwalls,Copper Solid Neutral,Seismic Qualification -IBC/ASCE7/CBC/NBCC,Copper Ground Bar Branch User Placement Standard Nameplate: Engraved as Follows Line 1: HLP01A Size: 3.50" Wide x 1.00" High (Std) Color: White Surface / Black Letters Plastic/Adhesive - Screw-on 1-MH44BE-PANELBOARD ENCLOSURE/BOX TYPE 1 44H 20W 1-NC44SHR-PNLBD COVER/TRIM NF T-1 S 44H 20W" | PUR | 1-NQ MB Panel (INTERIOR)-NQ Panelboard Consisting of 208Y/120V 3Ph 4W 60Hz SCCR: 10kA Fully Rated Single Main: 100A/3P HD Circuit Breaker Branch Neutral Lug Material: Aluminum Incoming Conductors: 1 - #14 - 3/0 AWG Bus: 100A Rated Copper: Silver Plated CU Ground Bar 30 Circuit Interior Type 1,Box: 44H x 20W x 5.75D Incoming: Bottom Trim: Surface - Hinged Box Cat No: MH44BE Front Cat No: NC44SHR Ref. Drawing: PBA705HR Feeders: 16 - 20A/1P QOB 8 - 15A/1P QOB 1 - 20A/2P QOB Optional Features: Standard Panel (Box Ahead),Blank Endwalls,Copper Solid Neutral,Seismic Qualification -IBC/ASCE7/CBC/NBCC,Copper Ground Bar Branch User Placement Standard Nameplate: Engraved as Follows Line 1: HLP01A Size: 3.50" Wide x 1.00" High (Std) Color: White Surface / Black Letters Plastic/Adhesive - Screw-on 1-MH44BE-PANELBOARD ENCLOSURE/BOX TYPE 1 44H 20W 1-NC44SHR-PNLBD COVER/TRIM NF T-1 S 44H 20W" | EA | EA |  | TRUE |  | P | FXG | DAYTON | 2026-09-25T00:00:00
134541 | 7 | 1 | States | Dayton | Megan Swymeler | TRUE | 2026-07-06T00:00:00 | 2026-11-03T00:00:00 | 2026-11-03T00:00:00 | 1 | 0 | 1 | 7028.04 | 7028.04 | 55369-6417 | USA | N30 | 44 | SCHNEIDER ELECTRIC USA INC. | 60673-1214 | NF Panelboard | 1-NF MB Panel (INTERIOR)-NF Panelboard Consisting of 480V 3Ph 3W 60Hz Wye Grounded SCCR: 65kA Fully Rated Single Main: 400AS/400AT/3P LJ Circuit Breaker 80% Rated Main Trip Function: LI Main Trip Unit: Standard Trip Unit Incoming Conductors: 1 - (2) 2/0 - 500 kcmil Bus: 400A Rated Copper: Silver/Tin Plated CU Ground Bar 42 Circuit Interior Type 1,Box: 74H x 20W x 8.75D Incoming: Top Trim: Surface - Hinged Box Cat No: MH74D9 Front Cat No: NC74VS3PNFHR Ref. Drawing: PBA559HR Feeders: 6 - 35A/3P EJB 1 - 50A/3P EJB 1 - 20A/3P EJB Optional Features: Standard Panel (Box Ahead),Seismic Qualification - IBC/ASCE7/CBC/NBCC,Copper Ground Bar Branch User Placement Standard Nameplate: Engraved as Follows Line 1: HLP02A Size: 3.50"" Wide x 1.00"" High (Std) Color: White Surface / Black Letters Plastic/Adhesive - Screw-on 1-MH74D9-PNLBD ENCLOSURE/BOX T-1 74H20W8.75D 1-NC74VS3PNFHR (TRIM)-Trim Surface Hinged 74"H | PUR | 1-NF MB Panel (INTERIOR)-NF Panelboard Consisting of 480V 3Ph 3W 60Hz Wye Grounded SCCR: 65kA Fully Rated Single Main: 400AS/400AT/3P LJ Circuit Breaker 80% Rated Main Trip Function: LI Main Trip Unit: Standard Trip Unit Incoming Conductors: 1 - (2) 2/0 - 500 kcmil Bus: 400A Rated Copper: Silver/Tin Plated CU Ground Bar 42 Circuit Interior Type 1,Box: 74H x 20W x 8.75D Incoming: Top Trim: Surface - Hinged Box Cat No: MH74D9 Front Cat No: NC74VS3PNFHR Ref. Drawing: PBA559HR Feeders: 6 - 35A/3P EJB 1 - 50A/3P EJB 1 - 20A/3P EJB Optional Features: Standard Panel (Box Ahead),Seismic Qualification - IBC/ASCE7/CBC/NBCC,Copper Ground Bar Branch User Placement Standard Nameplate: Engraved as Follows Line 1: HLP02A Size: 3.50"" Wide x 1.00"" High (Std) Color: White Surface / Black Letters Plastic/Adhesive - Screw-on 1-MH74D9-PNLBD ENCLOSURE/BOX T-1 74H20W8.75D 1-NC74VS3PNFHR (TRIM)-Trim Surface Hinged 74"H | EA | EA |  | TRUE |  | P | FXG | DAYTON | 2026-09-25T00:00:00
133768 | 1 | 1 | States | Champlin | Megan Swymeler | TRUE | 2026-06-01T00:00:00 | 2026-10-12T00:00:00 | 2026-10-12T00:00:00 | 400 | 356 | 44 | 1249.65 | 499860 | 55316-3157 | USA | N30 | 44 | SCHNEIDER ELECTRIC USA INC. | 60673-1214 | IMB43 | SPD Type 1 IMB 300KA 480Y 277V 3P4W (480Y/277V series also applies to the following voltages 380Y/220V, 400Y/230V and 415Y/240V) ( Can be used on 3-wire grounded Wye systems without neutral. Jumper the neutral and ground lugs using 10AWG wire) | PUR | SPD Type 1 IMB 300KA 480Y 277V 3P4W (480Y/277V series also applies to the following voltages 380Y/220V, 400Y/230V and 415Y/240V) ( Can be used on 3-wire grounded Wye systems without neutral. Jumper the neutral and ground lugs using 10AWG wire) | EA | EA |  | TRUE |  | P | FXG | 100
133220 | 1 | 4 | States | Champlin | Megan Swymeler | TRUE | 2026-05-12T00:00:00 | 2026-09-28T00:00:00 | 2026-09-28T00:00:00 | 38 | 0 | 38 | 417.3 | 64681.5 | 55316-3157 | USA | N30 | 44 | SCHNEIDER ELECTRIC USA INC. | 60673-1214 | HWB41 | SURGE PROTECTIVE DEVICE SPD, SURGELOGIC, 100kA, 480Y/277V 3 PHASE 4 WIRE | PUR | SURGE PROTECTIVE DEVICE SPD, SURGELOGIC, 100kA, 480Y/277V 3 PHASE 4 WIRE | EA | EA |  | TRUE |  | P | FXG | 100
134445 | 6 | 1 | States | MGM TRANSFORMER | Megan Swymeler | TRUE | 2026-06-30T00:00:00 | 2027-02-02T00:00:00 | 2027-02-02T00:00:00 | 58 | 0 | 58 | 413.38 | 23976.04 | 92154 | USA | N30 | 44 | SCHNEIDER ELECTRIC USA INC. | 60673-1214 | HJP36100U43XABYQ | HJP36100U43XABYQ-Molded Case Circuit BreakerHJP36100U43XABYQUL/CSA RatedPowerPact H FrameLugs "OFF" EndTerminal Nut Kit "ON" End100 Amp Capacity3 Pole Device600 Vac Rated80% Rated - Standard ratedInterrupting Rating100kA @ 240Vac/65kA @ 480Vac/25kA @ 600VacMicrologic Ammeter Trip Unit - LSI2 Form C Auxiliary SwitchHandle padlock attachment - OFF position onlyRevision - 5/26/2026 - (P20260306/S20260306)Source -Selector | PUR | HJP36100U43XABYQ-Molded Case Circuit BreakerHJP36100U43XABYQUL/CSA RatedPowerPact H FrameLugs "OFF" EndTerminal Nut Kit "ON" End100 Amp Capacity3 Pole Device600 Vac Rated80% Rated - Standard ratedInterrupting Rating100kA @ 240Vac/65kA @ 480Vac/25kA @ 600VacMicrologic Ammeter Trip Unit - LSI2 Form C Auxiliary SwitchHandle padlock attachment - OFF position onlyRevision - 5/26/2026 - (P20260306/S20260306)Source -Selector | EA | EA |  | TRUE |  | P | FXG | 100
134445 | 33 | 1 | States | MGM TRANSFORMER | Megan Swymeler | TRUE | 2026-06-30T00:00:00 | 2027-03-19T00:00:00 | 2027-03-19T00:00:00 | 4 | 0 | 4 | 4701.62 | 18806.48 | 92154 | USA | N30 | 44 | SCHNEIDER ELECTRIC USA INC. | 60673-1214 | PJP36120CU43AE1ABSAYQ | Molded Case Circuit Breaker UL/CSA Rated PowerPact P Frame Lugs ""OFF"" End Terminal Nut Kit ""ON"" End 3 Pole Device 600 Vac Rated 1200 Amp Capacity 100% Rated Interrupting Rating 100kA @ 240Vac/65kA @ 480Vac/25kA @ 600Vac Micrologic Ammeter Trip Unit - LSI UL Rating Plug A Modbus Communications 2 Form C Auxiliary Switch Shunt Trip 110-130Vac/125Vdc Handle padlock attachment - OFF position only | PUR | Molded Case Circuit Breaker UL/CSA Rated PowerPact P Frame Lugs ""OFF"" End Terminal Nut Kit ""ON"" End 3 Pole Device 600 Vac Rated 1200 Amp Capacity 100% Rated Interrupting Rating 100kA @ 240Vac/65kA @ 480Vac/25kA @ 600Vac Micrologic Ammeter Trip Unit - LSI UL Rating Plug A Modbus Communications 2 Form C Auxiliary Switch Shunt Trip 110-130Vac/125Vdc Handle padlock attachment - OFF position only | EA | EA |  | TRUE |  | P | FXG | 100 | 2027-02-22T00:00:00
134445 | 32 | 1 | States | MGM TRANSFORMER | Megan Swymeler | TRUE | 2026-06-30T00:00:00 | 2027-03-19T00:00:00 | 2027-03-19T00:00:00 | 4 | 0 | 4 | 4632.38 | 18529.52 | 92154 | USA | N30 | 44 | SCHNEIDER ELECTRIC USA INC. | 60673-1214 | PJP36120CU43AE1ABJA | Molded Case Circuit Breaker UL/CSA Rated PowerPact P Frame Lugs ""OFF"" End Terminal Nut Kit ""ON"" End 3 Pole Device 600 Vac Rated 1200 Amp Capacity 100% Rated Interrupting Rating 100kA @ 240Vac/65kA @ 480Vac/25kA @ 600Vac Micrologic Ammeter Trip Unit - LSI UL Rating Plug A Keylock options: Provision only Provision for Kirk or Schneider Electric Keying Vertical Mount Modbus Communications 2 Form C Auxiliary Switch | PUR | Molded Case Circuit Breaker UL/CSA Rated PowerPact P Frame Lugs ""OFF"" End Terminal Nut Kit ""ON"" End 3 Pole Device 600 Vac Rated 1200 Amp Capacity 100% Rated Interrupting Rating 100kA @ 240Vac/65kA @ 480Vac/25kA @ 600Vac Micrologic Ammeter Trip Unit - LSI UL Rating Plug A Keylock options: Provision only Provision for Kirk or Schneider Electric Keying Vertical Mount Modbus Communications 2 Form C Auxiliary Switch | EA | EA |  | TRUE |  | P | FXG | 100 | 2027-02-22T00:00:00
134445 | 29 | 1 | States | MGM TRANSFORMER | Megan Swymeler | TRUE | 2026-06-30T00:00:00 | 2027-02-02T00:00:00 | 2027-02-02T00:00:00 | 70 | 0 | 70 | 3695.88 | 258711.6 | 92154 | USA | N30 | 44 | SCHNEIDER ELECTRIC USA INC. | 60673-1214 | PLP34120U64AE1ABYQ | Molded Case Circuit Breaker UL/CSA RatedPowerPact P FrameLugs "OFF" EndTerminal Nut Kit "ON" End1200 Amp Capacity3 Pole Device480 Vac Rated80% Rated - Standard ratedInterrupting Rating125kA @ 240Vac/100kA @ 480VacMicrologic Power Trip Unit - LSIGUL Rating Plug AModbus Communications2 Form C Auxiliary SwitchHandle padlock attachment - OFF position only | PUR | Molded Case Circuit Breaker UL/CSA RatedPowerPact P FrameLugs "OFF" EndTerminal Nut Kit "ON" End1200 Amp Capacity3 Pole Device480 Vac Rated80% Rated - Standard ratedInterrupting Rating125kA @ 240Vac/100kA @ 480VacMicrologic Power Trip Unit - LSIGUL Rating Plug AModbus Communications2 Form C Auxiliary SwitchHandle padlock attachment - OFF position only | EA | EA |  | TRUE |  | P | FXG | 100
134445 | 24 | 1 | States | MGM TRANSFORMER | Megan Swymeler | TRUE | 2026-06-30T00:00:00 | 2027-02-02T00:00:00 | 2027-02-02T00:00:00 | 6 | 0 | 6 | 4447.08 | 26682.48 | 92154 | USA | N30 | 44 | SCHNEIDER ELECTRIC USA INC. | 60673-1214 | PJP36100CU43AE1ABJA | Molded Case Circuit Breaker UL/CSA RatedPowerPact P FrameLugs "OFF" EndTerminal Nut Kit "ON" End1000 Amp Capacity3 Pole Device600 Vac Rated100% RatedInterrupting Rating100kA @ 240Vac/65kA @ 480Vac/25kA @ 600VacMicrologic Ammeter Trip Unit - LSIUL Rating Plug AKeylock options:Provision onlyProvision for Kirk or Schneider ElectricKeyingVertical MountModbus Communications2 Form C Auxiliary Switch | PUR | Molded Case Circuit Breaker UL/CSA RatedPowerPact P FrameLugs "OFF" EndTerminal Nut Kit "ON" End1000 Amp Capacity3 Pole Device600 Vac Rated100% RatedInterrupting Rating100kA @ 240Vac/65kA @ 480Vac/25kA @ 600VacMicrologic Ammeter Trip Unit - LSIUL Rating Plug AKeylock options:Provision onlyProvision for Kirk or Schneider ElectricKeyingVertical MountModbus Communications2 Form C Auxiliary Switch | EA | EA |  | TRUE |  | P | FXG | 100
134445 | 10 | 1 | States | MGM TRANSFORMER | Megan Swymeler | TRUE | 2026-06-30T00:00:00 | 2027-02-02T00:00:00 | 2027-02-02T00:00:00 | 140 | 0 | 140 | 8913.52 | 1247892.8 | 92154 | USA | N30 | 44 | SCHNEIDER ELECTRIC USA INC. | 60673-1214 | LGIPGAXAXNANNNNNNNNNNNNTMNANENNNNCNNNNNA | Square D Masterpact MTZ Unit Mount Circuit BreakerModel No. MTZ2-32H3 3-Pole ANSIC37/UL1066/CSA C22.2 No.268 RatedRated 3200 Amps, 100% RatedAIR - 100kA/100kA/85kA @ 254/508/635 VacTop Termination RCOVBottom Termination RCOV3200 Amp SensorTrip UnitMicrologic 6.0 Xi (LSIG) Trip UnitEnergy Reduction Maintenance SettingsDigital Module InstalledEnergy Reduction Maintenance Setting selectedTrip Unit Wireless Communication has been removedULP Port4 OF Contacts (standard) + 4 Additional OF ContactsOvercurrent Trip (SDE) contact standardPadlockable Push Button CoverProvision Only For Kirk - No locks supplied with Padlock attachmentProduction Test ReportDoor Escutcheon included as Standard | PUR | Square D Masterpact MTZ Unit Mount Circuit BreakerModel No. MTZ2-32H3 3-Pole ANSIC37/UL1066/CSA C22.2 No.268 RatedRated 3200 Amps, 100% RatedAIR - 100kA/100kA/85kA @ 254/508/635 VacTop Termination RCOVBottom Termination RCOV3200 Amp SensorTrip UnitMicrologic 6.0 Xi (LSIG) Trip UnitEnergy Reduction Maintenance SettingsDigital Module InstalledEnergy Reduction Maintenance Setting selectedTrip Unit Wireless Communication has been removedULP Port4 OF Contacts (standard) + 4 Additional OF ContactsOvercurrent Trip (SDE) contact standardPadlockable Push Button CoverProvision Only For Kirk - No locks supplied with Padlock attachmentProduction Test ReportDoor Escutcheon included as Standard | EA | EA |  | TRUE |  | P | FXG | 100
134445 | 14 | 1 | States | MGM TRANSFORMER | Megan Swymeler | TRUE | 2026-06-30T00:00:00 | 2027-02-02T00:00:00 | 2027-02-02T00:00:00 | 8 | 0 | 8 | 1456.32 | 11650.56 | 92154 | USA | N30 | 44 | SCHNEIDER ELECTRIC USA INC. | 60673-1214 | LJP36400CU43XABYQ | Molded Case Circuit Breaker UL/CSA RatedPowerPact L FrameLugs "OFF" EndTerminal Nut Kit "ON" End3 Pole Device400 Amp Capacity600 Vac Rated100% RatedInterrupting Rating100kA @ 240Vac/65kA @ 480Vac/25kA @ 600VacMicrologic Ammeter Trip Unit - LSI2 Form C Auxiliary SwitchHandle padlock attachment - OFF position only | PUR | Molded Case Circuit Breaker UL/CSA RatedPowerPact L FrameLugs "OFF" EndTerminal Nut Kit "ON" End3 Pole Device400 Amp Capacity600 Vac Rated100% RatedInterrupting Rating100kA @ 240Vac/65kA @ 480Vac/25kA @ 600VacMicrologic Ammeter Trip Unit - LSI2 Form C Auxiliary SwitchHandle padlock attachment - OFF position only | EA | EA |  | TRUE |  | P | FXG | 100
134445 | 36 | 1 | States | MGM TRANSFORMER | Megan Swymeler | TRUE | 2026-06-30T00:00:00 | 2026-09-29T00:00:00 | 2026-09-29T00:00:00 | 372 | 0 | 372 | 7.8 | 2901.6 | 92154 | USA | N30 | 44 | SCHNEIDER ELECTRIC USA INC. | 60673-1214 | S33646 | Circuit breaker accessory, PowerPacT M/P, phase barrier, quantity 6 | CB | Circuit breaker accessory, PowerPacT M/P, phase barrier, quantity 6 | EA | EA |  | TRUE |  | P | FXG | 100 | 2027-02-22T00:00:00
134445 | 18 | 1 | States | MGM TRANSFORMER | Megan Swymeler | TRUE | 2026-06-30T00:00:00 | 2027-02-02T00:00:00 | 2027-02-02T00:00:00 | 70 | 0 | 70 | 1925.88 | 134811.6 | 92154 | USA | N30 | 44 | SCHNEIDER ELECTRIC USA INC. | 60673-1214 | LLP36600U44XABYQ | Molded Case Circuit Breaker UL/CSA RatedPowerPact L FrameLugs "OFF" EndTerminal Nut Kit "ON" End3 Pole Device600 Amp Capacity600 Vac Rated80% Rated - Standard ratedInterrupting Rating125kA @ 240Vac/100kA @ 480Vac/50kA @ 600VacMicrologic Ammeter Trip Unit - LSIG2 Form C Auxiliary SwitchHandle padlock attachment - OFF position only | PUR | Molded Case Circuit Breaker UL/CSA RatedPowerPact L FrameLugs "OFF" EndTerminal Nut Kit "ON" End3 Pole Device600 Amp Capacity600 Vac Rated80% Rated - Standard ratedInterrupting Rating125kA @ 240Vac/100kA @ 480Vac/50kA @ 600VacMicrologic Ammeter Trip Unit - LSIG2 Form C Auxiliary SwitchHandle padlock attachment - OFF position only | EA | EA |  | TRUE |  | P | FXG | 100
134445 | 12 | 1 | States | MGM TRANSFORMER | Megan Swymeler | TRUE | 2026-06-30T00:00:00 | 2027-02-01T00:00:00 | 2027-02-01T00:00:00 | 70 | 0 | 70 | 10660.09 | 746206.3 | 92154 | USA | N30 | 44 | SCHNEIDER ELECTRIC USA INC. | 60673-1214 | LGJRGAXAXNANNNNNNNNDNNNTWNANENNNNCNNNNNA | Square D Masterpact MTZ Unit Mount Circuit BreakerModel No. MTZ2-40H3 3-Pole ANSIC37/UL1066/CSA C22.2 No.268 RatedRated 4000 Amps, 100% RatedAIR - 100kA/100kA/85kA @ 254/508/635 VacTop Termination RCOVBottom Termination RCOV4000 Amp SensorTrip UnitMicrologic 6.0 Xi (LSIG) Trip UnitEnergy Reduction Maintenance SettingsDigital Module InstalledEnergy Reduction Maintenance Setting selectedTrip Unit Wireless Communication has been removedULP Port4 OF Contacts (standard) + 4 Additional OF ContactsShunt Trip - 100-130VacOvercurrent Trip (SDE) contact standardPadlockable Push Button CoverNo Locking Provision Provided with Padlock attachmentProduction Test ReportDoor Escutcheon included as Standard | PUR | Square D Masterpact MTZ Unit Mount Circuit BreakerModel No. MTZ2-40H3 3-Pole ANSIC37/UL1066/CSA C22.2 No.268 RatedRated 4000 Amps, 100% RatedAIR - 100kA/100kA/85kA @ 254/508/635 VacTop Termination RCOVBottom Termination RCOV4000 Amp SensorTrip UnitMicrologic 6.0 Xi (LSIG) Trip UnitEnergy Reduction Maintenance SettingsDigital Module InstalledEnergy Reduction Maintenance Setting selectedTrip Unit Wireless Communication has been removedULP Port4 OF Contacts (standard) + 4 Additional OF ContactsShunt Trip - 100-130VacOvercurrent Trip (SDE) contact standardPadlockable Push Button CoverNo Locking Provision Provided with Padlock attachmentProduction Test ReportDoor Escutcheon included as Standard | EA | EA |  | TRUE |  | P | FXG | 100
134445 | 26 | 1 | States | MGM TRANSFORMER | Megan Swymeler | TRUE | 2026-06-30T00:00:00 | 2027-02-02T00:00:00 | 2027-02-02T00:00:00 | 6 | 0 | 6 | 4832.04 | 28992.24 | 92154 | USA | N30 | 44 | SCHNEIDER ELECTRIC USA INC. | 60673-1214 | PJP36120CU64AE1ABYQ | Molded Case Circuit Breaker UL/CSA RatedPowerPact P FrameLugs "OFF" EndTerminal Nut Kit "ON" End1200 Amp Capacity3 Pole Device600 Vac Rated100% RatedInterrupting Rating100kA @ 240Vac/65kA @ 480Vac/25kA @ 600VacMicrologic Power Trip Unit - LSIGUL Rating Plug AModbus Communications2 Form C Auxiliary SwitchHandle padlock attachment - OFF position only | PUR | Molded Case Circuit Breaker UL/CSA RatedPowerPact P FrameLugs "OFF" EndTerminal Nut Kit "ON" End1200 Amp Capacity3 Pole Device600 Vac Rated100% RatedInterrupting Rating100kA @ 240Vac/65kA @ 480Vac/25kA @ 600VacMicrologic Power Trip Unit - LSIGUL Rating Plug AModbus Communications2 Form C Auxiliary SwitchHandle padlock attachment - OFF position only | EA | EA |  | TRUE |  | P | FXG | 100
134445 | 19 | 1 | States | MGM TRANSFORMER | Megan Swymeler | TRUE | 2026-06-30T00:00:00 | 2026-12-22T00:00:00 | 2026-12-22T00:00:00 | 382 | 0 | 382 | 247.5 | 94545 | 92154 | USA | N30 | 44 | SCHNEIDER ELECTRIC USA INC. | 60673-1214 | LV434063 | I/O (input/output) application module, Enerlin'X | PUR | I/O (input/output) application module, Enerlin'X | EA | EA |  | TRUE |  | P | FXG | 100
134445 | 21 | 1 | States | MGM TRANSFORMER | Megan Swymeler | TRUE | 2026-06-30T00:00:00 | 2027-02-02T00:00:00 | 2027-02-02T00:00:00 | 2 | 0 | 2 | 3096.12 | 6192.24 | 92154 | USA | N30 | 44 | SCHNEIDER ELECTRIC USA INC. | 60673-1214 | PJP36060CU43AABYQ | Molded Case Circuit Breaker UL/CSA RatedPowerPact P FrameLugs "OFF" EndTerminal Nut Kit "ON" End3 Pole Device600 Amp Capacity600 Vac Rated100% RatedInterrupting Rating100kA @ 240Vac/65kA @ 480Vac/25kA @ 600VacMicrologic Ammeter Trip Unit - LSIUL Rating Plug A2 Form C Auxiliary SwitchHandle padlock attachment - OFF position only | PUR | Molded Case Circuit Breaker UL/CSA RatedPowerPact P FrameLugs "OFF" EndTerminal Nut Kit "ON" End3 Pole Device600 Amp Capacity600 Vac Rated100% RatedInterrupting Rating100kA @ 240Vac/65kA @ 480Vac/25kA @ 600VacMicrologic Ammeter Trip Unit - LSIUL Rating Plug A2 Form C Auxiliary SwitchHandle padlock attachment - OFF position only | EA | EA |  | TRUE |  | P | FXG | 100
134445 | 2 | 1 | States | MGM TRANSFORMER | Megan Swymeler | TRUE | 2026-06-30T00:00:00 | 2027-01-26T00:00:00 | 2027-01-26T00:00:00 | 2 | 0 | 2 | 2777.84 | 5555.68 | 92154 | USA | N30 | 44 | SCHNEIDER ELECTRIC USA INC. | 60673-1214 | DJCFCABABNNNNNNNNNNNNNNTCNANENNNNCNNNNNA | Square D Masterpact MTZ Unit Mount Circuit BreakerDJCFCABABNNNNNNNNNNNNNNTCNANENNNNCNNNNNAModel No. MTZ1-08L1 3-Pole UL489/ CSA C22.2No.5 RatedRated 800 Amps, 100% RatedAIR - 100kA/65kA/NA @ 240/480/600 VacTop Termination 2 Hole RCTVBottom Termination 2 Hole RCTV800 Amp SensorTrip UnitMicrologic 5.0 Xi (LSI) Trip UnitEnergy Reduction Maintenance SettingsDigital Module InstalledEnergy Reduction Maintenance Setting selectedTrip Unit Wireless Communication has been removedULP Port4 OF Contacts (standard)Overcurrent Trip (SDE) contact standardPadlockable Push Button CoverProvision Only For Kirk - No locks suppliedNo Padlock attachment includedProduction Test ReportDoor Escutcheon included as StandardRevision - 5/26/2026 - (P20260306/S20260306)Source -Selector | PUR | Square D Masterpact MTZ Unit Mount Circuit BreakerDJCFCABABNNNNNNNNNNNNNNTCNANENNNNCNNNNNAModel No. MTZ1-08L1 3-Pole UL489/ CSA C22.2No.5 RatedRated 800 Amps, 100% RatedAIR - 100kA/65kA/NA @ 240/480/600 VacTop Termination 2 Hole RCTVBottom Termination 2 Hole RCTV800 Amp SensorTrip UnitMicrologic 5.0 Xi (LSI) Trip UnitEnergy Reduction Maintenance SettingsDigital Module InstalledEnergy Reduction Maintenance Setting selectedTrip Unit Wireless Communication has been removedULP Port4 OF Contacts (standard)Overcurrent Trip (SDE) contact standardPadlockable Push Button CoverProvision Only For Kirk - No locks suppliedNo Padlock attachment includedProduction Test ReportDoor Escutcheon included as StandardRevision - 5/26/2026 - (P20260306/S20260306)Source -Selector | EA | EA |  | TRUE |  | P | FXG | 100
134445 | 28 | 1 | States | MGM TRANSFORMER | Megan Swymeler | TRUE | 2026-06-30T00:00:00 | 2027-02-02T00:00:00 | 2027-02-02T00:00:00 | 280 | 0 | 280 | 4983.6 | 1395408 | 92154 | USA | N30 | 44 | SCHNEIDER ELECTRIC USA INC. | 60673-1214 | PLP34120CU63AE1ABYQ | Molded Case Circuit Breaker UL/CSA Rated PowerPact P Frame Lugs ""OFF"" End Terminal Nut Kit ""ON"" End 1200 Amp Capacity 3 Pole Device 480 Vac Rated 100% Rated Interrupting Rating 125kA @ 240Vac/100kA @ 480Vac Micrologic Power Trip - LSI UL Rating Plug A Modbus Communications 2 Form C Auxiliary Switch Handle padlock attachment - OFF position only | PUR | Molded Case Circuit Breaker UL/CSA Rated PowerPact P Frame Lugs ""OFF"" End Terminal Nut Kit ""ON"" End 1200 Amp Capacity 3 Pole Device 480 Vac Rated 100% Rated Interrupting Rating 125kA @ 240Vac/100kA @ 480Vac Micrologic Power Trip - LSI UL Rating Plug A Modbus Communications 2 Form C Auxiliary Switch Handle padlock attachment - OFF position only | EA | EA |  | TRUE |  | P | FXG | 100
134445 | 16 | 1 | States | MGM TRANSFORMER | Megan Swymeler | TRUE | 2026-06-30T00:00:00 | 2027-02-02T00:00:00 | 2027-02-02T00:00:00 | 6 | 0 | 6 | 1770.36 | 10622.16 | 92154 | USA | N30 | 44 | SCHNEIDER ELECTRIC USA INC. | 60673-1214 | LJP36600U44XABYQ | LJP36600U44XABYQ-Molded Case Circuit BreakerLJP36600U44XABYQUL/CSA RatedPowerPact L FrameLugs "OFF" EndTerminal Nut Kit "ON" End3 Pole Device600 Amp Capacity600 Vac Rated80% Rated - Standard ratedInterrupting Rating100kA @ 240Vac/65kA @ 480Vac/25kA @ 600VacMicrologic Ammeter Trip Unit - LSIG2 Form C Auxiliary SwitchHandle padlock attachment - OFF position onlyRevision - 5/20/2026 - (P20260306/S20260306)Source -Selector | PUR | LJP36600U44XABYQ-Molded Case Circuit BreakerLJP36600U44XABYQUL/CSA RatedPowerPact L FrameLugs "OFF" EndTerminal Nut Kit "ON" End3 Pole Device600 Amp Capacity600 Vac Rated80% Rated - Standard ratedInterrupting Rating100kA @ 240Vac/65kA @ 480Vac/25kA @ 600VacMicrologic Ammeter Trip Unit - LSIG2 Form C Auxiliary SwitchHandle padlock attachment - OFF position onlyRevision - 5/20/2026 - (P20260306/S20260306)Source -Selector | EA | EA |  | TRUE |  | P | FXG | 100
134445 | 3 | 1 | States | MGM TRANSFORMER | Megan Swymeler | TRUE | 2026-06-30T00:00:00 | 2027-01-28T00:00:00 | 2027-01-28T00:00:00 | 2 | 0 | 2 | 2216.66 | 4433.32 | 92154 | USA | N30 | 44 | SCHNEIDER ELECTRIC USA INC. | 60673-1214 | DJCFGABABNNNNNNNNNNNNNNTWNANNNNNNNNNNNNA | Square D Masterpact MTZ Unit Mount Circuit BreakerModel No. MTZ1-08L1 3-Pole UL489/ CSA C22.2No.5 RatedRated 800 Amps, 100% RatedAIR - 100kA/65kA/NA @ 240/480/600 VacTop Termination 2 Hole RCTVBottom Termination 2 Hole RCTV800 Amp SensorTrip UnitMicrologic 6.0 Xi (LSIG) Trip UnitNo Digital Modules InstalledTrip Unit Wireless Communication has been removedULP Port4 OF Contacts (standard)Overcurrent Trip (SDE) contact standardPadlockable Push Button CoverNo Locking Provision Provided with Padlock attachmentProduction Test ReportDoor Escutcheon included as Standard | PUR | Square D Masterpact MTZ Unit Mount Circuit BreakerModel No. MTZ1-08L1 3-Pole UL489/ CSA C22.2No.5 RatedRated 800 Amps, 100% RatedAIR - 100kA/65kA/NA @ 240/480/600 VacTop Termination 2 Hole RCTVBottom Termination 2 Hole RCTV800 Amp SensorTrip UnitMicrologic 6.0 Xi (LSIG) Trip UnitNo Digital Modules InstalledTrip Unit Wireless Communication has been removedULP Port4 OF Contacts (standard)Overcurrent Trip (SDE) contact standardPadlockable Push Button CoverNo Locking Provision Provided with Padlock attachmentProduction Test ReportDoor Escutcheon included as Standard | EA | EA |  | TRUE |  | P | FXG | 100
134445 | 35 | 1 | States | MGM TRANSFORMER | Megan Swymeler | TRUE | 2026-06-30T00:00:00 | 2026-10-01T00:00:00 | 2026-10-01T00:00:00 | 86 | 0 | 86 | 8.74 | 751.64 | 92154 | USA | N30 | 44 | SCHNEIDER ELECTRIC USA INC. | 60673-1214 | S29329 | SQD: CIRCUIT BREAKER ACCESSORY, POWERPACT H/J, PHASE BARRIER, QUANTITY 6 | CB | SQD: CIRCUIT BREAKER ACCESSORY, POWERPACT H/J, PHASE BARRIER, QUANTITY 6 | EA | EA |  | TRUE |  | P | FXG | 100 | 2027-02-22T00:00:00
134445 | 9 | 1 | States | MGM TRANSFORMER | Megan Swymeler | TRUE | 2026-06-30T00:00:00 | 2027-02-02T00:00:00 | 2027-02-02T00:00:00 | 6 | 0 | 6 | 9517.76 | 57106.56 | 92154 | USA | N30 | 44 | SCHNEIDER ELECTRIC USA INC. | 60673-1214 | LAJRGAXAXNANNNNNNNNNNNNTWNANENNNNCNNNNNA | Square D Masterpact MTZ Unit Mount Circuit BreakerModel No. MTZ2-40H1 3-Pole ANSIC37/UL1066/CSA C22.2 No.268 RatedRated 4000 Amps, 100% RatedAIR - 65kA/65kA/65kA @ 254/508/635 VacTop Termination RCOVBottom Termination RCOV4000 Amp SensorTrip UnitMicrologic 6.0 Xi (LSIG) Trip UnitEnergy Reduction Maintenance SettingsDigital Module InstalledEnergy Reduction Maintenance Setting selectedTrip Unit Wireless Communication has been removedULP Port4 OF Contacts (standard) + 4 Additional OF ContactsOvercurrent Trip (SDE) contact standardPadlockable Push Button CoverNo Locking Provision Provided with Padlock attachmentProduction Test ReportDoor Escutcheon included as Standard | PUR | Square D Masterpact MTZ Unit Mount Circuit BreakerModel No. MTZ2-40H1 3-Pole ANSIC37/UL1066/CSA C22.2 No.268 RatedRated 4000 Amps, 100% RatedAIR - 65kA/65kA/65kA @ 254/508/635 VacTop Termination RCOVBottom Termination RCOV4000 Amp SensorTrip UnitMicrologic 6.0 Xi (LSIG) Trip UnitEnergy Reduction Maintenance SettingsDigital Module InstalledEnergy Reduction Maintenance Setting selectedTrip Unit Wireless Communication has been removedULP Port4 OF Contacts (standard) + 4 Additional OF ContactsOvercurrent Trip (SDE) contact standardPadlockable Push Button CoverNo Locking Provision Provided with Padlock attachmentProduction Test ReportDoor Escutcheon included as Standard | EA | EA |  | TRUE |  | P | FXG | 100
134445 | 17 | 1 | States | MGM TRANSFORMER | Megan Swymeler | TRUE | 2026-06-30T00:00:00 | 2027-02-02T00:00:00 | 2027-02-02T00:00:00 | 70 | 0 | 70 | 1456.2 | 101934 | 92154 | USA | N30 | 44 | SCHNEIDER ELECTRIC USA INC. | 60673-1214 | LLP36400U43XABYQ | Molded Case Circuit Breaker UL/CSA RatedPowerPact L FrameLugs "OFF" EndTerminal Nut Kit "ON" End3 Pole Device400 Amp Capacity600 Vac Rated80% Rated - Standard ratedInterrupting Rating125kA @ 240Vac/100kA @ 480Vac/50kA @ 600VacMicrologic Ammeter Trip Unit - LSI2 Form C Auxiliary SwitchHandle padlock attachment - OFF position only | PUR | Molded Case Circuit Breaker UL/CSA RatedPowerPact L FrameLugs "OFF" EndTerminal Nut Kit "ON" End3 Pole Device400 Amp Capacity600 Vac Rated80% Rated - Standard ratedInterrupting Rating125kA @ 240Vac/100kA @ 480Vac/50kA @ 600VacMicrologic Ammeter Trip Unit - LSI2 Form C Auxiliary SwitchHandle padlock attachment - OFF position only | EA | EA |  | TRUE |  | P | FXG | 100
134445 | 15 | 1 | States | MGM TRANSFORMER | Megan Swymeler | TRUE | 2026-06-30T00:00:00 | 2027-02-02T00:00:00 | 2027-02-02T00:00:00 | 18 | 0 | 18 | 1283.4 | 23101.2 | 92154 | USA | N30 | 44 | SCHNEIDER ELECTRIC USA INC. | 60673-1214 | LJP36400U43XABYQ | LJP36400U43XABYQ-Molded Case Circuit BreakerLJP36400U43XABYQUL/CSA RatedPowerPact L FrameLugs "OFF" EndTerminal Nut Kit "ON" End3 Pole Device400 Amp Capacity600 Vac Rated80% Rated - Standard ratedInterrupting Rating100kA @ 240Vac/65kA @ 480Vac/25kA @ 600VacMicrologic Ammeter Trip Unit - LSI2 Form C Auxiliary SwitchHandle padlock attachment - OFF position onlyRevision - 5/22/2026 - (P20260306/S20260306)Source -Selector | PUR | LJP36400U43XABYQ-Molded Case Circuit BreakerLJP36400U43XABYQUL/CSA RatedPowerPact L FrameLugs "OFF" EndTerminal Nut Kit "ON" End3 Pole Device400 Amp Capacity600 Vac Rated80% Rated - Standard ratedInterrupting Rating100kA @ 240Vac/65kA @ 480Vac/25kA @ 600VacMicrologic Ammeter Trip Unit - LSI2 Form C Auxiliary SwitchHandle padlock attachment - OFF position onlyRevision - 5/22/2026 - (P20260306/S20260306)Source -Selector | EA | EA |  | TRUE |  | P | FXG | 100
134445 | 4 | 1 | States | MGM TRANSFORMER | Megan Swymeler | TRUE | 2026-06-30T00:00:00 | 2027-01-28T00:00:00 | 2027-01-28T00:00:00 | 10 | 0 | 10 | 2882.79 | 28827.9 | 92154 | USA | N30 | 44 | SCHNEIDER ELECTRIC USA INC. | 60673-1214 | DJEGCABABNNNNNNNNNNNNNNTCNANENNNNCNNNNNA | Square D Masterpact MTZ Unit Mount Circuit BreakerDJEGCABABNNNNNNNNNNNNNNTCNANENNNNCNNNNNAModel No. MTZ1-12L1 3-Pole UL489/ CSA C22.2No.5 RatedRated 1200 Amps, 100% RatedAIR - 100kA/65kA/NA @ 240/480/600 VacTop Termination 2 Hole RCTVBottom Termination 2 Hole RCTV1000 Amp SensorTrip UnitMicrologic 5.0 Xi (LSI) Trip UnitEnergy Reduction Maintenance SettingsDigital Module InstalledEnergy Reduction Maintenance Setting selectedTrip Unit Wireless Communication has been removedULP Port4 OF Contacts (standard)Overcurrent Trip (SDE) contact standardPadlockable Push Button CoverProvision Only For Kirk - No locks suppliedNo Padlock attachment includedProduction Test ReportDoor Escutcheon included as StandardRevision - 5/26/2026 - (P20260306/S20260306)Source -Selector | PUR | Square D Masterpact MTZ Unit Mount Circuit BreakerDJEGCABABNNNNNNNNNNNNNNTCNANENNNNCNNNNNAModel No. MTZ1-12L1 3-Pole UL489/ CSA C22.2No.5 RatedRated 1200 Amps, 100% RatedAIR - 100kA/65kA/NA @ 240/480/600 VacTop Termination 2 Hole RCTVBottom Termination 2 Hole RCTV1000 Amp SensorTrip UnitMicrologic 5.0 Xi (LSI) Trip UnitEnergy Reduction Maintenance SettingsDigital Module InstalledEnergy Reduction Maintenance Setting selectedTrip Unit Wireless Communication has been removedULP Port4 OF Contacts (standard)Overcurrent Trip (SDE) contact standardPadlockable Push Button CoverProvision Only For Kirk - No locks suppliedNo Padlock attachment includedProduction Test ReportDoor Escutcheon included as StandardRevision - 5/26/2026 - (P20260306/S20260306)Source -Selector | EA | EA |  | TRUE |  | P | FXG | 100
134445 | 5 | 1 | States | MGM TRANSFORMER | Megan Swymeler | TRUE | 2026-06-30T00:00:00 | 2027-02-01T00:00:00 | 2027-02-01T00:00:00 | 10 | 0 | 10 | 2981.53 | 29815.3 | 92154 | USA | N30 | 44 | SCHNEIDER ELECTRIC USA INC. | 60673-1214 | DJEGGABABNNNNNNNNNNNNNNTWNANENNNNCNNNNNA | Square D Masterpact MTZ Unit Mount Circuit BreakerDJEGGABABNNNNNNNNNNNNNNTWNANENNNNCNNNNNAModel No. MTZ1-12L1 3-Pole UL489/ CSA C22.2No.5 RatedRated 1200 Amps, 100% RatedAIR - 100kA/65kA/NA @ 240/480/600 VacTop Termination 2 Hole RCTVBottom Termination 2 Hole RCTV1000 Amp SensorTrip UnitMicrologic 6.0 Xi (LSIG) Trip UnitEnergy Reduction Maintenance SettingsDigital Module InstalledEnergy Reduction Maintenance Setting selectedTrip Unit Wireless Communication has been removedULP Port4 OF Contacts (standard)Overcurrent Trip (SDE) contact standardPadlockable Push Button CoverNo Locking Provision Provided with Padlock attachmentProduction Test ReportDoor Escutcheon included as StandardRevision - 5/26/2026 - (P20260306/S20260306)Source -Selector | PUR | Square D Masterpact MTZ Unit Mount Circuit BreakerDJEGGABABNNNNNNNNNNNNNNTWNANENNNNCNNNNNAModel No. MTZ1-12L1 3-Pole UL489/ CSA C22.2No.5 RatedRated 1200 Amps, 100% RatedAIR - 100kA/65kA/NA @ 240/480/600 VacTop Termination 2 Hole RCTVBottom Termination 2 Hole RCTV1000 Amp SensorTrip UnitMicrologic 6.0 Xi (LSIG) Trip UnitEnergy Reduction Maintenance SettingsDigital Module InstalledEnergy Reduction Maintenance Setting selectedTrip Unit Wireless Communication has been removedULP Port4 OF Contacts (standard)Overcurrent Trip (SDE) contact standardPadlockable Push Button CoverNo Locking Provision Provided with Padlock attachmentProduction Test ReportDoor Escutcheon included as StandardRevision - 5/26/2026 - (P20260306/S20260306)Source -Selector | EA | EA |  | TRUE |  | P | FXG | 100
134445 | 22 | 1 | States | MGM TRANSFORMER | Megan Swymeler | TRUE | 2026-06-30T00:00:00 | 2027-02-02T00:00:00 | 2027-02-02T00:00:00 | 6 | 0 | 6 | 3333.6 | 20001.6 | 92154 | USA | N30 | 44 | SCHNEIDER ELECTRIC USA INC. | 60673-1214 | PJP36080CU43AE1ABJA | Molded Case Circuit Breaker UL/CSA RatedPowerPact P FrameLugs "OFF" EndTerminal Nut Kit "ON" End3 Pole Device600 Vac Rated800 Amp Capacity100% RatedInterrupting Rating100kA @ 240Vac/65kA @ 480Vac/25kA @ 600VacMicrologic Ammeter Trip Unit - LSIUL Rating Plug AKeylock options:Provision onlyProvision for Kirk or Schneider ElectricKeyingVertical MountModbus Communications2 Form C Auxiliary Switch | PUR | Molded Case Circuit Breaker UL/CSA RatedPowerPact P FrameLugs "OFF" EndTerminal Nut Kit "ON" End3 Pole Device600 Vac Rated800 Amp Capacity100% RatedInterrupting Rating100kA @ 240Vac/65kA @ 480Vac/25kA @ 600VacMicrologic Ammeter Trip Unit - LSIUL Rating Plug AKeylock options:Provision onlyProvision for Kirk or Schneider ElectricKeyingVertical MountModbus Communications2 Form C Auxiliary Switch | EA | EA |  | TRUE |  | P | FXG | 100
134445 | 8 | 1 | States | MGM TRANSFORMER | Megan Swymeler | TRUE | 2026-06-30T00:00:00 | 2027-01-15T00:00:00 | 2027-01-15T00:00:00 | 164 | 0 | 164 | 1249.65 | 204942.6 | 92154 | USA | N30 | 44 | SCHNEIDER ELECTRIC USA INC. | 60673-1214 | IMB43F | SPD Type 2 IMB 300KA 480Y 277V 3P4W (480Y/277V series also applies to the following voltages 380Y/220V, 400Y/230V and 415Y/240V) ( Can be used on 3-wire grounded Wye systems without neutral. Jumper the neutral and ground lugs using 10AWG wire) | PUR | SPD Type 2 IMB 300KA 480Y 277V 3P4W (480Y/277V series also applies to the following voltages 380Y/220V, 400Y/230V and 415Y/240V) ( Can be used on 3-wire grounded Wye systems without neutral. Jumper the neutral and ground lugs using 10AWG wire) | EA | EA |  | TRUE |  | P | FXG | 100
134445 | 25 | 1 | States | MGM TRANSFORMER | Megan Swymeler | TRUE | 2026-06-30T00:00:00 | 2027-02-02T00:00:00 | 2027-02-02T00:00:00 | 6 | 0 | 6 | 4800 | 28800 | 92154 | USA | N30 | 44 | SCHNEIDER ELECTRIC USA INC. | 60673-1214 | PJP36120CU63AE1ABSAYQ | Molded Case Circuit Breaker UL/CSA RatedPowerPact P FrameLugs "OFF" EndTerminal Nut Kit "ON" End1200 Amp Capacity3 Pole Device600 Vac Rated100% RatedInterrupting Rating100kA @ 240Vac/65kA @ 480Vac/25kA @ 600VacMicrologic Power Trip - LSIUL Rating Plug AModbus Communications2 Form C Auxiliary SwitchShunt Trip 110-130Vac/125VdcHandle padlock attachment - OFF position only | PUR | Molded Case Circuit Breaker UL/CSA RatedPowerPact P FrameLugs "OFF" EndTerminal Nut Kit "ON" End1200 Amp Capacity3 Pole Device600 Vac Rated100% RatedInterrupting Rating100kA @ 240Vac/65kA @ 480Vac/25kA @ 600VacMicrologic Power Trip - LSIUL Rating Plug AModbus Communications2 Form C Auxiliary SwitchShunt Trip 110-130Vac/125VdcHandle padlock attachment - OFF position only | EA | EA |  | TRUE |  | P | FXG | 100
134445 | 23 | 1 | States | MGM TRANSFORMER | Megan Swymeler | TRUE | 2026-06-30T00:00:00 | 2027-02-02T00:00:00 | 2027-02-02T00:00:00 | 6 | 0 | 6 | 3400.08 | 20400.48 | 92154 | USA | N30 | 44 | SCHNEIDER ELECTRIC USA INC. | 60673-1214 | PJP36080CU43AE1ABSAYQ | Molded Case Circuit Breaker UL/CSA RatedPowerPact P FrameLugs "OFF" EndTerminal Nut Kit "ON" End3 Pole Device600 Vac Rated800 Amp Capacity100% RatedInterrupting Rating100kA @ 240Vac/65kA @ 480Vac/25kA @ 600VacMicrologic Ammeter Trip Unit - LSIUL Rating Plug AModbus Communications2 Form C Auxiliary SwitchShunt Trip 110-130Vac/125VdcHandle padlock attachment - OFF position only | PUR | Molded Case Circuit Breaker UL/CSA RatedPowerPact P FrameLugs "OFF" EndTerminal Nut Kit "ON" End3 Pole Device600 Vac Rated800 Amp Capacity100% RatedInterrupting Rating100kA @ 240Vac/65kA @ 480Vac/25kA @ 600VacMicrologic Ammeter Trip Unit - LSIUL Rating Plug AModbus Communications2 Form C Auxiliary SwitchShunt Trip 110-130Vac/125VdcHandle padlock attachment - OFF position only | EA | EA |  | TRUE |  | P | FXG | 100
134445 | 27 | 1 | States | MGM TRANSFORMER | Megan Swymeler | TRUE | 2026-06-30T00:00:00 | 2027-02-02T00:00:00 | 2027-02-02T00:00:00 | 12 | 0 | 12 | 3551.64 | 42619.68 | 92154 | USA | N30 | 44 | SCHNEIDER ELECTRIC USA INC. | 60673-1214 | PJP36120U64AE1ABYQ | Molded Case Circuit Breaker UL/CSA RatedPowerPact P FrameLugs "OFF" EndTerminal Nut Kit "ON" End1200 Amp Capacity3 Pole Device600 Vac Rated80% Rated - Standard ratedInterrupting Rating100kA @ 240Vac/65kA @ 480Vac/25kA @ 600VacMicrologic Power Trip Unit - LSIGUL Rating Plug AModbus Communications2 Form C Auxiliary SwitchHandle padlock attachment - OFF position only | PUR | Molded Case Circuit Breaker UL/CSA RatedPowerPact P FrameLugs "OFF" EndTerminal Nut Kit "ON" End1200 Amp Capacity3 Pole Device600 Vac Rated80% Rated - Standard ratedInterrupting Rating100kA @ 240Vac/65kA @ 480Vac/25kA @ 600VacMicrologic Power Trip Unit - LSIGUL Rating Plug AModbus Communications2 Form C Auxiliary SwitchHandle padlock attachment - OFF position only | EA | EA |  | TRUE |  | P | FXG | 100
134445 | 7 | 1 | States | MGM TRANSFORMER | Megan Swymeler | TRUE | 2026-06-30T00:00:00 | 2027-02-02T00:00:00 | 2027-02-02T00:00:00 | 50 | 0 | 50 | 751.63 | 37581.5 | 92154 | USA | N30 | 44 | SCHNEIDER ELECTRIC USA INC. | 60673-1214 | HJP36150U43XABYQ | HJP36150U43XABYQ-Molded Case Circuit BreakerHJP36150U43XABYQUL/CSA RatedPowerPact H FrameLugs "OFF" EndTerminal Nut Kit "ON" End150 Amp Capacity3 Pole Device600 Vac Rated80% Rated - Standard ratedInterrupting Rating100kA @ 240Vac/65kA @ 480Vac/25kA @ 600VacMicrologic Ammeter Trip Unit - LSI2 Form C Auxiliary SwitchHandle padlock attachment - OFF position onlyRevision - 5/20/2026 - (P20260306/S20260306)Source -Selector | PUR | HJP36150U43XABYQ-Molded Case Circuit BreakerHJP36150U43XABYQUL/CSA RatedPowerPact H FrameLugs "OFF" EndTerminal Nut Kit "ON" End150 Amp Capacity3 Pole Device600 Vac Rated80% Rated - Standard ratedInterrupting Rating100kA @ 240Vac/65kA @ 480Vac/25kA @ 600VacMicrologic Ammeter Trip Unit - LSI2 Form C Auxiliary SwitchHandle padlock attachment - OFF position onlyRevision - 5/20/2026 - (P20260306/S20260306)Source -Selector | EA | EA |  | TRUE |  | P | FXG | 100
134445 | 11 | 1 | States | MGM TRANSFORMER | Megan Swymeler | TRUE | 2026-06-30T00:00:00 | 2027-01-25T00:00:00 | 2027-01-25T00:00:00 | 70 | 0 | 70 | 8819.55 | 617368.5 | 92154 | USA | N30 | 44 | SCHNEIDER ELECTRIC USA INC. | 60673-1214 | LGIPGAXAXNANNNNNNNNNNNNTWNANENNNNCNNNNNA | Square D Masterpact MTZ Unit Mount Circuit BreakerModel No. MTZ2-32H3 3-Pole ANSIC37/UL1066/CSA C22.2 No.268 RatedRated 3200 Amps, 100% RatedAIR - 100kA/100kA/85kA @ 254/508/635 VacTop Termination RCOVBottom Termination RCOV3200 Amp SensorTrip UnitMicrologic 6.0 Xi (LSIG) Trip UnitEnergy Reduction Maintenance SettingsDigital Module InstalledEnergy Reduction Maintenance Setting selectedTrip Unit Wireless Communication has been removedULP Port4 OF Contacts (standard) + 4 Additional OF ContactsOvercurrent Trip (SDE) contact standardPadlockable Push Button CoverNo Locking Provision Providedwith Padlock attachmentProduction Test ReportDoor Escutcheon included as Standard | PUR | Square D Masterpact MTZ Unit Mount Circuit BreakerModel No. MTZ2-32H3 3-Pole ANSIC37/UL1066/CSA C22.2 No.268 RatedRated 3200 Amps, 100% RatedAIR - 100kA/100kA/85kA @ 254/508/635 VacTop Termination RCOVBottom Termination RCOV3200 Amp SensorTrip UnitMicrologic 6.0 Xi (LSIG) Trip UnitEnergy Reduction Maintenance SettingsDigital Module InstalledEnergy Reduction Maintenance Setting selectedTrip Unit Wireless Communication has been removedULP Port4 OF Contacts (standard) + 4 Additional OF ContactsOvercurrent Trip (SDE) contact standardPadlockable Push Button CoverNo Locking Provision Providedwith Padlock attachmentProduction Test ReportDoor Escutcheon included as Standard | EA | EA |  | TRUE |  | P | FXG | 100
134445 | 13 | 1 | States | MGM TRANSFORMER | Megan Swymeler | TRUE | 2026-06-30T00:00:00 | 2027-01-29T00:00:00 | 2027-01-29T00:00:00 | 70 | 0 | 70 | 10591.05 | 741373.5 | 92154 | USA | N30 | 44 | SCHNEIDER ELECTRIC USA INC. | 60673-1214 | LGJRGAXAXNANNNNNNNNNNNNTWNANENNNNCNNNNNA | Square D Masterpact MTZ Unit Mount Circuit Breaker Model No. MTZ2-40H3 3-Pole ANSI C37/UL1066/CSA C22.2 No.268 Rated Rated 4000 Amps, 100% Rated AIR - 100kA/100kA/85kA @ 254/508/635 Vac Top Termination RCOV Bottom Termination RCOV 4000 Amp Sensor Trip Unit Micrologic 6.0 Xi (LSIG) Trip Unit Energy Reduction Maintenance Settings Digital Module Installed Energy Reduction Maintenance Setting selected Trip Unit Wireless Communication has been removed ULP Port 4 OF Contacts (standard) + 4 Additional OF Contacts Overcurrent Trip (SDE) contact standard Padlockable Push Button Cover No Locking Provision Provided with Padlock attachment Production Test Report Door Escutcheon included as Standard | PUR | Square D Masterpact MTZ Unit Mount Circuit Breaker Model No. MTZ2-40H3 3-Pole ANSI C37/UL1066/CSA C22.2 No.268 Rated Rated 4000 Amps, 100% Rated AIR - 100kA/100kA/85kA @ 254/508/635 Vac Top Termination RCOV Bottom Termination RCOV 4000 Amp Sensor Trip Unit Micrologic 6.0 Xi (LSIG) Trip Unit Energy Reduction Maintenance Settings Digital Module Installed Energy Reduction Maintenance Setting selected Trip Unit Wireless Communication has been removed ULP Port 4 OF Contacts (standard) + 4 Additional OF Contacts Overcurrent Trip (SDE) contact standard Padlockable Push Button Cover No Locking Provision Provided with Padlock attachment Production Test Report Door Escutcheon included as Standard | EA | EA |  | TRUE |  | P | FXG | 100
134445 | 37 | 1 | States | MGM TRANSFORMER | Megan Swymeler | TRUE | 2026-06-30T00:00:00 | 2026-10-01T00:00:00 | 2026-10-01T00:00:00 | 394 | 0 | 394 | 19.04 | 7501.76 | 92154 | USA | N30 | 44 | SCHNEIDER ELECTRIC USA INC. | 60673-1214 | S33928 | Circuit Breaker accessory, PowerPacT M/P, bus connector kit, 1 pole one end | SRPP | Circuit Breaker accessory, PowerPacT M/P, bus connector kit, 1 pole one end | EA | EA |  | TRUE |  | P | FXG | 100 | 2027-02-22T00:00:00
134255 | 7 | 1 | States | Champlin | Megan Swymeler | TRUE | 2026-06-22T00:00:00 | 2027-01-08T00:00:00 | 2026-12-23T00:00:00 | 1 | 0 | 1 | 1946.25 | 1946.25 | 55316-3157 | USA | N30 | 44 | SCHNEIDER ELECTRIC USA INC. | 60673-1214 | PJL36080U31A | 800A-480V MCCB 3P 65KA LI | PUR | 800A-480V MCCB 3P 65KA LI | EA | EA |  | TRUE |  | P | FXG | 100
134255 | 2 | 1 | States | Champlin | Megan Swymeler | TRUE | 2026-06-22T00:00:00 | 2026-11-04T00:00:00 | 2026-11-04T00:00:00 | 1 | 0 | 1 | 13871.62 | 13871.62 | 55316-3157 | USA | N30 | 44 | SCHNEIDER ELECTRIC USA INC. | 60673-1214 | FCJRGADADNNNNNNNNNNDNNNNWNNNENNNNCNNNNNN | 4000AT / 4000AF, 3P, 480V, UL489/CSA C22.2 85kAIC, MicroLogic 6.0, 100% Rated ACB Provided with the following STANDARD features: • MicroLogic 6.0 LSIG Protection • EMRS • Shunt Trip 100-130VAC • 4 AUX Contacts | PUR | 4000AT / 4000AF, 3P, 480V, UL489/CSA C22.2 85kAIC, MicroLogic 6.0, 100% Rated ACB Provided with the following STANDARD features: • MicroLogic 6.0 LSIG Protection • EMRS • Shunt Trip 100-130VAC • 4 AUX Contacts | EA | EA |  | TRUE |  | P | FXG | 100
134255 | 1 | 1 | States | Champlin | Megan Swymeler | TRUE | 2026-06-22T00:00:00 | 2026-11-27T00:00:00 | 2026-10-28T00:00:00 | 1 | 0 | 1 | 4720.52 | 4720.52 | 55316-3157 | USA | N30 | 44 | SCHNEIDER ELECTRIC USA INC. | 60673-1214 | ECFJGABABNNNNNNNNNNDNNNNWNNNENNNNCNNNNNN | 16000AT / 1600AF, 3P, 480V, UL489/CSA C22.2 85kAIC, MicroLogic 6.0, 100% Rated ACB • MicroLogic 6.0 LSIG Protection • ERMS | PUR | 16000AT / 1600AF, 3P, 480V, UL489/CSA C22.2 85kAIC, MicroLogic 6.0, 100% Rated ACB • MicroLogic 6.0 LSIG Protection • ERMS | EA | EA |  | TRUE |  | P | FXG | 100
135896 | 1 | 1 | States | Champlin | Megan Swymeler | TRUE | 2026-09-03T00:00:00 | 2026-12-21T00:00:00 |  | 84 | 0 | 84 | 442.72 | 69064.32 | 55316 | USA | N30 | 44 | SCHNEIDER ELECTRIC USA INC. | 60673-1214 | HWB41 | SURGE PROTECTIVE DEVICE SPD, SURGELOGIC, 100kA, 480Y/277V 3 PHASE 4 WIRE | PUR | SURGE PROTECTIVE DEVICE SPD, SURGELOGIC, 100kA, 480Y/277V 3 PHASE 4 WIRE | EA | EA |  | FALSE |  | P | FXG | 100
135896 | 1 | 2 | States | Champlin | Megan Swymeler | TRUE | 2026-09-03T00:00:00 | 2027-01-18T00:00:00 |  | 72 | 0 | 72 | 442.72 | 69064.32 | 55316 | USA | N30 | 44 | SCHNEIDER ELECTRIC USA INC. | 60673-1214 | HWB41 | SURGE PROTECTIVE DEVICE SPD, SURGELOGIC, 100kA, 480Y/277V 3 PHASE 4 WIRE | PUR | SURGE PROTECTIVE DEVICE SPD, SURGELOGIC, 100kA, 480Y/277V 3 PHASE 4 WIRE | EA | EA |  | FALSE |  | P | FXG | 100
134448 | 21 | 1 | States | MGM TRANSFORMER | Megan Swymeler | TRUE | 2026-06-30T00:00:00 | 2027-03-02T00:00:00 | 2027-03-02T00:00:00 | 2 | 0 | 2 | 3096.12 | 6192.24 | 92154 | USA | N30 | 44 | SCHNEIDER ELECTRIC USA INC. | 60673-1214 | PJP36060CU43AABYQ | Molded Case Circuit Breaker UL/CSA RatedPowerPact P FrameLugs "OFF" EndTerminal Nut Kit "ON" End3 Pole Device600 Amp Capacity600 Vac Rated100% RatedInterrupting Rating100kA @ 240Vac/65kA @ 480Vac/25kA @ 600VacMicrologic Ammeter Trip Unit - LSIUL Rating Plug A2 Form C Auxiliary SwitchHandle padlock attachment - OFF position only | PUR | Molded Case Circuit Breaker UL/CSA RatedPowerPact P FrameLugs "OFF" EndTerminal Nut Kit "ON" End3 Pole Device600 Amp Capacity600 Vac Rated100% RatedInterrupting Rating100kA @ 240Vac/65kA @ 480Vac/25kA @ 600VacMicrologic Ammeter Trip Unit - LSIUL Rating Plug A2 Form C Auxiliary SwitchHandle padlock attachment - OFF position only | EA | EA |  | TRUE |  | P | FXG | 100 | 2027-03-25T00:00:00
134448 | 15 | 1 | States | MGM TRANSFORMER | Megan Swymeler | TRUE | 2026-06-30T00:00:00 | 2027-03-02T00:00:00 | 2027-03-02T00:00:00 | 18 | 0 | 18 | 1283.4 | 23101.2 | 92154 | USA | N30 | 44 | SCHNEIDER ELECTRIC USA INC. | 60673-1214 | LJP36400U43XABYQ | LJP36400U43XABYQ-Molded Case Circuit BreakerLJP36400U43XABYQUL/CSA RatedPowerPact L FrameLugs "OFF" EndTerminal Nut Kit "ON" End3 Pole Device400 Amp Capacity600 Vac Rated80% Rated - Standard ratedInterrupting Rating100kA @ 240Vac/65kA @ 480Vac/25kA @ 600VacMicrologic Ammeter Trip Unit - LSI2 Form C Auxiliary SwitchHandle padlock attachment - OFF position onlyRevision - 5/22/2026 - (P20260306/S20260306)Source -Selector | PUR | LJP36400U43XABYQ-Molded Case Circuit BreakerLJP36400U43XABYQUL/CSA RatedPowerPact L FrameLugs "OFF" EndTerminal Nut Kit "ON" End3 Pole Device400 Amp Capacity600 Vac Rated80% Rated - Standard ratedInterrupting Rating100kA @ 240Vac/65kA @ 480Vac/25kA @ 600VacMicrologic Ammeter Trip Unit - LSI2 Form C Auxiliary SwitchHandle padlock attachment - OFF position onlyRevision - 5/22/2026 - (P20260306/S20260306)Source -Selector | EA | EA |  | TRUE |  | P | FXG | 100 | 2027-03-25T00:00:00
134448 | 13 | 1 | States | MGM TRANSFORMER | Megan Swymeler | TRUE | 2026-06-30T00:00:00 | 2027-02-26T00:00:00 | 2027-02-26T00:00:00 | 70 | 0 | 70 | 10591.05 | 741373.5 | 92154 | USA | N30 | 44 | SCHNEIDER ELECTRIC USA INC. | 60673-1214 | LGJRGAXAXNANNNNNNNNNNNNTWNANENNNNCNNNNNA | Square D Masterpact MTZ Unit Mount Circuit Breaker Model No. MTZ2-40H3 3-Pole ANSI C37/UL1066/CSA C22.2 No.268 Rated Rated 4000 Amps, 100% Rated AIR - 100kA/100kA/85kA @ 254/508/635 Vac Top Termination RCOV Bottom Termination RCOV 4000 Amp Sensor Trip Unit Micrologic 6.0 Xi (LSIG) Trip Unit Energy Reduction Maintenance Settings Digital Module Installed Energy Reduction Maintenance Setting selected Trip Unit Wireless Communication has been removed ULP Port 4 OF Contacts (standard) + 4 Additional OF Contacts Overcurrent Trip (SDE) contact standard Padlockable Push Button Cover No Locking Provision Provided with Padlock attachment Production Test Report Door Escutcheon included as Standard | PUR | Square D Masterpact MTZ Unit Mount Circuit Breaker Model No. MTZ2-40H3 3-Pole ANSI C37/UL1066/CSA C22.2 No.268 Rated Rated 4000 Amps, 100% Rated AIR - 100kA/100kA/85kA @ 254/508/635 Vac Top Termination RCOV Bottom Termination RCOV 4000 Amp Sensor Trip Unit Micrologic 6.0 Xi (LSIG) Trip Unit Energy Reduction Maintenance Settings Digital Module Installed Energy Reduction Maintenance Setting selected Trip Unit Wireless Communication has been removed ULP Port 4 OF Contacts (standard) + 4 Additional OF Contacts Overcurrent Trip (SDE) contact standard Padlockable Push Button Cover No Locking Provision Provided with Padlock attachment Production Test Report Door Escutcheon included as Standard | EA | EA |  | TRUE |  | P | FXG | 100 | 2027-03-25T00:00:00
134448 | 32 | 1 | States | MGM TRANSFORMER | Megan Swymeler | TRUE | 2026-06-30T00:00:00 | 2027-03-12T00:00:00 | 2027-03-12T00:00:00 | 4 | 0 | 4 | 4513.56 | 18054.24 | 92154 | USA | N30 | 44 | SCHNEIDER ELECTRIC USA INC. | 60673-1214 | PJP36120CU43AE1ABSAYQ | Molded Case Circuit Breaker UL/CSA Rated PowerPact P Frame Lugs ""OFF"" End Terminal Nut Kit ""ON"" End 3 Pole Device 600 Vac Rated 1200 Amp Capacity 100% Rated Interrupting Rating 100kA @ 240Vac/65kA @ 480Vac/25kA @ 600Vac Micrologic Ammeter Trip Unit - LSI UL Rating Plug A Modbus Communications 2 Form C Auxiliary Switch Shunt Trip 110-130Vac/125Vdc Handle padlock attachment - OFF position only | PUR | Molded Case Circuit Breaker UL/CSA Rated PowerPact P Frame Lugs ""OFF"" End Terminal Nut Kit ""ON"" End 3 Pole Device 600 Vac Rated 1200 Amp Capacity 100% Rated Interrupting Rating 100kA @ 240Vac/65kA @ 480Vac/25kA @ 600Vac Micrologic Ammeter Trip Unit - LSI UL Rating Plug A Modbus Communications 2 Form C Auxiliary Switch Shunt Trip 110-130Vac/125Vdc Handle padlock attachment - OFF position only | EA | EA |  | TRUE |  | P | FXG | 100 | 2027-03-25T00:00:00
134448 | 14 | 1 | States | MGM TRANSFORMER | Megan Swymeler | TRUE | 2026-06-30T00:00:00 | 2027-03-02T00:00:00 | 2027-03-02T00:00:00 | 8 | 0 | 8 | 1456.32 | 11650.56 | 92154 | USA | N30 | 44 | SCHNEIDER ELECTRIC USA INC. | 60673-1214 | LJP36400CU43XABYQ | Molded Case Circuit Breaker UL/CSA RatedPowerPact L FrameLugs "OFF" EndTerminal Nut Kit "ON" End3 Pole Device400 Amp Capacity600 Vac Rated100% RatedInterrupting Rating100kA @ 240Vac/65kA @ 480Vac/25kA @ 600VacMicrologic Ammeter Trip Unit - LSI2 Form C Auxiliary SwitchHandle padlock attachment - OFF position only | PUR | Molded Case Circuit Breaker UL/CSA RatedPowerPact L FrameLugs "OFF" EndTerminal Nut Kit "ON" End3 Pole Device400 Amp Capacity600 Vac Rated100% RatedInterrupting Rating100kA @ 240Vac/65kA @ 480Vac/25kA @ 600VacMicrologic Ammeter Trip Unit - LSI2 Form C Auxiliary SwitchHandle padlock attachment - OFF position only | EA | EA |  | TRUE |  | P | FXG | 100 | 2027-03-25T00:00:00
134448 | 28 | 1 | States | MGM TRANSFORMER | Megan Swymeler | TRUE | 2026-06-30T00:00:00 | 2027-03-02T00:00:00 | 2027-03-02T00:00:00 | 280 | 0 | 280 | 4983.6 | 1395408 | 92154 | USA | N30 | 44 | SCHNEIDER ELECTRIC USA INC. | 60673-1214 | PLP34120CU63AE1ABYQ | Molded Case Circuit Breaker UL/CSA Rated PowerPact P Frame Lugs ""OFF"" End Terminal Nut Kit ""ON"" End 1200 Amp Capacity 3 Pole Device 480 Vac Rated 100% Rated Interrupting Rating 125kA @ 240Vac/100kA @ 480Vac Micrologic Power Trip - LSI UL Rating Plug A Modbus Communications 2 Form C Auxiliary Switch Handle padlock attachment - OFF position only | PUR | Molded Case Circuit Breaker UL/CSA Rated PowerPact P Frame Lugs ""OFF"" End Terminal Nut Kit ""ON"" End 1200 Amp Capacity 3 Pole Device 480 Vac Rated 100% Rated Interrupting Rating 125kA @ 240Vac/100kA @ 480Vac Micrologic Power Trip - LSI UL Rating Plug A Modbus Communications 2 Form C Auxiliary Switch Handle padlock attachment - OFF position only | EA | EA |  | TRUE |  | P | FXG | 100 | 2027-03-25T00:00:00
134448 | 9 | 1 | States | MGM TRANSFORMER | Megan Swymeler | TRUE | 2026-06-30T00:00:00 | 2027-03-02T00:00:00 | 2027-03-02T00:00:00 | 6 | 0 | 6 | 9517.76 | 57106.56 | 92154 | USA | N30 | 44 | SCHNEIDER ELECTRIC USA INC. | 60673-1214 | LAJRGAXAXNANNNNNNNNNNNNTWNANENNNNCNNNNNA | Square D Masterpact MTZ Unit Mount Circuit BreakerModel No. MTZ2-40H1 3-Pole ANSIC37/UL1066/CSA C22.2 No.268 RatedRated 4000 Amps, 100% RatedAIR - 65kA/65kA/65kA @ 254/508/635 VacTop Termination RCOVBottom Termination RCOV4000 Amp SensorTrip UnitMicrologic 6.0 Xi (LSIG) Trip UnitEnergy Reduction Maintenance SettingsDigital Module InstalledEnergy Reduction Maintenance Setting selectedTrip Unit Wireless Communication has been removedULP Port4 OF Contacts (standard) + 4 Additional OF ContactsOvercurrent Trip (SDE) contact standardPadlockable Push Button CoverNo Locking Provision Provided with Padlock attachmentProduction Test ReportDoor Escutcheon included as Standard | PUR | Square D Masterpact MTZ Unit Mount Circuit BreakerModel No. MTZ2-40H1 3-Pole ANSIC37/UL1066/CSA C22.2 No.268 RatedRated 4000 Amps, 100% RatedAIR - 65kA/65kA/65kA @ 254/508/635 VacTop Termination RCOVBottom Termination RCOV4000 Amp SensorTrip UnitMicrologic 6.0 Xi (LSIG) Trip UnitEnergy Reduction Maintenance SettingsDigital Module InstalledEnergy Reduction Maintenance Setting selectedTrip Unit Wireless Communication has been removedULP Port4 OF Contacts (standard) + 4 Additional OF ContactsOvercurrent Trip (SDE) contact standardPadlockable Push Button CoverNo Locking Provision Provided with Padlock attachmentProduction Test ReportDoor Escutcheon included as Standard | EA | EA |  | TRUE |  | P | FXG | 100 | 2027-03-25T00:00:00
134448 | 23 | 1 | States | MGM TRANSFORMER | Megan Swymeler | TRUE | 2026-06-30T00:00:00 | 2027-03-02T00:00:00 | 2027-03-02T00:00:00 | 2 | 0 | 2 | 3400.08 | 6800.16 | 92154 | USA | N30 | 44 | SCHNEIDER ELECTRIC USA INC. | 60673-1214 | PJP36080CU43AE1ABSAYQ | Molded Case Circuit Breaker UL/CSA RatedPowerPact P FrameLugs "OFF" EndTerminal Nut Kit "ON" End3 Pole Device600 Vac Rated800 Amp Capacity100% RatedInterrupting Rating100kA @ 240Vac/65kA @ 480Vac/25kA @ 600VacMicrologic Ammeter Trip Unit - LSIUL Rating Plug AModbus Communications2 Form C Auxiliary SwitchShunt Trip 110-130Vac/125VdcHandle padlock attachment - OFF position only | PUR | Molded Case Circuit Breaker UL/CSA RatedPowerPact P FrameLugs "OFF" EndTerminal Nut Kit "ON" End3 Pole Device600 Vac Rated800 Amp Capacity100% RatedInterrupting Rating100kA @ 240Vac/65kA @ 480Vac/25kA @ 600VacMicrologic Ammeter Trip Unit - LSIUL Rating Plug AModbus Communications2 Form C Auxiliary SwitchShunt Trip 110-130Vac/125VdcHandle padlock attachment - OFF position only | EA | EA |  | TRUE |  | P | FXG | 100 | 2027-03-25T00:00:00
134448 | 19 | 1 | States | MGM TRANSFORMER | Megan Swymeler | TRUE | 2026-06-30T00:00:00 | 2027-01-08T00:00:00 | 2027-01-08T00:00:00 | 382 | 0 | 382 | 247.5 | 94545 | 92154 | USA | N30 | 44 | SCHNEIDER ELECTRIC USA INC. | 60673-1214 | LV434063 | I/O (input/output) application module, Enerlin'X | PUR | I/O (input/output) application module, Enerlin'X | EA | EA |  | TRUE |  | P | FXG | 100 | 2027-03-25T00:00:00
134448 | 29 | 1 | States | MGM TRANSFORMER | Megan Swymeler | TRUE | 2026-06-30T00:00:00 | 2027-03-02T00:00:00 | 2027-03-02T00:00:00 | 70 | 0 | 70 | 3695.88 | 258711.6 | 92154 | USA | N30 | 44 | SCHNEIDER ELECTRIC USA INC. | 60673-1214 | PLP34120U64AE1ABYQ | Molded Case Circuit Breaker UL/CSA RatedPowerPact P FrameLugs "OFF" EndTerminal Nut Kit "ON" End1200 Amp Capacity3 Pole Device480 Vac Rated80% Rated - Standard ratedInterrupting Rating125kA @ 240Vac/100kA @ 480VacMicrologic Power Trip Unit - LSIGUL Rating Plug AModbus Communications2 Form C Auxiliary SwitchHandle padlock attachment - OFF position only | PUR | Molded Case Circuit Breaker UL/CSA RatedPowerPact P FrameLugs "OFF" EndTerminal Nut Kit "ON" End1200 Amp Capacity3 Pole Device480 Vac Rated80% Rated - Standard ratedInterrupting Rating125kA @ 240Vac/100kA @ 480VacMicrologic Power Trip Unit - LSIGUL Rating Plug AModbus Communications2 Form C Auxiliary SwitchHandle padlock attachment - OFF position only | EA | EA |  | TRUE |  | P | FXG | 100 | 2027-03-25T00:00:00
134448 | 31 | 1 | States | MGM TRANSFORMER | Megan Swymeler | TRUE | 2026-06-30T00:00:00 | 2027-03-12T00:00:00 | 2027-03-12T00:00:00 | 4 | 0 | 4 | 4447.08 | 17788.32 | 92154 | USA | N30 | 44 | SCHNEIDER ELECTRIC USA INC. | 60673-1214 | PJP36120CU43AE1ABJA | Molded Case Circuit Breaker UL/CSA Rated PowerPact P Frame Lugs ""OFF"" End Terminal Nut Kit ""ON"" End 3 Pole Device 600 Vac Rated 1200 Amp Capacity 100% Rated Interrupting Rating 100kA @ 240Vac/65kA @ 480Vac/25kA @ 600Vac Micrologic Ammeter Trip Unit - LSI UL Rating Plug A Keylock options: Provision only Provision for Kirk or Schneider Electric Keying Vertical Mount Modbus Communications 2 Form C Auxiliary Switch | PUR | Molded Case Circuit Breaker UL/CSA Rated PowerPact P Frame Lugs ""OFF"" End Terminal Nut Kit ""ON"" End 3 Pole Device 600 Vac Rated 1200 Amp Capacity 100% Rated Interrupting Rating 100kA @ 240Vac/65kA @ 480Vac/25kA @ 600Vac Micrologic Ammeter Trip Unit - LSI UL Rating Plug A Keylock options: Provision only Provision for Kirk or Schneider Electric Keying Vertical Mount Modbus Communications 2 Form C Auxiliary Switch | EA | EA |  | TRUE |  | P | FXG | 100 | 2027-03-25T00:00:00
134448 | 20 | 1 | States | MGM TRANSFORMER | Megan Swymeler | TRUE | 2026-06-30T00:00:00 | 2027-01-08T00:00:00 | 2027-01-08T00:00:00 | 382 | 277 | 105 | 59.4 | 22690.8 | 92154 | USA | N30 | 44 | SCHNEIDER ELECTRIC USA INC. | 60673-1214 | LV434196 | "Designation : Feeder Trip Unit to IO Product Details: LV434196-CIRCUIT BREAKER ULP CORD L-1.3M (4.27FT)" | PUR | "Designation : Feeder Trip Unit to IO Product Details: LV434196-CIRCUIT BREAKER ULP CORD L-1.3M (4.27FT)" | EA | EA |  | TRUE |  | P | FXG | 100 | 2027-03-25T00:00:00
134448 | 7 | 1 | States | MGM TRANSFORMER | Megan Swymeler | TRUE | 2026-06-30T00:00:00 | 2027-03-02T00:00:00 | 2027-03-02T00:00:00 | 50 | 0 | 50 | 751.63 | 37581.5 | 92154 | USA | N30 | 44 | SCHNEIDER ELECTRIC USA INC. | 60673-1214 | HJP36150U43XABYQ | HJP36150U43XABYQ-Molded Case Circuit BreakerHJP36150U43XABYQUL/CSA RatedPowerPact H FrameLugs "OFF" EndTerminal Nut Kit "ON" End150 Amp Capacity3 Pole Device600 Vac Rated80% Rated - Standard ratedInterrupting Rating100kA @ 240Vac/65kA @ 480Vac/25kA @ 600VacMicrologic Ammeter Trip Unit - LSI2 Form C Auxiliary SwitchHandle padlock attachment - OFF position onlyRevision - 5/20/2026 - (P20260306/S20260306)Source -Selector | PUR | HJP36150U43XABYQ-Molded Case Circuit BreakerHJP36150U43XABYQUL/CSA RatedPowerPact H FrameLugs "OFF" EndTerminal Nut Kit "ON" End150 Amp Capacity3 Pole Device600 Vac Rated80% Rated - Standard ratedInterrupting Rating100kA @ 240Vac/65kA @ 480Vac/25kA @ 600VacMicrologic Ammeter Trip Unit - LSI2 Form C Auxiliary SwitchHandle padlock attachment - OFF position onlyRevision - 5/20/2026 - (P20260306/S20260306)Source -Selector | EA | EA |  | TRUE |  | P | FXG | 100 | 2027-03-25T00:00:00
134448 | 16 | 1 | States | MGM TRANSFORMER | Megan Swymeler | TRUE | 2026-06-30T00:00:00 | 2027-03-02T00:00:00 | 2027-03-02T00:00:00 | 6 | 0 | 6 | 1770.36 | 10622.16 | 92154 | USA | N30 | 44 | SCHNEIDER ELECTRIC USA INC. | 60673-1214 | LJP36600U44XABYQ | LJP36600U44XABYQ-Molded Case Circuit BreakerLJP36600U44XABYQUL/CSA RatedPowerPact L FrameLugs "OFF" EndTerminal Nut Kit "ON" End3 Pole Device600 Amp Capacity600 Vac Rated80% Rated - Standard ratedInterrupting Rating100kA @ 240Vac/65kA @ 480Vac/25kA @ 600VacMicrologic Ammeter Trip Unit - LSIG2 Form C Auxiliary SwitchHandle padlock attachment - OFF position onlyRevision - 5/20/2026 - (P20260306/S20260306)Source -Selector | PUR | LJP36600U44XABYQ-Molded Case Circuit BreakerLJP36600U44XABYQUL/CSA RatedPowerPact L FrameLugs "OFF" EndTerminal Nut Kit "ON" End3 Pole Device600 Amp Capacity600 Vac Rated80% Rated - Standard ratedInterrupting Rating100kA @ 240Vac/65kA @ 480Vac/25kA @ 600VacMicrologic Ammeter Trip Unit - LSIG2 Form C Auxiliary SwitchHandle padlock attachment - OFF position onlyRevision - 5/20/2026 - (P20260306/S20260306)Source -Selector | EA | EA |  | TRUE |  | P | FXG | 100 | 2027-03-25T00:00:00
134448 | 26 | 1 | States | MGM TRANSFORMER | Megan Swymeler | TRUE | 2026-06-30T00:00:00 | 2027-03-02T00:00:00 | 2027-03-02T00:00:00 | 6 | 0 | 6 | 4832.04 | 28992.24 | 92154 | USA | N30 | 44 | SCHNEIDER ELECTRIC USA INC. | 60673-1214 | PJP36120CU64AE1ABYQ | Molded Case Circuit Breaker UL/CSA RatedPowerPact P FrameLugs "OFF" EndTerminal Nut Kit "ON" End1200 Amp Capacity3 Pole Device600 Vac Rated100% RatedInterrupting Rating100kA @ 240Vac/65kA @ 480Vac/25kA @ 600VacMicrologic Power Trip Unit - LSIGUL Rating Plug AModbus Communications2 Form C Auxiliary SwitchHandle padlock attachment - OFF position only | PUR | Molded Case Circuit Breaker UL/CSA RatedPowerPact P FrameLugs "OFF" EndTerminal Nut Kit "ON" End1200 Amp Capacity3 Pole Device600 Vac Rated100% RatedInterrupting Rating100kA @ 240Vac/65kA @ 480Vac/25kA @ 600VacMicrologic Power Trip Unit - LSIGUL Rating Plug AModbus Communications2 Form C Auxiliary SwitchHandle padlock attachment - OFF position only | EA | EA |  | TRUE |  | P | FXG | 100 | 2027-03-25T00:00:00
134448 | 1 | 1 | States | MGM TRANSFORMER | Megan Swymeler | TRUE | 2026-06-30T00:00:00 | 2027-01-08T00:00:00 | 2027-01-08T00:00:00 | 374 | 220 | 154 | 15.2 | 5684.8 | 92154 | USA | N30 | 44 | SCHNEIDER ELECTRIC USA INC. | 60673-1214 | 84956 | ENERGY REDUCTION MAINT SETTING INSTR KIT | PUR | ENERGY REDUCTION MAINT SETTING INSTR KIT | EA | EA |  | TRUE |  | P | FXG | 100 | 2027-03-25T00:00:00
134448 | 36 | 1 | States | MGM TRANSFORMER | Megan Swymeler | TRUE | 2026-06-30T00:00:00 | 2026-10-12T00:00:00 | 2026-10-12T00:00:00 | 394 | 5 | 389 | 19.67 | 7749.98 | 92154 | USA | N30 | 44 | SCHNEIDER ELECTRIC USA INC. | 60673-1214 | S33928 | Circuit Breaker accessory, PowerPacT M/P, bus connector kit, 1 pole one end | SRPP | Circuit Breaker accessory, PowerPacT M/P, bus connector kit, 1 pole one end | EA | EA |  | TRUE |  | P | FXG | 100 | 2027-03-25T00:00:00
134448 | 22 | 1 | States | MGM TRANSFORMER | Megan Swymeler | TRUE | 2026-06-30T00:00:00 | 2027-03-02T00:00:00 | 2027-03-02T00:00:00 | 2 | 0 | 2 | 3333.6 | 6667.2 | 92154 | USA | N30 | 44 | SCHNEIDER ELECTRIC USA INC. | 60673-1214 | PJP36080CU43AE1ABJA | Molded Case Circuit Breaker UL/CSA RatedPowerPact P FrameLugs "OFF" EndTerminal Nut Kit "ON" End3 Pole Device600 Vac Rated800 Amp Capacity100% RatedInterrupting Rating100kA @ 240Vac/65kA @ 480Vac/25kA @ 600VacMicrologic Ammeter Trip Unit - LSIUL Rating Plug AKeylock options:Provision onlyProvision for Kirk or Schneider ElectricKeyingVertical MountModbus Communications2 Form C Auxiliary Switch | PUR | Molded Case Circuit Breaker UL/CSA RatedPowerPact P FrameLugs "OFF" EndTerminal Nut Kit "ON" End3 Pole Device600 Vac Rated800 Amp Capacity100% RatedInterrupting Rating100kA @ 240Vac/65kA @ 480Vac/25kA @ 600VacMicrologic Ammeter Trip Unit - LSIUL Rating Plug AKeylock options:Provision onlyProvision for Kirk or Schneider ElectricKeyingVertical MountModbus Communications2 Form C Auxiliary Switch | EA | EA |  | TRUE |  | P | FXG | 100 | 2027-03-25T00:00:00
134448 | 4 | 1 | States | MGM TRANSFORMER | Megan Swymeler | TRUE | 2026-06-30T00:00:00 | 2027-02-26T00:00:00 | 2027-02-26T00:00:00 | 10 | 0 | 10 | 2882.79 | 28827.9 | 92154 | USA | N30 | 44 | SCHNEIDER ELECTRIC USA INC. | 60673-1214 | DJEGCABABNNNNNNNNNNNNNNTCNANENNNNCNNNNNA | Square D Masterpact MTZ Unit Mount Circuit BreakerDJEGCABABNNNNNNNNNNNNNNTCNANENNNNCNNNNNAModel No. MTZ1-12L1 3-Pole UL489/ CSA C22.2No.5 RatedRated 1200 Amps, 100% RatedAIR - 100kA/65kA/NA @ 240/480/600 VacTop Termination 2 Hole RCTVBottom Termination 2 Hole RCTV1000 Amp SensorTrip UnitMicrologic 5.0 Xi (LSI) Trip UnitEnergy Reduction Maintenance SettingsDigital Module InstalledEnergy Reduction Maintenance Setting selectedTrip Unit Wireless Communication has been removedULP Port4 OF Contacts (standard)Overcurrent Trip (SDE) contact standardPadlockable Push Button CoverProvision Only For Kirk - No locks suppliedNo Padlock attachment includedProduction Test ReportDoor Escutcheon included as StandardRevision - 5/26/2026 - (P20260306/S20260306)Source -Selector | PUR | Square D Masterpact MTZ Unit Mount Circuit BreakerDJEGCABABNNNNNNNNNNNNNNTCNANENNNNCNNNNNAModel No. MTZ1-12L1 3-Pole UL489/ CSA C22.2No.5 RatedRated 1200 Amps, 100% RatedAIR - 100kA/65kA/NA @ 240/480/600 VacTop Termination 2 Hole RCTVBottom Termination 2 Hole RCTV1000 Amp SensorTrip UnitMicrologic 5.0 Xi (LSI) Trip UnitEnergy Reduction Maintenance SettingsDigital Module InstalledEnergy Reduction Maintenance Setting selectedTrip Unit Wireless Communication has been removedULP Port4 OF Contacts (standard)Overcurrent Trip (SDE) contact standardPadlockable Push Button CoverProvision Only For Kirk - No locks suppliedNo Padlock attachment includedProduction Test ReportDoor Escutcheon included as StandardRevision - 5/26/2026 - (P20260306/S20260306)Source -Selector | EA | EA |  | TRUE |  | P | FXG | 100 | 2027-03-25T00:00:00
134448 | 11 | 1 | States | MGM TRANSFORMER | Megan Swymeler | TRUE | 2026-06-30T00:00:00 | 2027-02-26T00:00:00 | 2027-02-26T00:00:00 | 70 | 0 | 70 | 8819.55 | 617368.5 | 92154 | USA | N30 | 44 | SCHNEIDER ELECTRIC USA INC. | 60673-1214 | LGIPGAXAXNANNNNNNNNNNNNTWNANENNNNCNNNNNA | Square D Masterpact MTZ Unit Mount Circuit BreakerModel No. MTZ2-32H3 3-Pole ANSIC37/UL1066/CSA C22.2 No.268 RatedRated 3200 Amps, 100% RatedAIR - 100kA/100kA/85kA @ 254/508/635 VacTop Termination RCOVBottom Termination RCOV3200 Amp SensorTrip UnitMicrologic 6.0 Xi (LSIG) Trip UnitEnergy Reduction Maintenance SettingsDigital Module InstalledEnergy Reduction Maintenance Setting selectedTrip Unit Wireless Communication has been removedULP Port4 OF Contacts (standard) + 4 Additional OF ContactsOvercurrent Trip (SDE) contact standardPadlockable Push Button CoverNo Locking Provision Providedwith Padlock attachmentProduction Test ReportDoor Escutcheon included as Standard | PUR | Square D Masterpact MTZ Unit Mount Circuit BreakerModel No. MTZ2-32H3 3-Pole ANSIC37/UL1066/CSA C22.2 No.268 RatedRated 3200 Amps, 100% RatedAIR - 100kA/100kA/85kA @ 254/508/635 VacTop Termination RCOVBottom Termination RCOV3200 Amp SensorTrip UnitMicrologic 6.0 Xi (LSIG) Trip UnitEnergy Reduction Maintenance SettingsDigital Module InstalledEnergy Reduction Maintenance Setting selectedTrip Unit Wireless Communication has been removedULP Port4 OF Contacts (standard) + 4 Additional OF ContactsOvercurrent Trip (SDE) contact standardPadlockable Push Button CoverNo Locking Provision Providedwith Padlock attachmentProduction Test ReportDoor Escutcheon included as Standard | EA | EA |  | TRUE |  | P | FXG | 100 | 2027-03-25T00:00:00
134448 | 27 | 1 | States | MGM TRANSFORMER | Megan Swymeler | TRUE | 2026-06-30T00:00:00 | 2027-03-02T00:00:00 | 2027-03-02T00:00:00 | 12 | 0 | 12 | 3551.64 | 42619.68 | 92154 | USA | N30 | 44 | SCHNEIDER ELECTRIC USA INC. | 60673-1214 | PJP36120U64AE1ABYQ | Molded Case Circuit Breaker UL/CSA RatedPowerPact P FrameLugs "OFF" EndTerminal Nut Kit "ON" End1200 Amp Capacity3 Pole Device600 Vac Rated80% Rated - Standard ratedInterrupting Rating100kA @ 240Vac/65kA @ 480Vac/25kA @ 600VacMicrologic Power Trip Unit - LSIGUL Rating Plug AModbus Communications2 Form C Auxiliary SwitchHandle padlock attachment - OFF position only | PUR | Molded Case Circuit Breaker UL/CSA RatedPowerPact P FrameLugs "OFF" EndTerminal Nut Kit "ON" End1200 Amp Capacity3 Pole Device600 Vac Rated80% Rated - Standard ratedInterrupting Rating100kA @ 240Vac/65kA @ 480Vac/25kA @ 600VacMicrologic Power Trip Unit - LSIGUL Rating Plug AModbus Communications2 Form C Auxiliary SwitchHandle padlock attachment - OFF position only | EA | EA |  | TRUE |  | P | FXG | 100 | 2027-03-25T00:00:00
134448 | 34 | 1 | States | MGM TRANSFORMER | Megan Swymeler | TRUE | 2026-06-30T00:00:00 | 2026-10-01T00:00:00 | 2026-10-01T00:00:00 | 86 | 0 | 86 | 8.74 | 751.64 | 92154 | USA | N30 | 44 | SCHNEIDER ELECTRIC USA INC. | 60673-1214 | S29329 | SQD: CIRCUIT BREAKER ACCESSORY, POWERPACT H/J, PHASE BARRIER, QUANTITY 6 | CB | SQD: CIRCUIT BREAKER ACCESSORY, POWERPACT H/J, PHASE BARRIER, QUANTITY 6 | EA | EA |  | TRUE |  | P | FXG | 100 | 2027-03-25T00:00:00
134448 | 10 | 1 | States | MGM TRANSFORMER | Megan Swymeler | TRUE | 2026-06-30T00:00:00 | 2027-03-01T00:00:00 | 2027-03-01T00:00:00 | 140 | 0 | 140 | 8913.52 | 1247892.8 | 92154 | USA | N30 | 44 | SCHNEIDER ELECTRIC USA INC. | 60673-1214 | LGIPGAXAXNANNNNNNNNNNNNTMNANENNNNCNNNNNA | Square D Masterpact MTZ Unit Mount Circuit BreakerModel No. MTZ2-32H3 3-Pole ANSIC37/UL1066/CSA C22.2 No.268 RatedRated 3200 Amps, 100% RatedAIR - 100kA/100kA/85kA @ 254/508/635 VacTop Termination RCOVBottom Termination RCOV3200 Amp SensorTrip UnitMicrologic 6.0 Xi (LSIG) Trip UnitEnergy Reduction Maintenance SettingsDigital Module InstalledEnergy Reduction Maintenance Setting selectedTrip Unit Wireless Communication has been removedULP Port4 OF Contacts (standard) + 4 Additional OF ContactsOvercurrent Trip (SDE) contact standardPadlockable Push Button CoverProvision Only For Kirk - No locks supplied with Padlock attachmentProduction Test ReportDoor Escutcheon included as Standard | PUR | Square D Masterpact MTZ Unit Mount Circuit BreakerModel No. MTZ2-32H3 3-Pole ANSIC37/UL1066/CSA C22.2 No.268 RatedRated 3200 Amps, 100% RatedAIR - 100kA/100kA/85kA @ 254/508/635 VacTop Termination RCOVBottom Termination RCOV3200 Amp SensorTrip UnitMicrologic 6.0 Xi (LSIG) Trip UnitEnergy Reduction Maintenance SettingsDigital Module InstalledEnergy Reduction Maintenance Setting selectedTrip Unit Wireless Communication has been removedULP Port4 OF Contacts (standard) + 4 Additional OF ContactsOvercurrent Trip (SDE) contact standardPadlockable Push Button CoverProvision Only For Kirk - No locks supplied with Padlock attachmentProduction Test ReportDoor Escutcheon included as Standard | EA | EA |  | TRUE |  | P | FXG | 100 | 2027-03-25T00:00:00
134448 | 12 | 1 | States | MGM TRANSFORMER | Megan Swymeler | TRUE | 2026-06-30T00:00:00 | 2027-02-25T00:00:00 | 2027-02-25T00:00:00 | 70 | 0 | 70 | 10660.09 | 746206.3 | 92154 | USA | N30 | 44 | SCHNEIDER ELECTRIC USA INC. | 60673-1214 | LGJRGAXAXNANNNNNNNNDNNNTWNANENNNNCNNNNNA | Square D Masterpact MTZ Unit Mount Circuit BreakerModel No. MTZ2-40H3 3-Pole ANSIC37/UL1066/CSA C22.2 No.268 RatedRated 4000 Amps, 100% RatedAIR - 100kA/100kA/85kA @ 254/508/635 VacTop Termination RCOVBottom Termination RCOV4000 Amp SensorTrip UnitMicrologic 6.0 Xi (LSIG) Trip UnitEnergy Reduction Maintenance SettingsDigital Module InstalledEnergy Reduction Maintenance Setting selectedTrip Unit Wireless Communication has been removedULP Port4 OF Contacts (standard) + 4 Additional OF ContactsShunt Trip - 100-130VacOvercurrent Trip (SDE) contact standardPadlockable Push Button CoverNo Locking Provision Provided with Padlock attachmentProduction Test ReportDoor Escutcheon included as Standard | PUR | Square D Masterpact MTZ Unit Mount Circuit BreakerModel No. MTZ2-40H3 3-Pole ANSIC37/UL1066/CSA C22.2 No.268 RatedRated 4000 Amps, 100% RatedAIR - 100kA/100kA/85kA @ 254/508/635 VacTop Termination RCOVBottom Termination RCOV4000 Amp SensorTrip UnitMicrologic 6.0 Xi (LSIG) Trip UnitEnergy Reduction Maintenance SettingsDigital Module InstalledEnergy Reduction Maintenance Setting selectedTrip Unit Wireless Communication has been removedULP Port4 OF Contacts (standard) + 4 Additional OF ContactsShunt Trip - 100-130VacOvercurrent Trip (SDE) contact standardPadlockable Push Button CoverNo Locking Provision Provided with Padlock attachmentProduction Test ReportDoor Escutcheon included as Standard | EA | EA |  | TRUE |  | P | FXG | 100 | 2027-03-25T00:00:00
134448 | 17 | 1 | States | MGM TRANSFORMER | Megan Swymeler | TRUE | 2026-06-30T00:00:00 | 2027-03-02T00:00:00 | 2027-03-02T00:00:00 | 70 | 0 | 70 | 1456.2 | 101934 | 92154 | USA | N30 | 44 | SCHNEIDER ELECTRIC USA INC. | 60673-1214 | LLP36400U43XABYQ | Molded Case Circuit Breaker UL/CSA RatedPowerPact L FrameLugs "OFF" EndTerminal Nut Kit "ON" End3 Pole Device400 Amp Capacity600 Vac Rated80% Rated - Standard ratedInterrupting Rating125kA @ 240Vac/100kA @ 480Vac/50kA @ 600VacMicrologic Ammeter Trip Unit - LSI2 Form C Auxiliary SwitchHandle padlock attachment - OFF position only | PUR | Molded Case Circuit Breaker UL/CSA RatedPowerPact L FrameLugs "OFF" EndTerminal Nut Kit "ON" End3 Pole Device400 Amp Capacity600 Vac Rated80% Rated - Standard ratedInterrupting Rating125kA @ 240Vac/100kA @ 480Vac/50kA @ 600VacMicrologic Ammeter Trip Unit - LSI2 Form C Auxiliary SwitchHandle padlock attachment - OFF position only | EA | EA |  | TRUE |  | P | FXG | 100 | 2027-03-25T00:00:00
134448 | 24 | 1 | States | MGM TRANSFORMER | Megan Swymeler | TRUE | 2026-06-30T00:00:00 | 2027-03-02T00:00:00 | 2027-03-02T00:00:00 | 6 | 0 | 6 | 4447.08 | 26682.48 | 92154 | USA | N30 | 44 | SCHNEIDER ELECTRIC USA INC. | 60673-1214 | PJP36100CU43AE1ABJA | Molded Case Circuit Breaker UL/CSA RatedPowerPact P FrameLugs "OFF" EndTerminal Nut Kit "ON" End1000 Amp Capacity3 Pole Device600 Vac Rated100% RatedInterrupting Rating100kA @ 240Vac/65kA @ 480Vac/25kA @ 600VacMicrologic Ammeter Trip Unit - LSIUL Rating Plug AKeylock options:Provision onlyProvision for Kirk or Schneider ElectricKeyingVertical MountModbus Communications2 Form C Auxiliary Switch | PUR | Molded Case Circuit Breaker UL/CSA RatedPowerPact P FrameLugs "OFF" EndTerminal Nut Kit "ON" End1000 Amp Capacity3 Pole Device600 Vac Rated100% RatedInterrupting Rating100kA @ 240Vac/65kA @ 480Vac/25kA @ 600VacMicrologic Ammeter Trip Unit - LSIUL Rating Plug AKeylock options:Provision onlyProvision for Kirk or Schneider ElectricKeyingVertical MountModbus Communications2 Form C Auxiliary Switch | EA | EA |  | TRUE |  | P | FXG | 100 | 2027-03-25T00:00:00
134448 | 18 | 1 | States | MGM TRANSFORMER | Megan Swymeler | TRUE | 2026-06-30T00:00:00 | 2027-03-02T00:00:00 | 2027-03-02T00:00:00 | 70 | 0 | 70 | 1925.88 | 134811.6 | 92154 | USA | N30 | 44 | SCHNEIDER ELECTRIC USA INC. | 60673-1214 | LLP36600U44XABYQ | Molded Case Circuit Breaker UL/CSA RatedPowerPact L FrameLugs "OFF" EndTerminal Nut Kit "ON" End3 Pole Device600 Amp Capacity600 Vac Rated80% Rated - Standard ratedInterrupting Rating125kA @ 240Vac/100kA @ 480Vac/50kA @ 600VacMicrologic Ammeter Trip Unit - LSIG2 Form C Auxiliary SwitchHandle padlock attachment - OFF position only | PUR | Molded Case Circuit Breaker UL/CSA RatedPowerPact L FrameLugs "OFF" EndTerminal Nut Kit "ON" End3 Pole Device600 Amp Capacity600 Vac Rated80% Rated - Standard ratedInterrupting Rating125kA @ 240Vac/100kA @ 480Vac/50kA @ 600VacMicrologic Ammeter Trip Unit - LSIG2 Form C Auxiliary SwitchHandle padlock attachment - OFF position only | EA | EA |  | TRUE |  | P | FXG | 100 | 2027-03-25T00:00:00
134448 | 2 | 1 | States | MGM TRANSFORMER | Megan Swymeler | TRUE | 2026-06-30T00:00:00 | 2027-02-17T00:00:00 | 2027-02-17T00:00:00 | 2 | 0 | 2 | 2777.84 | 5555.68 | 92154 | USA | N30 | 44 | SCHNEIDER ELECTRIC USA INC. | 60673-1214 | DJCFCABABNNNNNNNNNNNNNNTCNANENNNNCNNNNNA | Square D Masterpact MTZ Unit Mount Circuit BreakerDJCFCABABNNNNNNNNNNNNNNTCNANENNNNCNNNNNAModel No. MTZ1-08L1 3-Pole UL489/ CSA C22.2No.5 RatedRated 800 Amps, 100% RatedAIR - 100kA/65kA/NA @ 240/480/600 VacTop Termination 2 Hole RCTVBottom Termination 2 Hole RCTV800 Amp SensorTrip UnitMicrologic 5.0 Xi (LSI) Trip UnitEnergy Reduction Maintenance SettingsDigital Module InstalledEnergy Reduction Maintenance Setting selectedTrip Unit Wireless Communication has been removedULP Port4 OF Contacts (standard)Overcurrent Trip (SDE) contact standardPadlockable Push Button CoverProvision Only For Kirk - No locks suppliedNo Padlock attachment includedProduction Test ReportDoor Escutcheon included as StandardRevision - 5/26/2026 - (P20260306/S20260306)Source -Selector | PUR | Square D Masterpact MTZ Unit Mount Circuit BreakerDJCFCABABNNNNNNNNNNNNNNTCNANENNNNCNNNNNAModel No. MTZ1-08L1 3-Pole UL489/ CSA C22.2No.5 RatedRated 800 Amps, 100% RatedAIR - 100kA/65kA/NA @ 240/480/600 VacTop Termination 2 Hole RCTVBottom Termination 2 Hole RCTV800 Amp SensorTrip UnitMicrologic 5.0 Xi (LSI) Trip UnitEnergy Reduction Maintenance SettingsDigital Module InstalledEnergy Reduction Maintenance Setting selectedTrip Unit Wireless Communication has been removedULP Port4 OF Contacts (standard)Overcurrent Trip (SDE) contact standardPadlockable Push Button CoverProvision Only For Kirk - No locks suppliedNo Padlock attachment includedProduction Test ReportDoor Escutcheon included as StandardRevision - 5/26/2026 - (P20260306/S20260306)Source -Selector | EA | EA |  | TRUE |  | P | FXG | 100 | 2027-03-25T00:00:00
134448 | 35 | 1 | States | MGM TRANSFORMER | Megan Swymeler | TRUE | 2026-06-30T00:00:00 | 2026-10-12T00:00:00 | 2026-10-12T00:00:00 | 372 | 93 | 279 | 7.8 | 2901.6 | 92154 | USA | N30 | 44 | SCHNEIDER ELECTRIC USA INC. | 60673-1214 | S33646 | Circuit breaker accessory, PowerPacT M/P, phase barrier, quantity 6 | CB | Circuit breaker accessory, PowerPacT M/P, phase barrier, quantity 6 | EA | EA |  | TRUE |  | P | FXG | 100 | 2027-03-25T00:00:00
134448 | 25 | 1 | States | MGM TRANSFORMER | Megan Swymeler | TRUE | 2026-06-30T00:00:00 | 2027-03-02T00:00:00 | 2027-03-02T00:00:00 | 6 | 0 | 6 | 4800 | 28800 | 92154 | USA | N30 | 44 | SCHNEIDER ELECTRIC USA INC. | 60673-1214 | PJP36120CU63AE1ABSAYQ | Molded Case Circuit Breaker UL/CSA RatedPowerPact P FrameLugs "OFF" EndTerminal Nut Kit "ON" End1200 Amp Capacity3 Pole Device600 Vac Rated100% RatedInterrupting Rating100kA @ 240Vac/65kA @ 480Vac/25kA @ 600VacMicrologic Power Trip - LSIUL Rating Plug AModbus Communications2 Form C Auxiliary SwitchShunt Trip 110-130Vac/125VdcHandle padlock attachment - OFF position only | PUR | Molded Case Circuit Breaker UL/CSA RatedPowerPact P FrameLugs "OFF" EndTerminal Nut Kit "ON" End1200 Amp Capacity3 Pole Device600 Vac Rated100% RatedInterrupting Rating100kA @ 240Vac/65kA @ 480Vac/25kA @ 600VacMicrologic Power Trip - LSIUL Rating Plug AModbus Communications2 Form C Auxiliary SwitchShunt Trip 110-130Vac/125VdcHandle padlock attachment - OFF position only | EA | EA |  | TRUE |  | P | FXG | 100 | 2027-03-25T00:00:00
134448 | 8 | 1 | States | MGM TRANSFORMER | Megan Swymeler | TRUE | 2026-06-30T00:00:00 | 2027-02-05T00:00:00 | 2027-02-05T00:00:00 | 164 | 0 | 164 | 1249.65 | 204942.6 | 92154 | USA | N30 | 44 | SCHNEIDER ELECTRIC USA INC. | 60673-1214 | IMB43F | SPD Type 2 IMB 300KA 480Y 277V 3P4W (480Y/277V series also applies to the following voltages 380Y/220V, 400Y/230V and 415Y/240V) ( Can be used on 3-wire grounded Wye systems without neutral. Jumper the neutral and ground lugs using 10AWG wire) | PUR | SPD Type 2 IMB 300KA 480Y 277V 3P4W (480Y/277V series also applies to the following voltages 380Y/220V, 400Y/230V and 415Y/240V) ( Can be used on 3-wire grounded Wye systems without neutral. Jumper the neutral and ground lugs using 10AWG wire) | EA | EA |  | TRUE |  | P | FXG | 100 | 2027-03-25T00:00:00
134448 | 5 | 1 | States | MGM TRANSFORMER | Megan Swymeler | TRUE | 2026-06-30T00:00:00 | 2027-02-18T00:00:00 | 2027-02-18T00:00:00 | 10 | 0 | 10 | 2981.53 | 29815.3 | 92154 | USA | N30 | 44 | SCHNEIDER ELECTRIC USA INC. | 60673-1214 | DJEGGABABNNNNNNNNNNNNNNTWNANENNNNCNNNNNA | Square D Masterpact MTZ Unit Mount Circuit BreakerDJEGGABABNNNNNNNNNNNNNNTWNANENNNNCNNNNNAModel No. MTZ1-12L1 3-Pole UL489/ CSA C22.2No.5 RatedRated 1200 Amps, 100% RatedAIR - 100kA/65kA/NA @ 240/480/600 VacTop Termination 2 Hole RCTVBottom Termination 2 Hole RCTV1000 Amp SensorTrip UnitMicrologic 6.0 Xi (LSIG) Trip UnitEnergy Reduction Maintenance SettingsDigital Module InstalledEnergy Reduction Maintenance Setting selectedTrip Unit Wireless Communication has been removedULP Port4 OF Contacts (standard)Overcurrent Trip (SDE) contact standardPadlockable Push Button CoverNo Locking Provision Provided with Padlock attachmentProduction Test ReportDoor Escutcheon included as StandardRevision - 5/26/2026 - (P20260306/S20260306)Source -Selector | PUR | Square D Masterpact MTZ Unit Mount Circuit BreakerDJEGGABABNNNNNNNNNNNNNNTWNANENNNNCNNNNNAModel No. MTZ1-12L1 3-Pole UL489/ CSA C22.2No.5 RatedRated 1200 Amps, 100% RatedAIR - 100kA/65kA/NA @ 240/480/600 VacTop Termination 2 Hole RCTVBottom Termination 2 Hole RCTV1000 Amp SensorTrip UnitMicrologic 6.0 Xi (LSIG) Trip UnitEnergy Reduction Maintenance SettingsDigital Module InstalledEnergy Reduction Maintenance Setting selectedTrip Unit Wireless Communication has been removedULP Port4 OF Contacts (standard)Overcurrent Trip (SDE) contact standardPadlockable Push Button CoverNo Locking Provision Provided with Padlock attachmentProduction Test ReportDoor Escutcheon included as StandardRevision - 5/26/2026 - (P20260306/S20260306)Source -Selector | EA | EA |  | TRUE |  | P | FXG | 100 | 2027-03-25T00:00:00
134448 | 3 | 1 | States | MGM TRANSFORMER | Megan Swymeler | TRUE | 2026-06-30T00:00:00 | 2027-02-17T00:00:00 | 2027-02-17T00:00:00 | 2 | 0 | 2 | 2216.66 | 4433.32 | 92154 | USA | N30 | 44 | SCHNEIDER ELECTRIC USA INC. | 60673-1214 | DJCFGABABNNNNNNNNNNNNNNTWNANNNNNNNNNNNNA | Square D Masterpact MTZ Unit Mount Circuit BreakerModel No. MTZ1-08L1 3-Pole UL489/ CSA C22.2No.5 RatedRated 800 Amps, 100% RatedAIR - 100kA/65kA/NA @ 240/480/600 VacTop Termination 2 Hole RCTVBottom Termination 2 Hole RCTV800 Amp SensorTrip UnitMicrologic 6.0 Xi (LSIG) Trip UnitNo Digital Modules InstalledTrip Unit Wireless Communication has been removedULP Port4 OF Contacts (standard)Overcurrent Trip (SDE) contact standardPadlockable Push Button CoverNo Locking Provision Provided with Padlock attachmentProduction Test ReportDoor Escutcheon included as Standard | PUR | Square D Masterpact MTZ Unit Mount Circuit BreakerModel No. MTZ1-08L1 3-Pole UL489/ CSA C22.2No.5 RatedRated 800 Amps, 100% RatedAIR - 100kA/65kA/NA @ 240/480/600 VacTop Termination 2 Hole RCTVBottom Termination 2 Hole RCTV800 Amp SensorTrip UnitMicrologic 6.0 Xi (LSIG) Trip UnitNo Digital Modules InstalledTrip Unit Wireless Communication has been removedULP Port4 OF Contacts (standard)Overcurrent Trip (SDE) contact standardPadlockable Push Button CoverNo Locking Provision Provided with Padlock attachmentProduction Test ReportDoor Escutcheon included as Standard | EA | EA |  | TRUE |  | P | FXG | 100 | 2027-03-25T00:00:00
134448 | 6 | 1 | States | MGM TRANSFORMER | Megan Swymeler | TRUE | 2026-06-30T00:00:00 | 2027-03-02T00:00:00 | 2027-03-02T00:00:00 | 58 | 0 | 58 | 413.38 | 23976.04 | 92154 | USA | N30 | 44 | SCHNEIDER ELECTRIC USA INC. | 60673-1214 | HJP36100U43XABYQ | HJP36100U43XABYQ-Molded Case Circuit BreakerHJP36100U43XABYQUL/CSA RatedPowerPact H FrameLugs "OFF" EndTerminal Nut Kit "ON" End100 Amp Capacity3 Pole Device600 Vac Rated80% Rated - Standard ratedInterrupting Rating100kA @ 240Vac/65kA @ 480Vac/25kA @ 600VacMicrologic Ammeter Trip Unit - LSI2 Form C Auxiliary SwitchHandle padlock attachment - OFF position onlyRevision - 5/26/2026 - (P20260306/S20260306)Source -Selector | PUR | HJP36100U43XABYQ-Molded Case Circuit BreakerHJP36100U43XABYQUL/CSA RatedPowerPact H FrameLugs "OFF" EndTerminal Nut Kit "ON" End100 Amp Capacity3 Pole Device600 Vac Rated80% Rated - Standard ratedInterrupting Rating100kA @ 240Vac/65kA @ 480Vac/25kA @ 600VacMicrologic Ammeter Trip Unit - LSI2 Form C Auxiliary SwitchHandle padlock attachment - OFF position onlyRevision - 5/26/2026 - (P20260306/S20260306)Source -Selector | EA | EA |  | TRUE |  | P | FXG | 100 | 2027-03-25T00:00:00
134386 | 15 | 1 | States | MGM TRANSFORMER | Megan Swymeler | TRUE | 2026-06-29T00:00:00 | 2026-11-27T00:00:00 | 2026-11-27T00:00:00 | 18 | 0 | 18 | 1283.4 | 23101.2 | 92154 | USA | N30 | 44 | SCHNEIDER ELECTRIC USA INC. | 60673-1214 | LJP36400U43XABYQ | LJP36400U43XABYQ-Molded Case Circuit BreakerLJP36400U43XABYQUL/CSA RatedPowerPact L FrameLugs "OFF" EndTerminal Nut Kit "ON" End3 Pole Device400 Amp Capacity600 Vac Rated80% Rated - Standard ratedInterrupting Rating100kA @ 240Vac/65kA @ 480Vac/25kA @ 600VacMicrologic Ammeter Trip Unit - LSI2 Form C Auxiliary SwitchHandle padlock attachment - OFF position onlyRevision - 5/22/2026 - (P20260306/S20260306)Source -Selector | PUR | LJP36400U43XABYQ-Molded Case Circuit BreakerLJP36400U43XABYQUL/CSA RatedPowerPact L FrameLugs "OFF" EndTerminal Nut Kit "ON" End3 Pole Device400 Amp Capacity600 Vac Rated80% Rated - Standard ratedInterrupting Rating100kA @ 240Vac/65kA @ 480Vac/25kA @ 600VacMicrologic Ammeter Trip Unit - LSI2 Form C Auxiliary SwitchHandle padlock attachment - OFF position onlyRevision - 5/22/2026 - (P20260306/S20260306)Source -Selector | EA | EA |  | FALSE |  | P | FXG | 100
134386 | 21 | 1 | States | MGM TRANSFORMER | Megan Swymeler | TRUE | 2026-06-29T00:00:00 | 2026-11-27T00:00:00 | 2026-11-27T00:00:00 | 2 | 0 | 2 | 3096.12 | 6192.24 | 92154 | USA | N30 | 44 | SCHNEIDER ELECTRIC USA INC. | 60673-1214 | PJP36060CU43AABYQ | Molded Case Circuit Breaker UL/CSA RatedPowerPact P FrameLugs "OFF" EndTerminal Nut Kit "ON" End3 Pole Device600 Amp Capacity600 Vac Rated100% RatedInterrupting Rating100kA @ 240Vac/65kA @ 480Vac/25kA @ 600VacMicrologic Ammeter Trip Unit - LSIUL Rating Plug A2 Form C Auxiliary SwitchHandle padlock attachment - OFF position only | PUR | Molded Case Circuit Breaker UL/CSA RatedPowerPact P FrameLugs "OFF" EndTerminal Nut Kit "ON" End3 Pole Device600 Amp Capacity600 Vac Rated100% RatedInterrupting Rating100kA @ 240Vac/65kA @ 480Vac/25kA @ 600VacMicrologic Ammeter Trip Unit - LSIUL Rating Plug A2 Form C Auxiliary SwitchHandle padlock attachment - OFF position only | EA | EA |  | FALSE |  | P | FXG | 100
134386 | 10 | 1 | States | MGM TRANSFORMER | Megan Swymeler | TRUE | 2026-06-29T00:00:00 | 2026-12-28T00:00:00 | 2026-12-03T00:00:00 | 140 | 0 | 140 | 8913.52 | 1247892.8 | 92154 | USA | N30 | 44 | SCHNEIDER ELECTRIC USA INC. | 60673-1214 | LGIPGAXAXNANNNNNNNNNNNNTMNANENNNNCNNNNNA | Square D Masterpact MTZ Unit Mount Circuit BreakerModel No. MTZ2-32H3 3-Pole ANSIC37/UL1066/CSA C22.2 No.268 RatedRated 3200 Amps, 100% RatedAIR - 100kA/100kA/85kA @ 254/508/635 VacTop Termination RCOVBottom Termination RCOV3200 Amp SensorTrip UnitMicrologic 6.0 Xi (LSIG) Trip UnitEnergy Reduction Maintenance SettingsDigital Module InstalledEnergy Reduction Maintenance Setting selectedTrip Unit Wireless Communication has been removedULP Port4 OF Contacts (standard) + 4 Additional OF ContactsOvercurrent Trip (SDE) contact standardPadlockable Push Button CoverProvision Only For Kirk - No locks supplied with Padlock attachmentProduction Test ReportDoor Escutcheon included as Standard | PUR | Square D Masterpact MTZ Unit Mount Circuit BreakerModel No. MTZ2-32H3 3-Pole ANSIC37/UL1066/CSA C22.2 No.268 RatedRated 3200 Amps, 100% RatedAIR - 100kA/100kA/85kA @ 254/508/635 VacTop Termination RCOVBottom Termination RCOV3200 Amp SensorTrip UnitMicrologic 6.0 Xi (LSIG) Trip UnitEnergy Reduction Maintenance SettingsDigital Module InstalledEnergy Reduction Maintenance Setting selectedTrip Unit Wireless Communication has been removedULP Port4 OF Contacts (standard) + 4 Additional OF ContactsOvercurrent Trip (SDE) contact standardPadlockable Push Button CoverProvision Only For Kirk - No locks supplied with Padlock attachmentProduction Test ReportDoor Escutcheon included as Standard | EA | EA |  | FALSE |  | P | FXG | 100
134386 | 39 | 1 | States | MGM TRANSFORMER | Megan Swymeler | TRUE | 2026-06-29T00:00:00 | 2026-12-23T00:00:00 |  | 6 | 0 | 6 | 59.4 | 356.4 | 92154 | USA | N30 | 44 | SCHNEIDER ELECTRIC USA INC. | 60673-1214 | LV434196 | "Designation : Feeder Trip Unit to IO Product Details: LV434196-CIRCUIT BREAKER ULP CORD L-1.3M (4.27FT)" | PUR | "Designation : Feeder Trip Unit to IO Product Details: LV434196-CIRCUIT BREAKER ULP CORD L-1.3M (4.27FT)" | EA | EA |  | FALSE |  | P | FXG | 100
134386 | 24 | 1 | States | MGM TRANSFORMER | Megan Swymeler | TRUE | 2026-06-29T00:00:00 | 2026-11-27T00:00:00 | 2026-11-27T00:00:00 | 6 | 0 | 6 | 4447.08 | 26682.48 | 92154 | USA | N30 | 44 | SCHNEIDER ELECTRIC USA INC. | 60673-1214 | PJP36100CU43AE1ABJA | Molded Case Circuit Breaker UL/CSA RatedPowerPact P FrameLugs "OFF" EndTerminal Nut Kit "ON" End1000 Amp Capacity3 Pole Device600 Vac Rated100% RatedInterrupting Rating100kA @ 240Vac/65kA @ 480Vac/25kA @ 600VacMicrologic Ammeter Trip Unit - LSIUL Rating Plug AKeylock options:Provision onlyProvision for Kirk or Schneider ElectricKeyingVertical MountModbus Communications2 Form C Auxiliary Switch | PUR | Molded Case Circuit Breaker UL/CSA RatedPowerPact P FrameLugs "OFF" EndTerminal Nut Kit "ON" End1000 Amp Capacity3 Pole Device600 Vac Rated100% RatedInterrupting Rating100kA @ 240Vac/65kA @ 480Vac/25kA @ 600VacMicrologic Ammeter Trip Unit - LSIUL Rating Plug AKeylock options:Provision onlyProvision for Kirk or Schneider ElectricKeyingVertical MountModbus Communications2 Form C Auxiliary Switch | EA | EA |  | FALSE |  | P | FXG | 100
134386 | 19 | 1 | States | MGM TRANSFORMER | Megan Swymeler | TRUE | 2026-06-29T00:00:00 | 2026-12-22T00:00:00 | 2026-11-25T00:00:00 | 388 | 0 | 388 | 247.5 | 96030 | 92154 | USA | N30 | 44 | SCHNEIDER ELECTRIC USA INC. | 60673-1214 | LV434063 | I/O (input/output) application module, Enerlin'X | PUR | I/O (input/output) application module, Enerlin'X | EA | EA |  | FALSE |  | P | FXG | 100
134386 | 31 | 1 | States | MGM TRANSFORMER | Megan Swymeler | TRUE | 2026-06-29T00:00:00 | 2027-03-12T00:00:00 | 2027-03-12T00:00:00 | 10 | 0 | 10 | 4447.08 | 44470.8 | 92154 | USA | N30 | 44 | SCHNEIDER ELECTRIC USA INC. | 60673-1214 | PJP36120CU43AE1ABJA | Molded Case Circuit Breaker UL/CSA Rated PowerPact P Frame Lugs ""OFF"" End Terminal Nut Kit ""ON"" End 3 Pole Device 600 Vac Rated 1200 Amp Capacity 100% Rated Interrupting Rating 100kA @ 240Vac/65kA @ 480Vac/25kA @ 600Vac Micrologic Ammeter Trip Unit - LSI UL Rating Plug A Keylock options: Provision only Provision for Kirk or Schneider Electric Keying Vertical Mount Modbus Communications 2 Form C Auxiliary Switch | PUR | Molded Case Circuit Breaker UL/CSA Rated PowerPact P Frame Lugs ""OFF"" End Terminal Nut Kit ""ON"" End 3 Pole Device 600 Vac Rated 1200 Amp Capacity 100% Rated Interrupting Rating 100kA @ 240Vac/65kA @ 480Vac/25kA @ 600Vac Micrologic Ammeter Trip Unit - LSI UL Rating Plug A Keylock options: Provision only Provision for Kirk or Schneider Electric Keying Vertical Mount Modbus Communications 2 Form C Auxiliary Switch | EA | EA |  | FALSE |  | P | FXG | 100 | 2026-12-23T00:00:00
134386 | 8 | 1 | States | MGM TRANSFORMER | Megan Swymeler | TRUE | 2026-06-29T00:00:00 | 2026-11-13T00:00:00 | 2027-01-28T00:00:00 | 164 | 0 | 164 | 1249.65 | 204942.6 | 92154 | USA | N30 | 44 | SCHNEIDER ELECTRIC USA INC. | 60673-1214 | IMB43F | SPD Type 2 IMB 300KA 480Y 277V 3P4W (480Y/277V series also applies to the following voltages 380Y/220V, 400Y/230V and 415Y/240V) ( Can be used on 3-wire grounded Wye systems without neutral. Jumper the neutral and ground lugs using 10AWG wire) | PUR | SPD Type 2 IMB 300KA 480Y 277V 3P4W (480Y/277V series also applies to the following voltages 380Y/220V, 400Y/230V and 415Y/240V) ( Can be used on 3-wire grounded Wye systems without neutral. Jumper the neutral and ground lugs using 10AWG wire) | EA | EA |  | FALSE |  | P | FXG | 100
134386 | 17 | 1 | States | MGM TRANSFORMER | Megan Swymeler | TRUE | 2026-06-29T00:00:00 | 2026-11-27T00:00:00 | 2026-11-27T00:00:00 | 70 | 0 | 70 | 1456.2 | 101934 | 92154 | USA | N30 | 44 | SCHNEIDER ELECTRIC USA INC. | 60673-1214 | LLP36400U43XABYQ | Molded Case Circuit Breaker UL/CSA RatedPowerPact L FrameLugs "OFF" EndTerminal Nut Kit "ON" End3 Pole Device400 Amp Capacity600 Vac Rated80% Rated - Standard ratedInterrupting Rating125kA @ 240Vac/100kA @ 480Vac/50kA @ 600VacMicrologic Ammeter Trip Unit - LSI2 Form C Auxiliary SwitchHandle padlock attachment - OFF position only | PUR | Molded Case Circuit Breaker UL/CSA RatedPowerPact L FrameLugs "OFF" EndTerminal Nut Kit "ON" End3 Pole Device400 Amp Capacity600 Vac Rated80% Rated - Standard ratedInterrupting Rating125kA @ 240Vac/100kA @ 480Vac/50kA @ 600VacMicrologic Ammeter Trip Unit - LSI2 Form C Auxiliary SwitchHandle padlock attachment - OFF position only | EA | EA |  | FALSE |  | P | FXG | 100
134386 | 22 | 1 | States | MGM TRANSFORMER | Megan Swymeler | TRUE | 2026-06-29T00:00:00 | 2026-11-27T00:00:00 | 2026-11-27T00:00:00 | 2 | 0 | 2 | 3333.6 | 6667.2 | 92154 | USA | N30 | 44 | SCHNEIDER ELECTRIC USA INC. | 60673-1214 | PJP36080CU43AE1ABJA | Molded Case Circuit Breaker UL/CSA RatedPowerPact P FrameLugs "OFF" EndTerminal Nut Kit "ON" End3 Pole Device600 Vac Rated800 Amp Capacity100% RatedInterrupting Rating100kA @ 240Vac/65kA @ 480Vac/25kA @ 600VacMicrologic Ammeter Trip Unit - LSIUL Rating Plug AKeylock options:Provision onlyProvision for Kirk or Schneider ElectricKeyingVertical MountModbus Communications2 Form C Auxiliary Switch | PUR | Molded Case Circuit Breaker UL/CSA RatedPowerPact P FrameLugs "OFF" EndTerminal Nut Kit "ON" End3 Pole Device600 Vac Rated800 Amp Capacity100% RatedInterrupting Rating100kA @ 240Vac/65kA @ 480Vac/25kA @ 600VacMicrologic Ammeter Trip Unit - LSIUL Rating Plug AKeylock options:Provision onlyProvision for Kirk or Schneider ElectricKeyingVertical MountModbus Communications2 Form C Auxiliary Switch | EA | EA |  | FALSE |  | P | FXG | 100
134386 | 2 | 1 | States | MGM TRANSFORMER | Megan Swymeler | TRUE | 2026-06-29T00:00:00 | 2026-12-28T00:00:00 | 2026-12-03T00:00:00 | 2 | 0 | 2 | 2777.84 | 5555.68 | 92154 | USA | N30 | 44 | SCHNEIDER ELECTRIC USA INC. | 60673-1214 | DJCFCABABNNNNNNNNNNNNNNTCNANENNNNCNNNNNA | Square D Masterpact MTZ Unit Mount Circuit BreakerDJCFCABABNNNNNNNNNNNNNNTCNANENNNNCNNNNNAModel No. MTZ1-08L1 3-Pole UL489/ CSA C22.2No.5 RatedRated 800 Amps, 100% RatedAIR - 100kA/65kA/NA @ 240/480/600 VacTop Termination 2 Hole RCTVBottom Termination 2 Hole RCTV800 Amp SensorTrip UnitMicrologic 5.0 Xi (LSI) Trip UnitEnergy Reduction Maintenance SettingsDigital Module InstalledEnergy Reduction Maintenance Setting selectedTrip Unit Wireless Communication has been removedULP Port4 OF Contacts (standard)Overcurrent Trip (SDE) contact standardPadlockable Push Button CoverProvision Only For Kirk - No locks suppliedNo Padlock attachment includedProduction Test ReportDoor Escutcheon included as StandardRevision - 5/26/2026 - (P20260306/S20260306)Source -Selector | PUR | Square D Masterpact MTZ Unit Mount Circuit BreakerDJCFCABABNNNNNNNNNNNNNNTCNANENNNNCNNNNNAModel No. MTZ1-08L1 3-Pole UL489/ CSA C22.2No.5 RatedRated 800 Amps, 100% RatedAIR - 100kA/65kA/NA @ 240/480/600 VacTop Termination 2 Hole RCTVBottom Termination 2 Hole RCTV800 Amp SensorTrip UnitMicrologic 5.0 Xi (LSI) Trip UnitEnergy Reduction Maintenance SettingsDigital Module InstalledEnergy Reduction Maintenance Setting selectedTrip Unit Wireless Communication has been removedULP Port4 OF Contacts (standard)Overcurrent Trip (SDE) contact standardPadlockable Push Button CoverProvision Only For Kirk - No locks suppliedNo Padlock attachment includedProduction Test ReportDoor Escutcheon included as StandardRevision - 5/26/2026 - (P20260306/S20260306)Source -Selector | EA | EA |  | FALSE |  | P | FXG | 100
134386 | 38 | 1 | States | MGM TRANSFORMER | Megan Swymeler | TRUE | 2026-06-29T00:00:00 | 2026-12-23T00:00:00 |  | 6 | 0 | 6 | 15.2 | 91.2 | 92154 | USA | N30 | 44 | SCHNEIDER ELECTRIC USA INC. | 60673-1214 | 84956 | ENERGY REDUCTION MAINT SETTING INSTR KIT | PUR | ENERGY REDUCTION MAINT SETTING INSTR KIT | EA | EA |  | FALSE |  | P | FXG | 100
134386 | 36 | 1 | States | MGM TRANSFORMER | Megan Swymeler | TRUE | 2026-06-29T00:00:00 | 2026-10-09T00:00:00 | 2026-10-09T00:00:00 | 394 | 0 | 394 | 19.67 | 7749.98 | 92154 | USA | N30 | 44 | SCHNEIDER ELECTRIC USA INC. | 60673-1214 | S33928 | Circuit Breaker accessory, PowerPacT M/P, bus connector kit, 1 pole one end | SRPP | Circuit Breaker accessory, PowerPacT M/P, bus connector kit, 1 pole one end | EA | EA |  | FALSE |  | P | FXG | 100 | 2026-12-23T00:00:00
134386 | 16 | 1 | States | MGM TRANSFORMER | Megan Swymeler | TRUE | 2026-06-29T00:00:00 | 2026-11-27T00:00:00 | 2026-11-27T00:00:00 | 6 | 0 | 6 | 1770.36 | 10622.16 | 92154 | USA | N30 | 44 | SCHNEIDER ELECTRIC USA INC. | 60673-1214 | LJP36600U44XABYQ | LJP36600U44XABYQ-Molded Case Circuit BreakerLJP36600U44XABYQUL/CSA RatedPowerPact L FrameLugs "OFF" EndTerminal Nut Kit "ON" End3 Pole Device600 Amp Capacity600 Vac Rated80% Rated - Standard ratedInterrupting Rating100kA @ 240Vac/65kA @ 480Vac/25kA @ 600VacMicrologic Ammeter Trip Unit - LSIG2 Form C Auxiliary SwitchHandle padlock attachment - OFF position onlyRevision - 5/20/2026 - (P20260306/S20260306)Source -Selector | PUR | LJP36600U44XABYQ-Molded Case Circuit BreakerLJP36600U44XABYQUL/CSA RatedPowerPact L FrameLugs "OFF" EndTerminal Nut Kit "ON" End3 Pole Device600 Amp Capacity600 Vac Rated80% Rated - Standard ratedInterrupting Rating100kA @ 240Vac/65kA @ 480Vac/25kA @ 600VacMicrologic Ammeter Trip Unit - LSIG2 Form C Auxiliary SwitchHandle padlock attachment - OFF position onlyRevision - 5/20/2026 - (P20260306/S20260306)Source -Selector | EA | EA |  | FALSE |  | P | FXG | 100
134386 | 20 | 1 | States | MGM TRANSFORMER | Megan Swymeler | TRUE | 2026-06-29T00:00:00 | 2026-09-25T00:00:00 | 2026-09-16T00:00:00 | 382 | 308 | 74 | 59.4 | 22690.8 | 92154 | USA | N30 | 44 | SCHNEIDER ELECTRIC USA INC. | 60673-1214 | LV434196 | "Designation : Feeder Trip Unit to IO Product Details: LV434196-CIRCUIT BREAKER ULP CORD L-1.3M (4.27FT)" | PUR | "Designation : Feeder Trip Unit to IO Product Details: LV434196-CIRCUIT BREAKER ULP CORD L-1.3M (4.27FT)" | EA | EA |  | FALSE |  | P | FXG | 100
134386 | 3 | 1 | States | MGM TRANSFORMER | Megan Swymeler | TRUE | 2026-06-29T00:00:00 | 2026-12-18T00:00:00 | 2026-12-02T00:00:00 | 2 | 0 | 2 | 2216.66 | 4433.32 | 92154 | USA | N30 | 44 | SCHNEIDER ELECTRIC USA INC. | 60673-1214 | DJCFGABABNNNNNNNNNNNNNNTWNANNNNNNNNNNNNA | Square D Masterpact MTZ Unit Mount Circuit BreakerModel No. MTZ1-08L1 3-Pole UL489/ CSA C22.2No.5 RatedRated 800 Amps, 100% RatedAIR - 100kA/65kA/NA @ 240/480/600 VacTop Termination 2 Hole RCTVBottom Termination 2 Hole RCTV800 Amp SensorTrip UnitMicrologic 6.0 Xi (LSIG) Trip UnitNo Digital Modules InstalledTrip Unit Wireless Communication has been removedULP Port4 OF Contacts (standard)Overcurrent Trip (SDE) contact standardPadlockable Push Button CoverNo Locking Provision Provided with Padlock attachmentProduction Test ReportDoor Escutcheon included as Standard | PUR | Square D Masterpact MTZ Unit Mount Circuit BreakerModel No. MTZ1-08L1 3-Pole UL489/ CSA C22.2No.5 RatedRated 800 Amps, 100% RatedAIR - 100kA/65kA/NA @ 240/480/600 VacTop Termination 2 Hole RCTVBottom Termination 2 Hole RCTV800 Amp SensorTrip UnitMicrologic 6.0 Xi (LSIG) Trip UnitNo Digital Modules InstalledTrip Unit Wireless Communication has been removedULP Port4 OF Contacts (standard)Overcurrent Trip (SDE) contact standardPadlockable Push Button CoverNo Locking Provision Provided with Padlock attachmentProduction Test ReportDoor Escutcheon included as Standard | EA | EA |  | FALSE |  | P | FXG | 100
134386 | 7 | 1 | States | MGM TRANSFORMER | Megan Swymeler | TRUE | 2026-06-29T00:00:00 | 2026-12-21T00:00:00 | 2026-12-21T00:00:00 | 50 | 0 | 50 | 751.63 | 37581.5 | 92154 | USA | N30 | 44 | SCHNEIDER ELECTRIC USA INC. | 60673-1214 | HJP36150U43XABYQ | HJP36150U43XABYQ-Molded Case Circuit BreakerHJP36150U43XABYQUL/CSA RatedPowerPact H FrameLugs "OFF" EndTerminal Nut Kit "ON" End150 Amp Capacity3 Pole Device600 Vac Rated80% Rated - Standard ratedInterrupting Rating100kA @ 240Vac/65kA @ 480Vac/25kA @ 600VacMicrologic Ammeter Trip Unit - LSI2 Form C Auxiliary SwitchHandle padlock attachment - OFF position onlyRevision - 5/20/2026 - (P20260306/S20260306)Source -Selector | PUR | HJP36150U43XABYQ-Molded Case Circuit BreakerHJP36150U43XABYQUL/CSA RatedPowerPact H FrameLugs "OFF" EndTerminal Nut Kit "ON" End150 Amp Capacity3 Pole Device600 Vac Rated80% Rated - Standard ratedInterrupting Rating100kA @ 240Vac/65kA @ 480Vac/25kA @ 600VacMicrologic Ammeter Trip Unit - LSI2 Form C Auxiliary SwitchHandle padlock attachment - OFF position onlyRevision - 5/20/2026 - (P20260306/S20260306)Source -Selector | EA | EA |  | FALSE |  | P | FXG | 100
134386 | 32 | 1 | States | MGM TRANSFORMER | Megan Swymeler | TRUE | 2026-06-29T00:00:00 | 2027-03-12T00:00:00 | 2027-03-12T00:00:00 | 4 | 0 | 4 | 4513.56 | 18054.24 | 92154 | USA | N30 | 44 | SCHNEIDER ELECTRIC USA INC. | 60673-1214 | PJP36120CU43AE1ABSAYQ | Molded Case Circuit Breaker UL/CSA Rated PowerPact P Frame Lugs ""OFF"" End Terminal Nut Kit ""ON"" End 3 Pole Device 600 Vac Rated 1200 Amp Capacity 100% Rated Interrupting Rating 100kA @ 240Vac/65kA @ 480Vac/25kA @ 600Vac Micrologic Ammeter Trip Unit - LSI UL Rating Plug A Modbus Communications 2 Form C Auxiliary Switch Shunt Trip 110-130Vac/125Vdc Handle padlock attachment - OFF position only | PUR | Molded Case Circuit Breaker UL/CSA Rated PowerPact P Frame Lugs ""OFF"" End Terminal Nut Kit ""ON"" End 3 Pole Device 600 Vac Rated 1200 Amp Capacity 100% Rated Interrupting Rating 100kA @ 240Vac/65kA @ 480Vac/25kA @ 600Vac Micrologic Ammeter Trip Unit - LSI UL Rating Plug A Modbus Communications 2 Form C Auxiliary Switch Shunt Trip 110-130Vac/125Vdc Handle padlock attachment - OFF position only | EA | EA |  | FALSE |  | P | FXG | 100 | 2026-12-23T00:00:00
134386 | 29 | 1 | States | MGM TRANSFORMER | Megan Swymeler | TRUE | 2026-06-29T00:00:00 | 2026-11-27T00:00:00 | 2026-11-27T00:00:00 | 70 | 0 | 70 | 3695.88 | 258711.6 | 92154 | USA | N30 | 44 | SCHNEIDER ELECTRIC USA INC. | 60673-1214 | PLP34120U64AE1ABYQ | Molded Case Circuit Breaker UL/CSA RatedPowerPact P FrameLugs "OFF" EndTerminal Nut Kit "ON" End1200 Amp Capacity3 Pole Device480 Vac Rated80% Rated - Standard ratedInterrupting Rating125kA @ 240Vac/100kA @ 480VacMicrologic Power Trip Unit - LSIGUL Rating Plug AModbus Communications2 Form C Auxiliary SwitchHandle padlock attachment - OFF position only | PUR | Molded Case Circuit Breaker UL/CSA RatedPowerPact P FrameLugs "OFF" EndTerminal Nut Kit "ON" End1200 Amp Capacity3 Pole Device480 Vac Rated80% Rated - Standard ratedInterrupting Rating125kA @ 240Vac/100kA @ 480VacMicrologic Power Trip Unit - LSIGUL Rating Plug AModbus Communications2 Form C Auxiliary SwitchHandle padlock attachment - OFF position only | EA | EA |  | FALSE |  | P | FXG | 100
134386 | 23 | 1 | States | MGM TRANSFORMER | Megan Swymeler | TRUE | 2026-06-29T00:00:00 | 2026-11-27T00:00:00 | 2026-11-27T00:00:00 | 2 | 0 | 2 | 3400.08 | 6800.16 | 92154 | USA | N30 | 44 | SCHNEIDER ELECTRIC USA INC. | 60673-1214 | PJP36080CU43AE1ABSAYQ | Molded Case Circuit Breaker UL/CSA RatedPowerPact P FrameLugs "OFF" EndTerminal Nut Kit "ON" End3 Pole Device600 Vac Rated800 Amp Capacity100% RatedInterrupting Rating100kA @ 240Vac/65kA @ 480Vac/25kA @ 600VacMicrologic Ammeter Trip Unit - LSIUL Rating Plug AModbus Communications2 Form C Auxiliary SwitchShunt Trip 110-130Vac/125VdcHandle padlock attachment - OFF position only | PUR | Molded Case Circuit Breaker UL/CSA RatedPowerPact P FrameLugs "OFF" EndTerminal Nut Kit "ON" End3 Pole Device600 Vac Rated800 Amp Capacity100% RatedInterrupting Rating100kA @ 240Vac/65kA @ 480Vac/25kA @ 600VacMicrologic Ammeter Trip Unit - LSIUL Rating Plug AModbus Communications2 Form C Auxiliary SwitchShunt Trip 110-130Vac/125VdcHandle padlock attachment - OFF position only | EA | EA |  | FALSE |  | P | FXG | 100
134386 | 33 | 1 | States | MGM TRANSFORMER | Megan Swymeler | TRUE | 2026-06-29T00:00:00 | 2026-09-25T00:00:00 | 2026-09-25T00:00:00 | 136 | 0 | 136 | 11.88 | 1615.68 | 92154 | USA | N30 | 44 | SCHNEIDER ELECTRIC USA INC. | 60673-1214 | 32570 | SQD: 6 PHASE SEPARATORS, COMPACT NS400/630 | PUR | SQD: 6 PHASE SEPARATORS, COMPACT NS400/630 | EA | EA |  | FALSE |  | P | FXG | 100
134386 | 4 | 1 | States | MGM TRANSFORMER | Megan Swymeler | TRUE | 2026-06-29T00:00:00 | 2026-12-28T00:00:00 | 2026-12-02T00:00:00 | 10 | 0 | 10 | 2882.79 | 28827.9 | 92154 | USA | N30 | 44 | SCHNEIDER ELECTRIC USA INC. | 60673-1214 | DJEGCABABNNNNNNNNNNNNNNTCNANENNNNCNNNNNA | Square D Masterpact MTZ Unit Mount Circuit BreakerDJEGCABABNNNNNNNNNNNNNNTCNANENNNNCNNNNNAModel No. MTZ1-12L1 3-Pole UL489/ CSA C22.2No.5 RatedRated 1200 Amps, 100% RatedAIR - 100kA/65kA/NA @ 240/480/600 VacTop Termination 2 Hole RCTVBottom Termination 2 Hole RCTV1000 Amp SensorTrip UnitMicrologic 5.0 Xi (LSI) Trip UnitEnergy Reduction Maintenance SettingsDigital Module InstalledEnergy Reduction Maintenance Setting selectedTrip Unit Wireless Communication has been removedULP Port4 OF Contacts (standard)Overcurrent Trip (SDE) contact standardPadlockable Push Button CoverProvision Only For Kirk - No locks suppliedNo Padlock attachment includedProduction Test ReportDoor Escutcheon included as StandardRevision - 5/26/2026 - (P20260306/S20260306)Source -Selector | PUR | Square D Masterpact MTZ Unit Mount Circuit BreakerDJEGCABABNNNNNNNNNNNNNNTCNANENNNNCNNNNNAModel No. MTZ1-12L1 3-Pole UL489/ CSA C22.2No.5 RatedRated 1200 Amps, 100% RatedAIR - 100kA/65kA/NA @ 240/480/600 VacTop Termination 2 Hole RCTVBottom Termination 2 Hole RCTV1000 Amp SensorTrip UnitMicrologic 5.0 Xi (LSI) Trip UnitEnergy Reduction Maintenance SettingsDigital Module InstalledEnergy Reduction Maintenance Setting selectedTrip Unit Wireless Communication has been removedULP Port4 OF Contacts (standard)Overcurrent Trip (SDE) contact standardPadlockable Push Button CoverProvision Only For Kirk - No locks suppliedNo Padlock attachment includedProduction Test ReportDoor Escutcheon included as StandardRevision - 5/26/2026 - (P20260306/S20260306)Source -Selector | EA | EA |  | FALSE |  | P | FXG | 100
134386 | 13 | 1 | States | MGM TRANSFORMER | Megan Swymeler | TRUE | 2026-06-29T00:00:00 | 2026-12-17T00:00:00 | 2026-12-02T00:00:00 | 70 | 0 | 70 | 10591.05 | 741373.5 | 92154 | USA | N30 | 44 | SCHNEIDER ELECTRIC USA INC. | 60673-1214 | LGJRGAXAXNANNNNNNNNNNNNTWNANENNNNCNNNNNA | Square D Masterpact MTZ Unit Mount Circuit Breaker Model No. MTZ2-40H3 3-Pole ANSI C37/UL1066/CSA C22.2 No.268 Rated Rated 4000 Amps, 100% Rated AIR - 100kA/100kA/85kA @ 254/508/635 Vac Top Termination RCOV Bottom Termination RCOV 4000 Amp Sensor Trip Unit Micrologic 6.0 Xi (LSIG) Trip Unit Energy Reduction Maintenance Settings Digital Module Installed Energy Reduction Maintenance Setting selected Trip Unit Wireless Communication has been removed ULP Port 4 OF Contacts (standard) + 4 Additional OF Contacts Overcurrent Trip (SDE) contact standard Padlockable Push Button Cover No Locking Provision Provided with Padlock attachment Production Test Report Door Escutcheon included as Standard | PUR | Square D Masterpact MTZ Unit Mount Circuit Breaker Model No. MTZ2-40H3 3-Pole ANSI C37/UL1066/CSA C22.2 No.268 Rated Rated 4000 Amps, 100% Rated AIR - 100kA/100kA/85kA @ 254/508/635 Vac Top Termination RCOV Bottom Termination RCOV 4000 Amp Sensor Trip Unit Micrologic 6.0 Xi (LSIG) Trip Unit Energy Reduction Maintenance Settings Digital Module Installed Energy Reduction Maintenance Setting selected Trip Unit Wireless Communication has been removed ULP Port 4 OF Contacts (standard) + 4 Additional OF Contacts Overcurrent Trip (SDE) contact standard Padlockable Push Button Cover No Locking Provision Provided with Padlock attachment Production Test Report Door Escutcheon included as Standard | EA | EA |  | FALSE |  | P | FXG | 100
134386 | 5 | 1 | States | MGM TRANSFORMER | Megan Swymeler | TRUE | 2026-06-29T00:00:00 | 2026-12-28T00:00:00 | 2026-12-03T00:00:00 | 10 | 0 | 10 | 2981.53 | 29815.3 | 92154 | USA | N30 | 44 | SCHNEIDER ELECTRIC USA INC. | 60673-1214 | DJEGGABABNNNNNNNNNNNNNNTWNANENNNNCNNNNNA | Square D Masterpact MTZ Unit Mount Circuit BreakerDJEGGABABNNNNNNNNNNNNNNTWNANENNNNCNNNNNAModel No. MTZ1-12L1 3-Pole UL489/ CSA C22.2No.5 RatedRated 1200 Amps, 100% RatedAIR - 100kA/65kA/NA @ 240/480/600 VacTop Termination 2 Hole RCTVBottom Termination 2 Hole RCTV1000 Amp SensorTrip UnitMicrologic 6.0 Xi (LSIG) Trip UnitEnergy Reduction Maintenance SettingsDigital Module InstalledEnergy Reduction Maintenance Setting selectedTrip Unit Wireless Communication has been removedULP Port4 OF Contacts (standard)Overcurrent Trip (SDE) contact standardPadlockable Push Button CoverNo Locking Provision Provided with Padlock attachmentProduction Test ReportDoor Escutcheon included as StandardRevision - 5/26/2026 - (P20260306/S20260306)Source -Selector | PUR | Square D Masterpact MTZ Unit Mount Circuit BreakerDJEGGABABNNNNNNNNNNNNNNTWNANENNNNCNNNNNAModel No. MTZ1-12L1 3-Pole UL489/ CSA C22.2No.5 RatedRated 1200 Amps, 100% RatedAIR - 100kA/65kA/NA @ 240/480/600 VacTop Termination 2 Hole RCTVBottom Termination 2 Hole RCTV1000 Amp SensorTrip UnitMicrologic 6.0 Xi (LSIG) Trip UnitEnergy Reduction Maintenance SettingsDigital Module InstalledEnergy Reduction Maintenance Setting selectedTrip Unit Wireless Communication has been removedULP Port4 OF Contacts (standard)Overcurrent Trip (SDE) contact standardPadlockable Push Button CoverNo Locking Provision Provided with Padlock attachmentProduction Test ReportDoor Escutcheon included as StandardRevision - 5/26/2026 - (P20260306/S20260306)Source -Selector | EA | EA |  | FALSE |  | P | FXG | 100
134386 | 27 | 1 | States | MGM TRANSFORMER | Megan Swymeler | TRUE | 2026-06-29T00:00:00 | 2026-11-27T00:00:00 | 2026-11-27T00:00:00 | 12 | 0 | 12 | 3551.64 | 42619.68 | 92154 | USA | N30 | 44 | SCHNEIDER ELECTRIC USA INC. | 60673-1214 | PJP36120U64AE1ABYQ | Molded Case Circuit Breaker UL/CSA RatedPowerPact P FrameLugs "OFF" EndTerminal Nut Kit "ON" End1200 Amp Capacity3 Pole Device600 Vac Rated80% Rated - Standard ratedInterrupting Rating100kA @ 240Vac/65kA @ 480Vac/25kA @ 600VacMicrologic Power Trip Unit - LSIGUL Rating Plug AModbus Communications2 Form C Auxiliary SwitchHandle padlock attachment - OFF position only | PUR | Molded Case Circuit Breaker UL/CSA RatedPowerPact P FrameLugs "OFF" EndTerminal Nut Kit "ON" End1200 Amp Capacity3 Pole Device600 Vac Rated80% Rated - Standard ratedInterrupting Rating100kA @ 240Vac/65kA @ 480Vac/25kA @ 600VacMicrologic Power Trip Unit - LSIGUL Rating Plug AModbus Communications2 Form C Auxiliary SwitchHandle padlock attachment - OFF position only | EA | EA |  | FALSE |  | P | FXG | 100
134386 | 11 | 1 | States | MGM TRANSFORMER | Megan Swymeler | TRUE | 2026-06-29T00:00:00 | 2026-12-28T00:00:00 | 2026-12-03T00:00:00 | 70 | 0 | 70 | 8819.55 | 617368.5 | 92154 | USA | N30 | 44 | SCHNEIDER ELECTRIC USA INC. | 60673-1214 | LGIPGAXAXNANNNNNNNNNNNNTWNANENNNNCNNNNNA | Square D Masterpact MTZ Unit Mount Circuit BreakerModel No. MTZ2-32H3 3-Pole ANSIC37/UL1066/CSA C22.2 No.268 RatedRated 3200 Amps, 100% RatedAIR - 100kA/100kA/85kA @ 254/508/635 VacTop Termination RCOVBottom Termination RCOV3200 Amp SensorTrip UnitMicrologic 6.0 Xi (LSIG) Trip UnitEnergy Reduction Maintenance SettingsDigital Module InstalledEnergy Reduction Maintenance Setting selectedTrip Unit Wireless Communication has been removedULP Port4 OF Contacts (standard) + 4 Additional OF ContactsOvercurrent Trip (SDE) contact standardPadlockable Push Button CoverNo Locking Provision Providedwith Padlock attachmentProduction Test ReportDoor Escutcheon included as Standard | PUR | Square D Masterpact MTZ Unit Mount Circuit BreakerModel No. MTZ2-32H3 3-Pole ANSIC37/UL1066/CSA C22.2 No.268 RatedRated 3200 Amps, 100% RatedAIR - 100kA/100kA/85kA @ 254/508/635 VacTop Termination RCOVBottom Termination RCOV3200 Amp SensorTrip UnitMicrologic 6.0 Xi (LSIG) Trip UnitEnergy Reduction Maintenance SettingsDigital Module InstalledEnergy Reduction Maintenance Setting selectedTrip Unit Wireless Communication has been removedULP Port4 OF Contacts (standard) + 4 Additional OF ContactsOvercurrent Trip (SDE) contact standardPadlockable Push Button CoverNo Locking Provision Providedwith Padlock attachmentProduction Test ReportDoor Escutcheon included as Standard | EA | EA |  | FALSE |  | P | FXG | 100
134386 | 6 | 1 | States | MGM TRANSFORMER | Megan Swymeler | TRUE | 2026-06-29T00:00:00 | 2026-12-21T00:00:00 | 2026-12-21T00:00:00 | 58 | 0 | 58 | 413.38 | 23976.04 | 92154 | USA | N30 | 44 | SCHNEIDER ELECTRIC USA INC. | 60673-1214 | HJP36100U43XABYQ | HJP36100U43XABYQ-Molded Case Circuit BreakerHJP36100U43XABYQUL/CSA RatedPowerPact H FrameLugs "OFF" EndTerminal Nut Kit "ON" End100 Amp Capacity3 Pole Device600 Vac Rated80% Rated - Standard ratedInterrupting Rating100kA @ 240Vac/65kA @ 480Vac/25kA @ 600VacMicrologic Ammeter Trip Unit - LSI2 Form C Auxiliary SwitchHandle padlock attachment - OFF position onlyRevision - 5/26/2026 - (P20260306/S20260306)Source -Selector | PUR | HJP36100U43XABYQ-Molded Case Circuit BreakerHJP36100U43XABYQUL/CSA RatedPowerPact H FrameLugs "OFF" EndTerminal Nut Kit "ON" End100 Amp Capacity3 Pole Device600 Vac Rated80% Rated - Standard ratedInterrupting Rating100kA @ 240Vac/65kA @ 480Vac/25kA @ 600VacMicrologic Ammeter Trip Unit - LSI2 Form C Auxiliary SwitchHandle padlock attachment - OFF position onlyRevision - 5/26/2026 - (P20260306/S20260306)Source -Selector | EA | EA |  | FALSE |  | P | FXG | 100
134386 | 9 | 1 | States | MGM TRANSFORMER | Megan Swymeler | TRUE | 2026-06-29T00:00:00 | 2026-11-27T00:00:00 | 2026-11-27T00:00:00 | 6 | 0 | 6 | 9517.76 | 57106.56 | 92154 | USA | N30 | 44 | SCHNEIDER ELECTRIC USA INC. | 60673-1214 | LAJRGAXAXNANNNNNNNNNNNNTWNANENNNNCNNNNNA | Square D Masterpact MTZ Unit Mount Circuit BreakerModel No. MTZ2-40H1 3-Pole ANSIC37/UL1066/CSA C22.2 No.268 RatedRated 4000 Amps, 100% RatedAIR - 65kA/65kA/65kA @ 254/508/635 VacTop Termination RCOVBottom Termination RCOV4000 Amp SensorTrip UnitMicrologic 6.0 Xi (LSIG) Trip UnitEnergy Reduction Maintenance SettingsDigital Module InstalledEnergy Reduction Maintenance Setting selectedTrip Unit Wireless Communication has been removedULP Port4 OF Contacts (standard) + 4 Additional OF ContactsOvercurrent Trip (SDE) contact standardPadlockable Push Button CoverNo Locking Provision Provided with Padlock attachmentProduction Test ReportDoor Escutcheon included as Standard | PUR | Square D Masterpact MTZ Unit Mount Circuit BreakerModel No. MTZ2-40H1 3-Pole ANSIC37/UL1066/CSA C22.2 No.268 RatedRated 4000 Amps, 100% RatedAIR - 65kA/65kA/65kA @ 254/508/635 VacTop Termination RCOVBottom Termination RCOV4000 Amp SensorTrip UnitMicrologic 6.0 Xi (LSIG) Trip UnitEnergy Reduction Maintenance SettingsDigital Module InstalledEnergy Reduction Maintenance Setting selectedTrip Unit Wireless Communication has been removedULP Port4 OF Contacts (standard) + 4 Additional OF ContactsOvercurrent Trip (SDE) contact standardPadlockable Push Button CoverNo Locking Provision Provided with Padlock attachmentProduction Test ReportDoor Escutcheon included as Standard | EA | EA |  | FALSE |  | P | FXG | 100
134386 | 35 | 1 | States | MGM TRANSFORMER | Megan Swymeler | TRUE | 2026-06-29T00:00:00 | 2026-10-09T00:00:00 | 2026-10-09T00:00:00 | 372 | 0 | 372 | 7.8 | 2901.6 | 92154 | USA | N30 | 44 | SCHNEIDER ELECTRIC USA INC. | 60673-1214 | S33646 | Circuit breaker accessory, PowerPacT M/P, phase barrier, quantity 6 | CB | Circuit breaker accessory, PowerPacT M/P, phase barrier, quantity 6 | EA | EA |  | FALSE |  | P | FXG | 100 | 2026-12-23T00:00:00
134386 | 28 | 1 | States | MGM TRANSFORMER | Megan Swymeler | TRUE | 2026-06-29T00:00:00 | 2026-11-27T00:00:00 | 2026-11-27T00:00:00 | 280 | 0 | 280 | 4983.6 | 1395408 | 92154 | USA | N30 | 44 | SCHNEIDER ELECTRIC USA INC. | 60673-1214 | PLP34120CU63AE1ABYQ | Molded Case Circuit Breaker UL/CSA Rated PowerPact P Frame Lugs ""OFF"" End Terminal Nut Kit ""ON"" End 1200 Amp Capacity 3 Pole Device 480 Vac Rated 100% Rated Interrupting Rating 125kA @ 240Vac/100kA @ 480Vac Micrologic Power Trip - LSI UL Rating Plug A Modbus Communications 2 Form C Auxiliary Switch Handle padlock attachment - OFF position only | PUR | Molded Case Circuit Breaker UL/CSA Rated PowerPact P Frame Lugs ""OFF"" End Terminal Nut Kit ""ON"" End 1200 Amp Capacity 3 Pole Device 480 Vac Rated 100% Rated Interrupting Rating 125kA @ 240Vac/100kA @ 480Vac Micrologic Power Trip - LSI UL Rating Plug A Modbus Communications 2 Form C Auxiliary Switch Handle padlock attachment - OFF position only | EA | EA |  | FALSE |  | P | FXG | 100
134386 | 26 | 1 | States | MGM TRANSFORMER | Megan Swymeler | TRUE | 2026-06-29T00:00:00 | 2026-11-27T00:00:00 | 2026-11-27T00:00:00 | 6 | 0 | 6 | 4832.04 | 28992.24 | 92154 | USA | N30 | 44 | SCHNEIDER ELECTRIC USA INC. | 60673-1214 | PJP36120CU64AE1ABYQ | Molded Case Circuit Breaker UL/CSA RatedPowerPact P FrameLugs "OFF" EndTerminal Nut Kit "ON" End1200 Amp Capacity3 Pole Device600 Vac Rated100% RatedInterrupting Rating100kA @ 240Vac/65kA @ 480Vac/25kA @ 600VacMicrologic Power Trip Unit - LSIGUL Rating Plug AModbus Communications2 Form C Auxiliary SwitchHandle padlock attachment - OFF position only | PUR | Molded Case Circuit Breaker UL/CSA RatedPowerPact P FrameLugs "OFF" EndTerminal Nut Kit "ON" End1200 Amp Capacity3 Pole Device600 Vac Rated100% RatedInterrupting Rating100kA @ 240Vac/65kA @ 480Vac/25kA @ 600VacMicrologic Power Trip Unit - LSIGUL Rating Plug AModbus Communications2 Form C Auxiliary SwitchHandle padlock attachment - OFF position only | EA | EA |  | FALSE |  | P | FXG | 100
134386 | 14 | 1 | States | MGM TRANSFORMER | Megan Swymeler | TRUE | 2026-06-29T00:00:00 | 2026-11-27T00:00:00 | 2026-11-27T00:00:00 | 8 | 0 | 8 | 1456.32 | 11650.56 | 92154 | USA | N30 | 44 | SCHNEIDER ELECTRIC USA INC. | 60673-1214 | LJP36400CU43XABYQ | Molded Case Circuit Breaker UL/CSA RatedPowerPact L FrameLugs "OFF" EndTerminal Nut Kit "ON" End3 Pole Device400 Amp Capacity600 Vac Rated100% RatedInterrupting Rating100kA @ 240Vac/65kA @ 480Vac/25kA @ 600VacMicrologic Ammeter Trip Unit - LSI2 Form C Auxiliary SwitchHandle padlock attachment - OFF position only | PUR | Molded Case Circuit Breaker UL/CSA RatedPowerPact L FrameLugs "OFF" EndTerminal Nut Kit "ON" End3 Pole Device400 Amp Capacity600 Vac Rated100% RatedInterrupting Rating100kA @ 240Vac/65kA @ 480Vac/25kA @ 600VacMicrologic Ammeter Trip Unit - LSI2 Form C Auxiliary SwitchHandle padlock attachment - OFF position only | EA | EA |  | FALSE |  | P | FXG | 100
134386 | 12 | 1 | States | MGM TRANSFORMER | Megan Swymeler | TRUE | 2026-06-29T00:00:00 | 2026-12-28T00:00:00 | 2026-12-03T00:00:00 | 70 | 0 | 70 | 10660.09 | 746206.3 | 92154 | USA | N30 | 44 | SCHNEIDER ELECTRIC USA INC. | 60673-1214 | LGJRGAXAXNANNNNNNNNDNNNTWNANENNNNCNNNNNA | Square D Masterpact MTZ Unit Mount Circuit BreakerModel No. MTZ2-40H3 3-Pole ANSIC37/UL1066/CSA C22.2 No.268 RatedRated 4000 Amps, 100% RatedAIR - 100kA/100kA/85kA @ 254/508/635 VacTop Termination RCOVBottom Termination RCOV4000 Amp SensorTrip UnitMicrologic 6.0 Xi (LSIG) Trip UnitEnergy Reduction Maintenance SettingsDigital Module InstalledEnergy Reduction Maintenance Setting selectedTrip Unit Wireless Communication has been removedULP Port4 OF Contacts (standard) + 4 Additional OF ContactsShunt Trip - 100-130VacOvercurrent Trip (SDE) contact standardPadlockable Push Button CoverNo Locking Provision Provided with Padlock attachmentProduction Test ReportDoor Escutcheon included as Standard | PUR | Square D Masterpact MTZ Unit Mount Circuit BreakerModel No. MTZ2-40H3 3-Pole ANSIC37/UL1066/CSA C22.2 No.268 RatedRated 4000 Amps, 100% RatedAIR - 100kA/100kA/85kA @ 254/508/635 VacTop Termination RCOVBottom Termination RCOV4000 Amp SensorTrip UnitMicrologic 6.0 Xi (LSIG) Trip UnitEnergy Reduction Maintenance SettingsDigital Module InstalledEnergy Reduction Maintenance Setting selectedTrip Unit Wireless Communication has been removedULP Port4 OF Contacts (standard) + 4 Additional OF ContactsShunt Trip - 100-130VacOvercurrent Trip (SDE) contact standardPadlockable Push Button CoverNo Locking Provision Provided with Padlock attachmentProduction Test ReportDoor Escutcheon included as Standard | EA | EA |  | FALSE |  | P | FXG | 100
134386 | 37 | 1 | States | MGM TRANSFORMER | Megan Swymeler | TRUE | 2026-06-29T00:00:00 | 2026-12-30T00:00:00 | 2026-09-30T00:00:00 | 172 | 0 | 172 | 5.11 | 878.92 | 92154 | USA | N30 | 44 | SCHNEIDER ELECTRIC USA INC. | 60673-1214 | S36967 | CB TERMINAL SCREW KIT FOR BUS BARS | SRPP | CB TERMINAL SCREW KIT FOR BUS BARS | EA | EA |  | FALSE |  | P | FXG | 100 | 2026-12-23T00:00:00
134386 | 25 | 1 | States | MGM TRANSFORMER | Megan Swymeler | TRUE | 2026-06-29T00:00:00 | 2026-11-27T00:00:00 | 2026-11-27T00:00:00 | 6 | 0 | 6 | 4800 | 28800 | 92154 | USA | N30 | 44 | SCHNEIDER ELECTRIC USA INC. | 60673-1214 | PJP36120CU63AE1ABSAYQ | Molded Case Circuit Breaker UL/CSA RatedPowerPact P FrameLugs "OFF" EndTerminal Nut Kit "ON" End1200 Amp Capacity3 Pole Device600 Vac Rated100% RatedInterrupting Rating100kA @ 240Vac/65kA @ 480Vac/25kA @ 600VacMicrologic Power Trip - LSIUL Rating Plug AModbus Communications2 Form C Auxiliary SwitchShunt Trip 110-130Vac/125VdcHandle padlock attachment - OFF position only | PUR | Molded Case Circuit Breaker UL/CSA RatedPowerPact P FrameLugs "OFF" EndTerminal Nut Kit "ON" End1200 Amp Capacity3 Pole Device600 Vac Rated100% RatedInterrupting Rating100kA @ 240Vac/65kA @ 480Vac/25kA @ 600VacMicrologic Power Trip - LSIUL Rating Plug AModbus Communications2 Form C Auxiliary SwitchShunt Trip 110-130Vac/125VdcHandle padlock attachment - OFF position only | EA | EA |  | FALSE |  | P | FXG | 100
134386 | 18 | 1 | States | MGM TRANSFORMER | Megan Swymeler | TRUE | 2026-06-29T00:00:00 | 2026-11-27T00:00:00 | 2026-11-27T00:00:00 | 70 | 0 | 70 | 1925.88 | 134811.6 | 92154 | USA | N30 | 44 | SCHNEIDER ELECTRIC USA INC. | 60673-1214 | LLP36600U44XABYQ | Molded Case Circuit Breaker UL/CSA RatedPowerPact L FrameLugs "OFF" EndTerminal Nut Kit "ON" End3 Pole Device600 Amp Capacity600 Vac Rated80% Rated - Standard ratedInterrupting Rating125kA @ 240Vac/100kA @ 480Vac/50kA @ 600VacMicrologic Ammeter Trip Unit - LSIG2 Form C Auxiliary SwitchHandle padlock attachment - OFF position only | PUR | Molded Case Circuit Breaker UL/CSA RatedPowerPact L FrameLugs "OFF" EndTerminal Nut Kit "ON" End3 Pole Device600 Amp Capacity600 Vac Rated80% Rated - Standard ratedInterrupting Rating125kA @ 240Vac/100kA @ 480Vac/50kA @ 600VacMicrologic Ammeter Trip Unit - LSIG2 Form C Auxiliary SwitchHandle padlock attachment - OFF position only | EA | EA |  | FALSE |  | P | FXG | 100
132863 | 26 | 1 | States | MGM TRANSFORMER | Megan Swymeler | TRUE | 2026-04-29T00:00:00 | 2026-12-16T00:00:00 | 2026-12-10T00:00:00 | 41 | 0 | 41 | 572.85 | 23486.85 | 92154 | USA | N30 | 44 | SCHNEIDER ELECTRIC USA INC. | 60673-1214 | HLP36100U44XENAABDYDYP | Molded Case Circuit Breaker UL/CSA Rated PowerPact H Frame Lugs "OFF" End Terminal Nut Kit "ON" End 100 Amp Capacity 3 Pole Device 600 Vac Rated 80% Rated - Standard rated Interrupting Rating 125kA @ 240Vac/100kA @ 480Vac/50kA @ 600Vac Micrologic Ammeter Trip Unit - LSIG No communication - only 24Vdc supply 1 Form C Auxiliary Switch 1 Form C Alarm Contact (SDE) Handle padlock attachment - ON or OFF positions Test Report | PUR | Molded Case Circuit Breaker UL/CSA Rated PowerPact H Frame Lugs "OFF" End Terminal Nut Kit "ON" End 100 Amp Capacity 3 Pole Device 600 Vac Rated 80% Rated - Standard rated Interrupting Rating 125kA @ 240Vac/100kA @ 480Vac/50kA @ 600Vac Micrologic Ammeter Trip Unit - LSIG No communication - only 24Vdc supply 1 Form C Auxiliary Switch 1 Form C Alarm Contact (SDE) Handle padlock attachment - ON or OFF positions Test Report | EA | EA |  | TRUE |  | P | FXG | 100
132863 | 24 | 1 | States | MGM TRANSFORMER | Megan Swymeler | TRUE | 2026-04-29T00:00:00 | 2026-09-28T00:00:00 | 2026-07-24T00:00:00 | 41 | 0 | 41 | 10728.4 | 879728.8 | 92154 | USA | N30 | 44 | SCHNEIDER ELECTRIC USA INC. | 60673-1214 | LGJRGAXAXNANNNNNNNNKNCNTWNANENNNNCNNNNNA | Model No. MTZ2-40H3 3-Pole ANSI C37/UL1066/CSA C22.2 No.268 Rated Rated 4000 Amps, 100% Rated AIR - 100kA/100kA/85kA @ 254/508/635 Vac Top Termination RCOV Bottom Termination RCOV 4000 Amp Sensor Trip Unit Micrologic 6.0 Xi (LSIG) Trip Unit Energy Reduction Maintenance Settings Digital Module Installed Energy Reduction Maintenance Setting selected Trip Unit Wireless Communication has been removed ULP Port 4 OF Contacts (standard) + 4 Additional OF Contacts Shunt Trip with Communication - 100-130Vac Overcurrent Trip (SDE) contact standard Padlockable Push Button Cover No Locking Provision Provided with Padlock attachment Production Test Report Door Escutcheon included as Standard | PUR | Model No. MTZ2-40H3 3-Pole ANSI C37/UL1066/CSA C22.2 No.268 Rated Rated 4000 Amps, 100% Rated AIR - 100kA/100kA/85kA @ 254/508/635 Vac Top Termination RCOV Bottom Termination RCOV 4000 Amp Sensor Trip Unit Micrologic 6.0 Xi (LSIG) Trip Unit Energy Reduction Maintenance Settings Digital Module Installed Energy Reduction Maintenance Setting selected Trip Unit Wireless Communication has been removed ULP Port 4 OF Contacts (standard) + 4 Additional OF Contacts Shunt Trip with Communication - 100-130Vac Overcurrent Trip (SDE) contact standard Padlockable Push Button Cover No Locking Provision Provided with Padlock attachment Production Test Report Door Escutcheon included as Standard | EA | EA |  | TRUE |  | P | FXG | 100
132863 | 24 | 2 | States | MGM TRANSFORMER | Megan Swymeler | TRUE | 2026-04-29T00:00:00 | 2026-10-02T00:00:00 | 2026-09-03T00:00:00 | 41 | 0 | 41 | 10728.4 | 879728.8 | 92154 | USA | N30 | 44 | SCHNEIDER ELECTRIC USA INC. | 60673-1214 | LGJRGAXAXNANNNNNNNNKNCNTWNANENNNNCNNNNNA | Model No. MTZ2-40H3 3-Pole ANSI C37/UL1066/CSA C22.2 No.268 Rated Rated 4000 Amps, 100% Rated AIR - 100kA/100kA/85kA @ 254/508/635 Vac Top Termination RCOV Bottom Termination RCOV 4000 Amp Sensor Trip Unit Micrologic 6.0 Xi (LSIG) Trip Unit Energy Reduction Maintenance Settings Digital Module Installed Energy Reduction Maintenance Setting selected Trip Unit Wireless Communication has been removed ULP Port 4 OF Contacts (standard) + 4 Additional OF Contacts Shunt Trip with Communication - 100-130Vac Overcurrent Trip (SDE) contact standard Padlockable Push Button Cover No Locking Provision Provided with Padlock attachment Production Test Report Door Escutcheon included as Standard | PUR | Model No. MTZ2-40H3 3-Pole ANSI C37/UL1066/CSA C22.2 No.268 Rated Rated 4000 Amps, 100% Rated AIR - 100kA/100kA/85kA @ 254/508/635 Vac Top Termination RCOV Bottom Termination RCOV 4000 Amp Sensor Trip Unit Micrologic 6.0 Xi (LSIG) Trip Unit Energy Reduction Maintenance Settings Digital Module Installed Energy Reduction Maintenance Setting selected Trip Unit Wireless Communication has been removed ULP Port 4 OF Contacts (standard) + 4 Additional OF Contacts Shunt Trip with Communication - 100-130Vac Overcurrent Trip (SDE) contact standard Padlockable Push Button Cover No Locking Provision Provided with Padlock attachment Production Test Report Door Escutcheon included as Standard | EA | EA |  | TRUE |  | P | FXG | 100
132863 | 20 | 2 | States | MGM TRANSFORMER | Megan Swymeler | TRUE | 2026-04-29T00:00:00 | 2026-09-25T00:00:00 | 2026-09-03T00:00:00 | 109 | 93 | 16 | 8981.63 | 1104740.49 | 92154 | USA | N30 | 44 | SCHNEIDER ELECTRIC USA INC. | 60673-1214 | LGIPGAXAXNANNNNNNNNNNCNTMNANENNNNCNNNNNA | Square D Masterpact MTZ Unit Mount Circuit Breaker LGIPGAXAXNANNNNNNNNNNNNTMNNNENNNNCNNNNNN Model No. MTZ2-32H3 3-Pole ANSI C37/UL1066/CSA C22.2 No.268 Rated Rated 3200 Amps, 100% Rated AIR - 100kA/100kA/85kA @ 254/508/635 Vac Top Termination RCOV Bottom Termination RCOV 3200 Amp Sensor Trip Unit Micrologic 6.0 Xi (LSIG) Trip Unit Energy Reduction Maintenance Settings Digital Module Installed Energy Reduction Maintenance Setting selected Trip Unit Wireless Communication has been removed ULP Port 4 OF Contacts (standard) + 4 Additional OF Contacts Overcurrent Trip (SDE) contact standard Padlockable Push Button Cover Provision Only For Kirk - No locks supplied with Padlock attachment Production Test Report Door Escutcheon included as Standard | PUR | Square D Masterpact MTZ Unit Mount Circuit Breaker LGIPGAXAXNANNNNNNNNNNNNTMNNNENNNNCNNNNNN Model No. MTZ2-32H3 3-Pole ANSI C37/UL1066/CSA C22.2 No.268 Rated Rated 3200 Amps, 100% Rated AIR - 100kA/100kA/85kA @ 254/508/635 Vac Top Termination RCOV Bottom Termination RCOV 3200 Amp Sensor Trip Unit Micrologic 6.0 Xi (LSIG) Trip Unit Energy Reduction Maintenance Settings Digital Module Installed Energy Reduction Maintenance Setting selected Trip Unit Wireless Communication has been removed ULP Port 4 OF Contacts (standard) + 4 Additional OF Contacts Overcurrent Trip (SDE) contact standard Padlockable Push Button Cover Provision Only For Kirk - No locks supplied with Padlock attachment Production Test Report Door Escutcheon included as Standard | EA | EA |  | TRUE |  | P | FXG | 100
135173 | 2 | 1 | States | Champlin | Megan Swymeler | TRUE | 2026-08-03T00:00:00 | 2026-09-22T00:00:00 | 2026-09-16T00:00:00 | 8 | 0 | 8 | 8.74 | 69.92 | 55316-3157 | USA | N30 | 44 | SCHNEIDER ELECTRIC USA INC. | 60673-1214 | S29329 | SQD: CIRCUIT BREAKER ACCESSORY, POWERPACT H/J, PHASE BARRIER, QUANTITY 6 | CB | SQD: CIRCUIT BREAKER ACCESSORY, POWERPACT H/J, PHASE BARRIER, QUANTITY 6 | EA | EA |  | TRUE |  | P | FXG | 100
133769 | 1 | 2 | States | Champlin | Megan Swymeler | TRUE | 2026-06-01T00:00:00 | 2026-10-14T00:00:00 | 2026-07-17T00:00:00 | 132 | 63 | 69 | 1249.65 | 242432.1 | 55316-3157 | USA | N30 | 44 | SCHNEIDER ELECTRIC USA INC. | 60673-1214 | IMB43F | SPD Type 2 IMB 300KA 480Y 277V 3P4W (480Y/277V series also applies to the following voltages 380Y/220V, 400Y/230V and 415Y/240V) ( Can be used on 3-wire grounded Wye systems without neutral. Jumper the neutral and ground lugs using 10AWG wire) | PUR | SPD Type 2 IMB 300KA 480Y 277V 3P4W (480Y/277V series also applies to the following voltages 380Y/220V, 400Y/230V and 415Y/240V) ( Can be used on 3-wire grounded Wye systems without neutral. Jumper the neutral and ground lugs using 10AWG wire) | EA | EA |  | TRUE |  | P | FXG | 100
134728 | 1 | 1 | States | Champlin | Megan Swymeler | TRUE | 2026-07-14T00:00:00 | 2026-11-17T00:00:00 | 2026-11-17T00:00:00 | 2 | 0 | 2 | 129.06 | 258.12 | 55316-3157 | USA | N30 | 44 | SCHNEIDER ELECTRIC USA INC. | 60673-1214 | BDL26080 | Molded case circuit breaker: 80A, 2P, DIN rail mount, 25kA at 480Y/277VAC, 18kA at 125/250VDC | PUR | Molded case circuit breaker: 80A, 2P, DIN rail mount, 25kA at 480Y/277VAC, 18kA at 125/250VDC | EA | EA |  | TRUE |  | P | FXG | 100
135836 | 1 | 1 | States | Champlin | Megan Swymeler | TRUE | 2026-09-01T00:00:00 | 2026-09-22T00:00:00 | 2026-09-22T00:00:00 | 4 | 0 | 4 | 1249.65 | 4998.6 | 55316 | USA | N30 | 44 | SCHNEIDER ELECTRIC USA INC. | 60673-1214 | IMB43 | SPD Type 1 IMB 300KA 480Y 277V 3P4W (480Y/277V series also applies to the following voltages 380Y/220V, 400Y/230V and 415Y/240V) ( Can be used on 3-wire grounded Wye systems without neutral. Jumper the neutral and ground lugs using 10AWG wire) | PUR | SPD Type 1 IMB 300KA 480Y 277V 3P4W (480Y/277V series also applies to the following voltages 380Y/220V, 400Y/230V and 415Y/240V) ( Can be used on 3-wire grounded Wye systems without neutral. Jumper the neutral and ground lugs using 10AWG wire) | EA | EA |  | TRUE |  | P | FXG | 100 | 2027-01-29T00:00:00
135646 | 9 | 4 | States | Dayton | Megan Swymeler | TRUE | 2026-08-21T00:00:00 | 2026-09-24T00:00:00 | 2026-09-24T00:00:00 | 8 | 0 | 8 | 857.14 | 27428.48 | 55369 | USA | N30 | 44 | SCHNEIDER ELECTRIC USA INC. | 60673-1214 | HC3273DB9 | PNLBD ENCLOSURE I-LINE 32W 73H 9D | PUR | PNLBD ENCLOSURE I-LINE 32W 73H 9D | EA | EA |  | TRUE |  | P | FXG | DAYTON | 2027-05-19T00:00:00
135646 | 9 | 6 | States | Dayton | Megan Swymeler | TRUE | 2026-08-21T00:00:00 | 2026-09-24T00:00:00 | 2026-09-24T00:00:00 | 4 | 0 | 4 | 857.14 | 27428.48 | 55369 | USA | N30 | 44 | SCHNEIDER ELECTRIC USA INC. | 60673-1214 | HC3273DB9 | PNLBD ENCLOSURE I-LINE 32W 73H 9D | PUR | PNLBD ENCLOSURE I-LINE 32W 73H 9D | EA | EA |  | TRUE |  | P | FXG | DAYTON | 2027-08-31T00:00:00
135646 | 7 | 3 | States | Dayton | Megan Swymeler | TRUE | 2026-08-21T00:00:00 | 2027-01-04T00:00:00 | 2027-01-04T00:00:00 | 1 | 0 | 1 | 12515.92 | 100127.36 | 55369 | USA | N30 | 44 | SCHNEIDER ELECTRIC USA INC. | 60673-1214 | DPPAA232 | I-Line MLO Panel ¦ 480Y/277V ¦ 800A MLO ¦ Feeders: 1-15A,2-20A,1-30A,1-40A,1-50A,1-60A,4-70A,1-100A,2-150A | PUR | I-Line MLO Panel ¦ 480Y/277V ¦ 800A MLO ¦ Feeders: 1-15A,2-20A,1-30A,1-40A,1-50A,1-60A,4-70A,1-100A,2-150A | EA | EA |  | TRUE |  | P | FXG | DAYTON | 2027-01-19T00:00:00
135646 | 2 | 5 | States | Dayton | Megan Swymeler | TRUE | 2026-08-21T00:00:00 | 2027-01-05T00:00:00 | 2027-01-05T00:00:00 | 1 | 0 | 1 | 13495.14 | 107961.12 | 55369 | USA | N30 | 44 | SCHNEIDER ELECTRIC USA INC. | 60673-1214 | DCPAA130 | I-Line MB Panel ¦ 125VDC ¦ 125A/2P Main ¦ Feeders: 10-15A, 1-20A, 4-30A, 5-35A | PUR | I-Line MB Panel ¦ 125VDC ¦ 125A/2P Main ¦ Feeders: 10-15A, 1-20A, 4-30A, 5-35A | EA | EA |  | TRUE |  | P | FXG | DAYTON | 2027-08-03T00:00:00
135646 | 5 | 4 | States | Dayton | Megan Swymeler | TRUE | 2026-08-21T00:00:00 | 2026-10-16T00:00:00 | 2026-10-16T00:00:00 | 2 | 0 | 2 | 8034.39 | 64275.12 | 55369 | USA | N30 | 44 | SCHNEIDER ELECTRIC USA INC. | 60673-1214 | DPPAA223 | NF MLO Panel ¦ 480Y/277V ¦ 225A MLO ¦ Feeders: 3-15A,1-20A,7-30A,2-60A,1-70A | PUR | NF MLO Panel ¦ 480Y/277V ¦ 225A MLO ¦ Feeders: 3-15A,1-20A,7-30A,2-60A,1-70A | EA | EA |  | TRUE |  | P | FXG | DAYTON | 2027-05-19T00:00:00
135646 | 19 | 7 | States | Dayton | Megan Swymeler | TRUE | 2026-08-21T00:00:00 | 2026-09-22T00:00:00 | 2026-09-22T00:00:00 | 2 | 0 | 2 | 284.81 | 4556.96 | 55369 | USA | N30 | 44 | SCHNEIDER ELECTRIC USA INC. | 60673-1214 | NC44SHR | PNLBD COVER/TRIM NF T-1 S 44H 20W | PUR | PNLBD COVER/TRIM NF T-1 S 44H 20W | EA | EA |  | TRUE |  | P | FXG | DAYTON | 2027-10-22T00:00:00
135646 | 17 | 6 | States | Dayton | Megan Swymeler | TRUE | 2026-08-21T00:00:00 | 2026-09-22T00:00:00 | 2026-09-22T00:00:00 | 2 | 0 | 2 | 24.15 | 386.4 | 55369 | USA | N30 | 44 | SCHNEIDER ELECTRIC USA INC. | 60673-1214 | MH44 | PANELBOARD ENCLOSURE/BOX | PUR | PANELBOARD ENCLOSURE/BOX | EA | EA |  | TRUE |  | P | FXG | DAYTON | 2027-08-31T00:00:00
135646 | 18 | 4 | States | Dayton | Megan Swymeler | TRUE | 2026-08-21T00:00:00 | 2026-09-22T00:00:00 | 2026-09-22T00:00:00 | 8 | 0 | 8 | 24.15 | 772.8 | 55369 | USA | N30 | 44 | SCHNEIDER ELECTRIC USA INC. | 60673-1214 | MH50 | PANELBOARD ENCLOSURE/BOX TYPE 1 50H 20W | PUR | PANELBOARD ENCLOSURE/BOX TYPE 1 50H 20W | EA | EA |  | TRUE |  | P | FXG | DAYTON | 2027-05-19T00:00:00
135646 | 19 | 3 | States | Dayton | Megan Swymeler | TRUE | 2026-08-21T00:00:00 | 2026-09-22T00:00:00 | 2026-09-22T00:00:00 | 2 | 0 | 2 | 284.81 | 4556.96 | 55369 | USA | N30 | 44 | SCHNEIDER ELECTRIC USA INC. | 60673-1214 | NC44SHR | PNLBD COVER/TRIM NF T-1 S 44H 20W | PUR | PNLBD COVER/TRIM NF T-1 S 44H 20W | EA | EA |  | TRUE |  | P | FXG | DAYTON | 2027-01-19T00:00:00
135646 | 3 | 7 | States | Dayton | Megan Swymeler | TRUE | 2026-08-21T00:00:00 | 2027-01-08T00:00:00 | 2027-01-08T00:00:00 | 1 | 0 | 1 | 12515.92 | 100127.36 | 55369 | USA | N30 | 44 | SCHNEIDER ELECTRIC USA INC. | 60673-1214 | DPPAA221 | I-Line MLO Panel ¦ 480Y/277V ¦ 800A MLO ¦ Feeders: 1-15A,1-20A,1-30A,1-40A,2-50A,1-60A,4-70A,1-100A,2-150A | PUR | I-Line MLO Panel ¦ 480Y/277V ¦ 800A MLO ¦ Feeders: 1-15A,1-20A,1-30A,1-40A,2-50A,1-60A,4-70A,1-100A,2-150A | EA | EA |  | TRUE |  | P | FXG | DAYTON | 2027-10-22T00:00:00
135646 | 6 | 1 | States | Dayton | Megan Swymeler | TRUE | 2026-08-21T00:00:00 | 2027-01-04T00:00:00 | 2027-01-04T00:00:00 | 1 | 0 | 1 | 12515.92 | 100127.36 | 55369 | USA | N30 | 44 | SCHNEIDER ELECTRIC USA INC. | 60673-1214 | DPPAA231 | I-Line MLO Panel ¦ 480Y/277V ¦ 800A MLO ¦ Feeders: 1-15A,1-20A,1-30A,1-40A,2-50A,1-60A,4-70A,1-100A,2-150A | PUR | I-Line MLO Panel ¦ 480Y/277V ¦ 800A MLO ¦ Feeders: 1-15A,1-20A,1-30A,1-40A,2-50A,1-60A,4-70A,1-100A,2-150A | EA | EA |  | TRUE |  | P | FXG | DAYTON | 2026-11-10T00:00:00
135646 | 18 | 6 | States | Dayton | Megan Swymeler | TRUE | 2026-08-21T00:00:00 | 2026-09-22T00:00:00 | 2026-09-22T00:00:00 | 4 | 0 | 4 | 24.15 | 772.8 | 55369 | USA | N30 | 44 | SCHNEIDER ELECTRIC USA INC. | 60673-1214 | MH50 | PANELBOARD ENCLOSURE/BOX TYPE 1 50H 20W | PUR | PANELBOARD ENCLOSURE/BOX TYPE 1 50H 20W | EA | EA |  | TRUE |  | P | FXG | DAYTON | 2027-08-31T00:00:00
135646 | 3 | 4 | States | Dayton | Megan Swymeler | TRUE | 2026-08-21T00:00:00 | 2027-01-04T00:00:00 | 2027-01-04T00:00:00 | 2 | 0 | 2 | 12515.92 | 100127.36 | 55369 | USA | N30 | 44 | SCHNEIDER ELECTRIC USA INC. | 60673-1214 | DPPAA221 | I-Line MLO Panel ¦ 480Y/277V ¦ 800A MLO ¦ Feeders: 1-15A,1-20A,1-30A,1-40A,2-50A,1-60A,4-70A,1-100A,2-150A | PUR | I-Line MLO Panel ¦ 480Y/277V ¦ 800A MLO ¦ Feeders: 1-15A,1-20A,1-30A,1-40A,2-50A,1-60A,4-70A,1-100A,2-150A | EA | EA |  | TRUE |  | P | FXG | DAYTON | 2027-05-19T00:00:00
135646 | 17 | 3 | States | Dayton | Megan Swymeler | TRUE | 2026-08-21T00:00:00 | 2026-09-22T00:00:00 | 2026-09-22T00:00:00 | 2 | 0 | 2 | 24.15 | 386.4 | 55369 | USA | N30 | 44 | SCHNEIDER ELECTRIC USA INC. | 60673-1214 | MH44 | PANELBOARD ENCLOSURE/BOX | PUR | PANELBOARD ENCLOSURE/BOX | EA | EA |  | TRUE |  | P | FXG | DAYTON | 2027-01-19T00:00:00
135646 | 9 | 7 | States | Dayton | Megan Swymeler | TRUE | 2026-08-21T00:00:00 | 2026-09-28T00:00:00 | 2026-09-28T00:00:00 | 4 | 0 | 4 | 857.14 | 27428.48 | 55369 | USA | N30 | 44 | SCHNEIDER ELECTRIC USA INC. | 60673-1214 | HC3273DB9 | PNLBD ENCLOSURE I-LINE 32W 73H 9D | PUR | PNLBD ENCLOSURE I-LINE 32W 73H 9D | EA | EA |  | TRUE |  | P | FXG | DAYTON | 2027-10-22T00:00:00
135646 | 7 | 5 | States | Dayton | Megan Swymeler | TRUE | 2026-08-21T00:00:00 | 2027-01-04T00:00:00 | 2027-01-04T00:00:00 | 1 | 0 | 1 | 12515.92 | 100127.36 | 55369 | USA | N30 | 44 | SCHNEIDER ELECTRIC USA INC. | 60673-1214 | DPPAA232 | I-Line MLO Panel ¦ 480Y/277V ¦ 800A MLO ¦ Feeders: 1-15A,2-20A,1-30A,1-40A,1-50A,1-60A,4-70A,1-100A,2-150A | PUR | I-Line MLO Panel ¦ 480Y/277V ¦ 800A MLO ¦ Feeders: 1-15A,2-20A,1-30A,1-40A,1-50A,1-60A,4-70A,1-100A,2-150A | EA | EA |  | TRUE |  | P | FXG | DAYTON | 2027-08-03T00:00:00
135646 | 4 | 2 | States | Dayton | Megan Swymeler | TRUE | 2026-08-21T00:00:00 | 2027-01-04T00:00:00 | 2027-01-04T00:00:00 | 1 | 0 | 1 | 12515.92 | 100127.36 | 55369 | USA | N30 | 44 | SCHNEIDER ELECTRIC USA INC. | 60673-1214 | DPPAA222 | I-Line MLO Panel ¦ 480Y/277V ¦ 800A MLO ¦ Feeders: 1-15A,2-20A,1-30A,1-40A,1-50A,1-60A,4-70A,1-100A,2-150A | PUR | I-Line MLO Panel ¦ 480Y/277V ¦ 800A MLO ¦ Feeders: 1-15A,2-20A,1-30A,1-40A,1-50A,1-60A,4-70A,1-100A,2-150A | EA | EA |  | TRUE |  | P | FXG | DAYTON | 2026-12-18T00:00:00
135646 | 2 | 3 | States | Dayton | Megan Swymeler | TRUE | 2026-08-21T00:00:00 | 2027-01-05T00:00:00 | 2027-01-05T00:00:00 | 1 | 0 | 1 | 13495.14 | 107961.12 | 55369 | USA | N30 | 44 | SCHNEIDER ELECTRIC USA INC. | 60673-1214 | DCPAA130 | I-Line MB Panel ¦ 125VDC ¦ 125A/2P Main ¦ Feeders: 10-15A, 1-20A, 4-30A, 5-35A | PUR | I-Line MB Panel ¦ 125VDC ¦ 125A/2P Main ¦ Feeders: 10-15A, 1-20A, 4-30A, 5-35A | EA | EA |  | TRUE |  | P | FXG | DAYTON | 2027-01-19T00:00:00
135646 | 19 | 4 | States | Dayton | Megan Swymeler | TRUE | 2026-08-21T00:00:00 | 2026-09-22T00:00:00 | 2026-09-22T00:00:00 | 4 | 0 | 4 | 284.81 | 4556.96 | 55369 | USA | N30 | 44 | SCHNEIDER ELECTRIC USA INC. | 60673-1214 | NC44SHR | PNLBD COVER/TRIM NF T-1 S 44H 20W | PUR | PNLBD COVER/TRIM NF T-1 S 44H 20W | EA | EA |  | TRUE |  | P | FXG | DAYTON | 2027-05-19T00:00:00
135646 | 6 | 5 | States | Dayton | Megan Swymeler | TRUE | 2026-08-21T00:00:00 | 2027-01-04T00:00:00 | 2027-01-04T00:00:00 | 1 | 0 | 1 | 12515.92 | 100127.36 | 55369 | USA | N30 | 44 | SCHNEIDER ELECTRIC USA INC. | 60673-1214 | DPPAA231 | I-Line MLO Panel ¦ 480Y/277V ¦ 800A MLO ¦ Feeders: 1-15A,1-20A,1-30A,1-40A,2-50A,1-60A,4-70A,1-100A,2-150A | PUR | I-Line MLO Panel ¦ 480Y/277V ¦ 800A MLO ¦ Feeders: 1-15A,1-20A,1-30A,1-40A,2-50A,1-60A,4-70A,1-100A,2-150A | EA | EA |  | TRUE |  | P | FXG | DAYTON | 2027-08-03T00:00:00
135646 | 12 | 5 | States | Dayton | Megan Swymeler | TRUE | 2026-08-21T00:00:00 | 2026-09-23T00:00:00 | 2026-09-23T00:00:00 | 2 | 0 | 2 | 1227.89 | 19646.24 | 55369 | USA | N30 | 44 | SCHNEIDER ELECTRIC USA INC. | 60673-1214 | HC3291TSHR | PNLBD COVER/TRIM ILINE T-1 S 32W91H HR | PUR | PNLBD COVER/TRIM ILINE T-1 S 32W91H HR | EA | EA |  | TRUE |  | P | FXG | DAYTON | 2027-08-03T00:00:00
135646 | 13 | 1 | States | Dayton | Megan Swymeler | TRUE | 2026-08-21T00:00:00 | 2026-11-09T00:00:00 | 2026-11-09T00:00:00 | 1 | 0 | 1 | 1677.41 | 13419.28 | 55369 | USA | N30 | 44 | SCHNEIDER ELECTRIC USA INC. | 60673-1214 | LCPAA221 | NQ MB Panel ¦ 208Y/120V ¦ 100A/3P Main ¦ Feeders: 30-20A/1P,5-30A/1P,2-40A/1P,1-30A/2P,1-20A/3P | PUR | NQ MB Panel ¦ 208Y/120V ¦ 100A/3P Main ¦ Feeders: 30-20A/1P,5-30A/1P,2-40A/1P,1-30A/2P,1-20A/3P | EA | EA |  | TRUE |  | P | FXG | DAYTON | 2026-11-10T00:00:00
135646 | 8 | 7 | States | Dayton | Megan Swymeler | TRUE | 2026-08-21T00:00:00 | 2026-10-16T00:00:00 | 2026-10-16T00:00:00 | 1 | 0 | 1 | 8034.39 | 64275.12 | 55369 | USA | N30 | 44 | SCHNEIDER ELECTRIC USA INC. | 60673-1214 | DPPAA233 | 42 Circuit Interior Type 1,Box: 44H x 20W x 5.75D Incoming: Bottom Trim: Surface - Hinged Box Cat No: MH44 Front Cat No: NC44SHR Ref. Drawing: PBA550HR Feeders: | PUR | 42 Circuit Interior Type 1,Box: 44H x 20W x 5.75D Incoming: Bottom Trim: Surface - Hinged Box Cat No: MH44 Front Cat No: NC44SHR Ref. Drawing: PBA550HR Feeders: | EA | EA |  | TRUE |  | P | FXG | DAYTON | 2027-10-22T00:00:00
135646 | 14 | 2 | States | Dayton | Megan Swymeler | TRUE | 2026-08-21T00:00:00 | 2026-11-09T00:00:00 | 2026-11-09T00:00:00 | 1 | 0 | 1 | 1726.51 | 13812.08 | 55369 | USA | N30 | 44 | SCHNEIDER ELECTRIC USA INC. | 60673-1214 | LCPAA223 | NQ MB Panel ¦ 208Y/120V ¦ 150A/3P Main ¦ Feeders: 4-15A/1P,30-20A/1P,2-30A/1P,1-30A/3P,1-60A/3P | PUR | NQ MB Panel ¦ 208Y/120V ¦ 150A/3P Main ¦ Feeders: 4-15A/1P,30-20A/1P,2-30A/1P,1-30A/3P,1-60A/3P | EA | EA |  | TRUE |  | P | FXG | DAYTON | 2026-12-18T00:00:00
135646 | 12 | 7 | States | Dayton | Megan Swymeler | TRUE | 2026-08-21T00:00:00 | 2026-09-23T00:00:00 | 2026-09-23T00:00:00 | 2 | 0 | 2 | 1227.89 | 19646.24 | 55369 | USA | N30 | 44 | SCHNEIDER ELECTRIC USA INC. | 60673-1214 | HC3291TSHR | PNLBD COVER/TRIM ILINE T-1 S 32W91H HR | PUR | PNLBD COVER/TRIM ILINE T-1 S 32W91H HR | EA | EA |  | TRUE |  | P | FXG | DAYTON | 2027-10-22T00:00:00
135646 | 2 | 2 | States | Dayton | Megan Swymeler | TRUE | 2026-08-21T00:00:00 | 2027-01-05T00:00:00 | 2027-01-05T00:00:00 | 1 | 0 | 1 | 13495.14 | 107961.12 | 55369 | USA | N30 | 44 | SCHNEIDER ELECTRIC USA INC. | 60673-1214 | DCPAA130 | I-Line MB Panel ¦ 125VDC ¦ 125A/2P Main ¦ Feeders: 10-15A, 1-20A, 4-30A, 5-35A | PUR | I-Line MB Panel ¦ 125VDC ¦ 125A/2P Main ¦ Feeders: 10-15A, 1-20A, 4-30A, 5-35A | EA | EA |  | TRUE |  | P | FXG | DAYTON | 2026-12-18T00:00:00
135646 | 6 | 3 | States | Dayton | Megan Swymeler | TRUE | 2026-08-21T00:00:00 | 2027-01-04T00:00:00 | 2027-01-04T00:00:00 | 1 | 0 | 1 | 12515.92 | 100127.36 | 55369 | USA | N30 | 44 | SCHNEIDER ELECTRIC USA INC. | 60673-1214 | DPPAA231 | I-Line MLO Panel ¦ 480Y/277V ¦ 800A MLO ¦ Feeders: 1-15A,1-20A,1-30A,1-40A,2-50A,1-60A,4-70A,1-100A,2-150A | PUR | I-Line MLO Panel ¦ 480Y/277V ¦ 800A MLO ¦ Feeders: 1-15A,1-20A,1-30A,1-40A,2-50A,1-60A,4-70A,1-100A,2-150A | EA | EA |  | TRUE |  | P | FXG | DAYTON | 2027-01-19T00:00:00
135646 | 19 | 1 | States | Dayton | Megan Swymeler | TRUE | 2026-08-21T00:00:00 | 2026-09-22T00:00:00 | 2026-09-22T00:00:00 | 2 | 0 | 2 | 284.81 | 4556.96 | 55369 | USA | N30 | 44 | SCHNEIDER ELECTRIC USA INC. | 60673-1214 | NC44SHR | PNLBD COVER/TRIM NF T-1 S 44H 20W | PUR | PNLBD COVER/TRIM NF T-1 S 44H 20W | EA | EA |  | TRUE |  | P | FXG | DAYTON | 2026-11-10T00:00:00
135646 | 16 | 6 | States | Dayton | Megan Swymeler | TRUE | 2026-08-21T00:00:00 | 2026-11-09T00:00:00 | 2026-11-09T00:00:00 | 1 | 0 | 1 | 1726.51 | 13812.08 | 55369 | USA | N30 | 44 | SCHNEIDER ELECTRIC USA INC. | 60673-1214 | LCPAA233 | NQ MB Panel ¦ 208Y/120V ¦ 150A/3P Main ¦ Feeders: 4-15A/1P,30-20A/1P,2-30A/1P,1-30A/3P,1-60A/3P | PUR | NQ MB Panel ¦ 208Y/120V ¦ 150A/3P Main ¦ Feeders: 4-15A/1P,30-20A/1P,2-30A/1P,1-30A/3P,1-60A/3P | EA | EA |  | TRUE |  | P | FXG | DAYTON | 2027-08-31T00:00:00
135646 | 17 | 1 | States | Dayton | Megan Swymeler | TRUE | 2026-08-21T00:00:00 | 2026-09-22T00:00:00 | 2026-09-22T00:00:00 | 2 | 0 | 2 | 24.15 | 386.4 | 55369 | USA | N30 | 44 | SCHNEIDER ELECTRIC USA INC. | 60673-1214 | MH44 | PANELBOARD ENCLOSURE/BOX | PUR | PANELBOARD ENCLOSURE/BOX | EA | EA |  | TRUE |  | P | FXG | DAYTON | 2026-11-10T00:00:00
135646 | 18 | 5 | States | Dayton | Megan Swymeler | TRUE | 2026-08-21T00:00:00 | 2026-09-22T00:00:00 | 2026-09-22T00:00:00 | 4 | 0 | 4 | 24.15 | 772.8 | 55369 | USA | N30 | 44 | SCHNEIDER ELECTRIC USA INC. | 60673-1214 | MH50 | PANELBOARD ENCLOSURE/BOX TYPE 1 50H 20W | PUR | PANELBOARD ENCLOSURE/BOX TYPE 1 50H 20W | EA | EA |  | TRUE |  | P | FXG | DAYTON | 2027-08-03T00:00:00
135646 | 5 | 1 | States | Dayton | Megan Swymeler | TRUE | 2026-08-21T00:00:00 | 2026-10-16T00:00:00 | 2026-10-16T00:00:00 | 1 | 0 | 1 | 8034.39 | 64275.12 | 55369 | USA | N30 | 44 | SCHNEIDER ELECTRIC USA INC. | 60673-1214 | DPPAA223 | NF MLO Panel ¦ 480Y/277V ¦ 225A MLO ¦ Feeders: 3-15A,1-20A,7-30A,2-60A,1-70A | PUR | NF MLO Panel ¦ 480Y/277V ¦ 225A MLO ¦ Feeders: 3-15A,1-20A,7-30A,2-60A,1-70A | EA | EA |  | TRUE |  | P | FXG | DAYTON | 2026-11-10T00:00:00
135646 | 11 | 4 | States | Dayton | Megan Swymeler | TRUE | 2026-08-21T00:00:00 | 2026-09-22T00:00:00 | 2026-09-22T00:00:00 | 4 | 0 | 4 | 857.14 | 13714.24 | 55369 | USA | N30 | 44 | SCHNEIDER ELECTRIC USA INC. | 60673-1214 | HC3291DB9 | PNLBD ENCLOSURE I-LINE 32W 91H 9D | PUR | PNLBD ENCLOSURE I-LINE 32W 91H 9D | EA | EA |  | TRUE |  | P | FXG | DAYTON | 2027-05-19T00:00:00
135646 | 15 | 2 | States | Dayton | Megan Swymeler | TRUE | 2026-08-21T00:00:00 | 2026-11-09T00:00:00 | 2026-11-09T00:00:00 | 1 | 0 | 1 | 1677.41 | 13419.28 | 55369 | USA | N30 | 44 | SCHNEIDER ELECTRIC USA INC. | 60673-1214 | LCPAA231 | NQ MB Panel ¦ 208Y/120V ¦ 100A/3P Main ¦ Feeders: 30-20A/1P,5-30A/1P,2-40A/1P,1-30A/2P,1-20A/3P | PUR | NQ MB Panel ¦ 208Y/120V ¦ 100A/3P Main ¦ Feeders: 30-20A/1P,5-30A/1P,2-40A/1P,1-30A/2P,1-20A/3P | EA | EA |  | TRUE |  | P | FXG | DAYTON | 2026-12-18T00:00:00
135646 | 2 | 4 | States | Dayton | Megan Swymeler | TRUE | 2026-08-21T00:00:00 | 2027-01-05T00:00:00 | 2027-01-05T00:00:00 | 2 | 0 | 2 | 13495.14 | 107961.12 | 55369 | USA | N30 | 44 | SCHNEIDER ELECTRIC USA INC. | 60673-1214 | DCPAA130 | I-Line MB Panel ¦ 125VDC ¦ 125A/2P Main ¦ Feeders: 10-15A, 1-20A, 4-30A, 5-35A | PUR | I-Line MB Panel ¦ 125VDC ¦ 125A/2P Main ¦ Feeders: 10-15A, 1-20A, 4-30A, 5-35A | EA | EA |  | TRUE |  | P | FXG | DAYTON | 2027-05-19T00:00:00
135646 | 7 | 6 | States | Dayton | Megan Swymeler | TRUE | 2026-08-21T00:00:00 | 2027-01-05T00:00:00 | 2027-01-05T00:00:00 | 1 | 0 | 1 | 12515.92 | 100127.36 | 55369 | USA | N30 | 44 | SCHNEIDER ELECTRIC USA INC. | 60673-1214 | DPPAA232 | I-Line MLO Panel ¦ 480Y/277V ¦ 800A MLO ¦ Feeders: 1-15A,2-20A,1-30A,1-40A,1-50A,1-60A,4-70A,1-100A,2-150A | PUR | I-Line MLO Panel ¦ 480Y/277V ¦ 800A MLO ¦ Feeders: 1-15A,2-20A,1-30A,1-40A,1-50A,1-60A,4-70A,1-100A,2-150A | EA | EA |  | TRUE |  | P | FXG | DAYTON | 2027-08-31T00:00:00
135646 | 4 | 3 | States | Dayton | Megan Swymeler | TRUE | 2026-08-21T00:00:00 | 2027-01-04T00:00:00 | 2027-01-04T00:00:00 | 1 | 0 | 1 | 12515.92 | 100127.36 | 55369 | USA | N30 | 44 | SCHNEIDER ELECTRIC USA INC. | 60673-1214 | DPPAA222 | I-Line MLO Panel ¦ 480Y/277V ¦ 800A MLO ¦ Feeders: 1-15A,2-20A,1-30A,1-40A,1-50A,1-60A,4-70A,1-100A,2-150A | PUR | I-Line MLO Panel ¦ 480Y/277V ¦ 800A MLO ¦ Feeders: 1-15A,2-20A,1-30A,1-40A,1-50A,1-60A,4-70A,1-100A,2-150A | EA | EA |  | TRUE |  | P | FXG | DAYTON | 2027-01-19T00:00:00
135646 | 9 | 5 | States | Dayton | Megan Swymeler | TRUE | 2026-08-21T00:00:00 | 2026-09-24T00:00:00 | 2026-09-24T00:00:00 | 4 | 0 | 4 | 857.14 | 27428.48 | 55369 | USA | N30 | 44 | SCHNEIDER ELECTRIC USA INC. | 60673-1214 | HC3273DB9 | PNLBD ENCLOSURE I-LINE 32W 73H 9D | PUR | PNLBD ENCLOSURE I-LINE 32W 73H 9D | EA | EA |  | TRUE |  | P | FXG | DAYTON | 2027-08-03T00:00:00
135646 | 3 | 5 | States | Dayton | Megan Swymeler | TRUE | 2026-08-21T00:00:00 | 2027-01-04T00:00:00 | 2027-01-04T00:00:00 | 1 | 0 | 1 | 12515.92 | 100127.36 | 55369 | USA | N30 | 44 | SCHNEIDER ELECTRIC USA INC. | 60673-1214 | DPPAA221 | I-Line MLO Panel ¦ 480Y/277V ¦ 800A MLO ¦ Feeders: 1-15A,1-20A,1-30A,1-40A,2-50A,1-60A,4-70A,1-100A,2-150A | PUR | I-Line MLO Panel ¦ 480Y/277V ¦ 800A MLO ¦ Feeders: 1-15A,1-20A,1-30A,1-40A,2-50A,1-60A,4-70A,1-100A,2-150A | EA | EA |  | TRUE |  | P | FXG | DAYTON | 2027-08-03T00:00:00
135646 | 3 | 1 | States | Dayton | Megan Swymeler | TRUE | 2026-08-21T00:00:00 | 2026-12-31T00:00:00 | 2026-12-31T00:00:00 | 1 | 0 | 1 | 12515.92 | 100127.36 | 55369 | USA | N30 | 44 | SCHNEIDER ELECTRIC USA INC. | 60673-1214 | DPPAA221 | I-Line MLO Panel ¦ 480Y/277V ¦ 800A MLO ¦ Feeders: 1-15A,1-20A,1-30A,1-40A,2-50A,1-60A,4-70A,1-100A,2-150A | PUR | I-Line MLO Panel ¦ 480Y/277V ¦ 800A MLO ¦ Feeders: 1-15A,1-20A,1-30A,1-40A,2-50A,1-60A,4-70A,1-100A,2-150A | EA | EA |  | TRUE |  | P | FXG | DAYTON | 2026-11-10T00:00:00
135646 | 5 | 3 | States | Dayton | Megan Swymeler | TRUE | 2026-08-21T00:00:00 | 2026-10-16T00:00:00 | 2026-10-16T00:00:00 | 1 | 0 | 1 | 8034.39 | 64275.12 | 55369 | USA | N30 | 44 | SCHNEIDER ELECTRIC USA INC. | 60673-1214 | DPPAA223 | NF MLO Panel ¦ 480Y/277V ¦ 225A MLO ¦ Feeders: 3-15A,1-20A,7-30A,2-60A,1-70A | PUR | NF MLO Panel ¦ 480Y/277V ¦ 225A MLO ¦ Feeders: 3-15A,1-20A,7-30A,2-60A,1-70A | EA | EA |  | TRUE |  | P | FXG | DAYTON | 2027-01-19T00:00:00
135646 | 15 | 3 | States | Dayton | Megan Swymeler | TRUE | 2026-08-21T00:00:00 | 2026-11-09T00:00:00 | 2026-11-09T00:00:00 | 1 | 0 | 1 | 1677.41 | 13419.28 | 55369 | USA | N30 | 44 | SCHNEIDER ELECTRIC USA INC. | 60673-1214 | LCPAA231 | NQ MB Panel ¦ 208Y/120V ¦ 100A/3P Main ¦ Feeders: 30-20A/1P,5-30A/1P,2-40A/1P,1-30A/2P,1-20A/3P | PUR | NQ MB Panel ¦ 208Y/120V ¦ 100A/3P Main ¦ Feeders: 30-20A/1P,5-30A/1P,2-40A/1P,1-30A/2P,1-20A/3P | EA | EA |  | TRUE |  | P | FXG | DAYTON | 2027-01-19T00:00:00
135646 | 15 | 6 | States | Dayton | Megan Swymeler | TRUE | 2026-08-21T00:00:00 | 2026-11-09T00:00:00 | 2026-11-09T00:00:00 | 1 | 0 | 1 | 1677.41 | 13419.28 | 55369 | USA | N30 | 44 | SCHNEIDER ELECTRIC USA INC. | 60673-1214 | LCPAA231 | NQ MB Panel ¦ 208Y/120V ¦ 100A/3P Main ¦ Feeders: 30-20A/1P,5-30A/1P,2-40A/1P,1-30A/2P,1-20A/3P | PUR | NQ MB Panel ¦ 208Y/120V ¦ 100A/3P Main ¦ Feeders: 30-20A/1P,5-30A/1P,2-40A/1P,1-30A/2P,1-20A/3P | EA | EA |  | TRUE |  | P | FXG | DAYTON | 2027-08-31T00:00:00
135646 | 5 | 6 | States | Dayton | Megan Swymeler | TRUE | 2026-08-21T00:00:00 | 2026-10-16T00:00:00 | 2026-10-16T00:00:00 | 1 | 0 | 1 | 8034.39 | 64275.12 | 55369 | USA | N30 | 44 | SCHNEIDER ELECTRIC USA INC. | 60673-1214 | DPPAA223 | NF MLO Panel ¦ 480Y/277V ¦ 225A MLO ¦ Feeders: 3-15A,1-20A,7-30A,2-60A,1-70A | PUR | NF MLO Panel ¦ 480Y/277V ¦ 225A MLO ¦ Feeders: 3-15A,1-20A,7-30A,2-60A,1-70A | EA | EA |  | TRUE |  | P | FXG | DAYTON | 2027-08-31T00:00:00
135646 | 5 | 2 | States | Dayton | Megan Swymeler | TRUE | 2026-08-21T00:00:00 | 2026-10-16T00:00:00 | 2026-10-16T00:00:00 | 1 | 0 | 1 | 8034.39 | 64275.12 | 55369 | USA | N30 | 44 | SCHNEIDER ELECTRIC USA INC. | 60673-1214 | DPPAA223 | NF MLO Panel ¦ 480Y/277V ¦ 225A MLO ¦ Feeders: 3-15A,1-20A,7-30A,2-60A,1-70A | PUR | NF MLO Panel ¦ 480Y/277V ¦ 225A MLO ¦ Feeders: 3-15A,1-20A,7-30A,2-60A,1-70A | EA | EA |  | TRUE |  | P | FXG | DAYTON | 2026-12-18T00:00:00
135646 | 3 | 2 | States | Dayton | Megan Swymeler | TRUE | 2026-08-21T00:00:00 | 2026-12-31T00:00:00 | 2026-12-31T00:00:00 | 1 | 0 | 1 | 12515.92 | 100127.36 | 55369 | USA | N30 | 44 | SCHNEIDER ELECTRIC USA INC. | 60673-1214 | DPPAA221 | I-Line MLO Panel ¦ 480Y/277V ¦ 800A MLO ¦ Feeders: 1-15A,1-20A,1-30A,1-40A,2-50A,1-60A,4-70A,1-100A,2-150A | PUR | I-Line MLO Panel ¦ 480Y/277V ¦ 800A MLO ¦ Feeders: 1-15A,1-20A,1-30A,1-40A,2-50A,1-60A,4-70A,1-100A,2-150A | EA | EA |  | TRUE |  | P | FXG | DAYTON | 2026-12-18T00:00:00
135646 | 11 | 6 | States | Dayton | Megan Swymeler | TRUE | 2026-08-21T00:00:00 | 2026-09-22T00:00:00 | 2026-09-22T00:00:00 | 2 | 0 | 2 | 857.14 | 13714.24 | 55369 | USA | N30 | 44 | SCHNEIDER ELECTRIC USA INC. | 60673-1214 | HC3291DB9 | PNLBD ENCLOSURE I-LINE 32W 91H 9D | PUR | PNLBD ENCLOSURE I-LINE 32W 91H 9D | EA | EA |  | TRUE |  | P | FXG | DAYTON | 2027-08-31T00:00:00
135646 | 18 | 1 | States | Dayton | Megan Swymeler | TRUE | 2026-08-21T00:00:00 | 2026-09-22T00:00:00 | 2026-09-22T00:00:00 | 4 | 0 | 4 | 24.15 | 772.8 | 55369 | USA | N30 | 44 | SCHNEIDER ELECTRIC USA INC. | 60673-1214 | MH50 | PANELBOARD ENCLOSURE/BOX TYPE 1 50H 20W | PUR | PANELBOARD ENCLOSURE/BOX TYPE 1 50H 20W | EA | EA |  | TRUE |  | P | FXG | DAYTON | 2026-11-10T00:00:00
135646 | 11 | 2 | States | Dayton | Megan Swymeler | TRUE | 2026-08-21T00:00:00 | 2026-09-22T00:00:00 | 2026-09-22T00:00:00 | 2 | 0 | 2 | 857.14 | 13714.24 | 55369 | USA | N30 | 44 | SCHNEIDER ELECTRIC USA INC. | 60673-1214 | HC3291DB9 | PNLBD ENCLOSURE I-LINE 32W 91H 9D | PUR | PNLBD ENCLOSURE I-LINE 32W 91H 9D | EA | EA |  | TRUE |  | P | FXG | DAYTON | 2026-12-18T00:00:00
135646 | 13 | 4 | States | Dayton | Megan Swymeler | TRUE | 2026-08-21T00:00:00 | 2026-11-09T00:00:00 | 2026-11-09T00:00:00 | 2 | 0 | 2 | 1677.41 | 13419.28 | 55369 | USA | N30 | 44 | SCHNEIDER ELECTRIC USA INC. | 60673-1214 | LCPAA221 | NQ MB Panel ¦ 208Y/120V ¦ 100A/3P Main ¦ Feeders: 30-20A/1P,5-30A/1P,2-40A/1P,1-30A/2P,1-20A/3P | PUR | NQ MB Panel ¦ 208Y/120V ¦ 100A/3P Main ¦ Feeders: 30-20A/1P,5-30A/1P,2-40A/1P,1-30A/2P,1-20A/3P | EA | EA |  | TRUE |  | P | FXG | DAYTON | 2027-05-19T00:00:00
135646 | 8 | 2 | States | Dayton | Megan Swymeler | TRUE | 2026-08-21T00:00:00 | 2026-10-16T00:00:00 | 2026-10-16T00:00:00 | 1 | 0 | 1 | 8034.39 | 64275.12 | 55369 | USA | N30 | 44 | SCHNEIDER ELECTRIC USA INC. | 60673-1214 | DPPAA233 | 42 Circuit Interior Type 1,Box: 44H x 20W x 5.75D Incoming: Bottom Trim: Surface - Hinged Box Cat No: MH44 Front Cat No: NC44SHR Ref. Drawing: PBA550HR Feeders: | PUR | 42 Circuit Interior Type 1,Box: 44H x 20W x 5.75D Incoming: Bottom Trim: Surface - Hinged Box Cat No: MH44 Front Cat No: NC44SHR Ref. Drawing: PBA550HR Feeders: | EA | EA |  | TRUE |  | P | FXG | DAYTON | 2026-12-18T00:00:00
135646 | 9 | 1 | States | Dayton | Megan Swymeler | TRUE | 2026-08-21T00:00:00 | 2026-09-24T00:00:00 | 2026-09-24T00:00:00 | 4 | 0 | 4 | 857.14 | 27428.48 | 55369 | USA | N30 | 44 | SCHNEIDER ELECTRIC USA INC. | 60673-1214 | HC3273DB9 | PNLBD ENCLOSURE I-LINE 32W 73H 9D | PUR | PNLBD ENCLOSURE I-LINE 32W 73H 9D | EA | EA |  | TRUE |  | P | FXG | DAYTON | 2026-11-10T00:00:00
135646 | 4 | 5 | States | Dayton | Megan Swymeler | TRUE | 2026-08-21T00:00:00 | 2027-01-04T00:00:00 | 2027-01-04T00:00:00 | 1 | 0 | 1 | 12515.92 | 100127.36 | 55369 | USA | N30 | 44 | SCHNEIDER ELECTRIC USA INC. | 60673-1214 | DPPAA222 | I-Line MLO Panel ¦ 480Y/277V ¦ 800A MLO ¦ Feeders: 1-15A,2-20A,1-30A,1-40A,1-50A,1-60A,4-70A,1-100A,2-150A | PUR | I-Line MLO Panel ¦ 480Y/277V ¦ 800A MLO ¦ Feeders: 1-15A,2-20A,1-30A,1-40A,1-50A,1-60A,4-70A,1-100A,2-150A | EA | EA |  | TRUE |  | P | FXG | DAYTON | 2027-08-03T00:00:00
135646 | 15 | 5 | States | Dayton | Megan Swymeler | TRUE | 2026-08-21T00:00:00 | 2026-11-09T00:00:00 | 2026-11-09T00:00:00 | 1 | 0 | 1 | 1677.41 | 13419.28 | 55369 | USA | N30 | 44 | SCHNEIDER ELECTRIC USA INC. | 60673-1214 | LCPAA231 | NQ MB Panel ¦ 208Y/120V ¦ 100A/3P Main ¦ Feeders: 30-20A/1P,5-30A/1P,2-40A/1P,1-30A/2P,1-20A/3P | PUR | NQ MB Panel ¦ 208Y/120V ¦ 100A/3P Main ¦ Feeders: 30-20A/1P,5-30A/1P,2-40A/1P,1-30A/2P,1-20A/3P | EA | EA |  | TRUE |  | P | FXG | DAYTON | 2027-08-03T00:00:00
135646 | 20 | 1 | States | Dayton | Megan Swymeler | TRUE | 2026-08-21T00:00:00 | 2026-09-22T00:00:00 | 2026-09-22T00:00:00 | 4 | 0 | 4 | 312.94 | 10014.08 | 55369 | USA | N30 | 44 | SCHNEIDER ELECTRIC USA INC. | 60673-1214 | NC50SHR | PANELBOARD COVER/TRIM NF TYPE 1 S HR 50H | PUR | PANELBOARD COVER/TRIM NF TYPE 1 S HR 50H | EA | EA |  | TRUE |  | P | FXG | DAYTON | 2026-11-10T00:00:00
135646 | 1 | 3 | States | Dayton | Megan Swymeler | TRUE | 2026-08-21T00:00:00 | 2027-01-05T00:00:00 | 2027-01-05T00:00:00 | 1 | 0 | 1 | 13495.14 | 107961.12 | 55369 | USA | N30 | 44 | SCHNEIDER ELECTRIC USA INC. | 60673-1214 | DCPAA120 | I-Line MB Panel ¦ 125VDC ¦ 125A/2P Main ¦ Feeders: 10-15A, 1-20A, 3-30A, 6-35A | PUR | I-Line MB Panel ¦ 125VDC ¦ 125A/2P Main ¦ Feeders: 10-15A, 1-20A, 3-30A, 6-35A | EA | EA |  | TRUE |  | P | FXG | DAYTON | 2027-01-19T00:00:00
135646 | 16 | 3 | States | Dayton | Megan Swymeler | TRUE | 2026-08-21T00:00:00 | 2026-11-09T00:00:00 | 2026-11-09T00:00:00 | 1 | 0 | 1 | 1726.51 | 13812.08 | 55369 | USA | N30 | 44 | SCHNEIDER ELECTRIC USA INC. | 60673-1214 | LCPAA233 | NQ MB Panel ¦ 208Y/120V ¦ 150A/3P Main ¦ Feeders: 4-15A/1P,30-20A/1P,2-30A/1P,1-30A/3P,1-60A/3P | PUR | NQ MB Panel ¦ 208Y/120V ¦ 150A/3P Main ¦ Feeders: 4-15A/1P,30-20A/1P,2-30A/1P,1-30A/3P,1-60A/3P | EA | EA |  | TRUE |  | P | FXG | DAYTON | 2027-01-19T00:00:00
135646 | 13 | 6 | States | Dayton | Megan Swymeler | TRUE | 2026-08-21T00:00:00 | 2026-11-09T00:00:00 | 2026-11-09T00:00:00 | 1 | 0 | 1 | 1677.41 | 13419.28 | 55369 | USA | N30 | 44 | SCHNEIDER ELECTRIC USA INC. | 60673-1214 | LCPAA221 | NQ MB Panel ¦ 208Y/120V ¦ 100A/3P Main ¦ Feeders: 30-20A/1P,5-30A/1P,2-40A/1P,1-30A/2P,1-20A/3P | PUR | NQ MB Panel ¦ 208Y/120V ¦ 100A/3P Main ¦ Feeders: 30-20A/1P,5-30A/1P,2-40A/1P,1-30A/2P,1-20A/3P | EA | EA |  | TRUE |  | P | FXG | DAYTON | 2027-08-31T00:00:00
135646 | 7 | 1 | States | Dayton | Megan Swymeler | TRUE | 2026-08-21T00:00:00 | 2026-12-31T00:00:00 | 2026-12-31T00:00:00 | 1 | 0 | 1 | 12515.92 | 100127.36 | 55369 | USA | N30 | 44 | SCHNEIDER ELECTRIC USA INC. | 60673-1214 | DPPAA232 | I-Line MLO Panel ¦ 480Y/277V ¦ 800A MLO ¦ Feeders: 1-15A,2-20A,1-30A,1-40A,1-50A,1-60A,4-70A,1-100A,2-150A | PUR | I-Line MLO Panel ¦ 480Y/277V ¦ 800A MLO ¦ Feeders: 1-15A,2-20A,1-30A,1-40A,1-50A,1-60A,4-70A,1-100A,2-150A | EA | EA |  | TRUE |  | P | FXG | DAYTON | 2026-11-10T00:00:00
135646 | 8 | 3 | States | Dayton | Megan Swymeler | TRUE | 2026-08-21T00:00:00 | 2026-10-16T00:00:00 | 2026-10-16T00:00:00 | 1 | 0 | 1 | 8034.39 | 64275.12 | 55369 | USA | N30 | 44 | SCHNEIDER ELECTRIC USA INC. | 60673-1214 | DPPAA233 | 42 Circuit Interior Type 1,Box: 44H x 20W x 5.75D Incoming: Bottom Trim: Surface - Hinged Box Cat No: MH44 Front Cat No: NC44SHR Ref. Drawing: PBA550HR Feeders: | PUR | 42 Circuit Interior Type 1,Box: 44H x 20W x 5.75D Incoming: Bottom Trim: Surface - Hinged Box Cat No: MH44 Front Cat No: NC44SHR Ref. Drawing: PBA550HR Feeders: | EA | EA |  | TRUE |  | P | FXG | DAYTON | 2027-01-19T00:00:00
135646 | 1 | 2 | States | Dayton | Megan Swymeler | TRUE | 2026-08-21T00:00:00 | 2027-01-05T00:00:00 | 2027-01-05T00:00:00 | 1 | 0 | 1 | 13495.14 | 107961.12 | 55369 | USA | N30 | 44 | SCHNEIDER ELECTRIC USA INC. | 60673-1214 | DCPAA120 | I-Line MB Panel ¦ 125VDC ¦ 125A/2P Main ¦ Feeders: 10-15A, 1-20A, 3-30A, 6-35A | PUR | I-Line MB Panel ¦ 125VDC ¦ 125A/2P Main ¦ Feeders: 10-15A, 1-20A, 3-30A, 6-35A | EA | EA |  | TRUE |  | P | FXG | DAYTON | 2026-12-18T00:00:00
135646 | 8 | 4 | States | Dayton | Megan Swymeler | TRUE | 2026-08-21T00:00:00 | 2026-10-16T00:00:00 | 2026-10-16T00:00:00 | 2 | 0 | 2 | 8034.39 | 64275.12 | 55369 | USA | N30 | 44 | SCHNEIDER ELECTRIC USA INC. | 60673-1214 | DPPAA233 | 42 Circuit Interior Type 1,Box: 44H x 20W x 5.75D Incoming: Bottom Trim: Surface - Hinged Box Cat No: MH44 Front Cat No: NC44SHR Ref. Drawing: PBA550HR Feeders: | PUR | 42 Circuit Interior Type 1,Box: 44H x 20W x 5.75D Incoming: Bottom Trim: Surface - Hinged Box Cat No: MH44 Front Cat No: NC44SHR Ref. Drawing: PBA550HR Feeders: | EA | EA |  | TRUE |  | P | FXG | DAYTON | 2027-05-19T00:00:00
135646 | 9 | 3 | States | Dayton | Megan Swymeler | TRUE | 2026-08-21T00:00:00 | 2026-09-24T00:00:00 | 2026-09-24T00:00:00 | 4 | 0 | 4 | 857.14 | 27428.48 | 55369 | USA | N30 | 44 | SCHNEIDER ELECTRIC USA INC. | 60673-1214 | HC3273DB9 | PNLBD ENCLOSURE I-LINE 32W 73H 9D | PUR | PNLBD ENCLOSURE I-LINE 32W 73H 9D | EA | EA |  | TRUE |  | P | FXG | DAYTON | 2027-01-19T00:00:00
135646 | 11 | 1 | States | Dayton | Megan Swymeler | TRUE | 2026-08-21T00:00:00 | 2026-09-22T00:00:00 | 2026-09-22T00:00:00 | 2 | 0 | 2 | 857.14 | 13714.24 | 55369 | USA | N30 | 44 | SCHNEIDER ELECTRIC USA INC. | 60673-1214 | HC3291DB9 | PNLBD ENCLOSURE I-LINE 32W 91H 9D | PUR | PNLBD ENCLOSURE I-LINE 32W 91H 9D | EA | EA |  | TRUE |  | P | FXG | DAYTON | 2026-11-10T00:00:00
135646 | 17 | 5 | States | Dayton | Megan Swymeler | TRUE | 2026-08-21T00:00:00 | 2026-09-22T00:00:00 | 2026-09-22T00:00:00 | 2 | 0 | 2 | 24.15 | 386.4 | 55369 | USA | N30 | 44 | SCHNEIDER ELECTRIC USA INC. | 60673-1214 | MH44 | PANELBOARD ENCLOSURE/BOX | PUR | PANELBOARD ENCLOSURE/BOX | EA | EA |  | TRUE |  | P | FXG | DAYTON | 2027-08-03T00:00:00
135646 | 17 | 4 | States | Dayton | Megan Swymeler | TRUE | 2026-08-21T00:00:00 | 2026-09-22T00:00:00 | 2026-09-22T00:00:00 | 4 | 0 | 4 | 24.15 | 386.4 | 55369 | USA | N30 | 44 | SCHNEIDER ELECTRIC USA INC. | 60673-1214 | MH44 | PANELBOARD ENCLOSURE/BOX | PUR | PANELBOARD ENCLOSURE/BOX | EA | EA |  | TRUE |  | P | FXG | DAYTON | 2027-05-19T00:00:00
135646 | 13 | 7 | States | Dayton | Megan Swymeler | TRUE | 2026-08-21T00:00:00 | 2026-11-09T00:00:00 | 2026-11-09T00:00:00 | 1 | 0 | 1 | 1677.41 | 13419.28 | 55369 | USA | N30 | 44 | SCHNEIDER ELECTRIC USA INC. | 60673-1214 | LCPAA221 | NQ MB Panel ¦ 208Y/120V ¦ 100A/3P Main ¦ Feeders: 30-20A/1P,5-30A/1P,2-40A/1P,1-30A/2P,1-20A/3P | PUR | NQ MB Panel ¦ 208Y/120V ¦ 100A/3P Main ¦ Feeders: 30-20A/1P,5-30A/1P,2-40A/1P,1-30A/2P,1-20A/3P | EA | EA |  | TRUE |  | P | FXG | DAYTON | 2027-10-22T00:00:00
135646 | 1 | 7 | States | Dayton | Megan Swymeler | TRUE | 2026-08-21T00:00:00 | 2027-01-06T00:00:00 | 2027-01-06T00:00:00 | 1 | 0 | 1 | 13495.14 | 107961.12 | 55369 | USA | N30 | 44 | SCHNEIDER ELECTRIC USA INC. | 60673-1214 | DCPAA120 | I-Line MB Panel ¦ 125VDC ¦ 125A/2P Main ¦ Feeders: 10-15A, 1-20A, 3-30A, 6-35A | PUR | I-Line MB Panel ¦ 125VDC ¦ 125A/2P Main ¦ Feeders: 10-15A, 1-20A, 3-30A, 6-35A | EA | EA |  | TRUE |  | P | FXG | DAYTON | 2027-10-22T00:00:00
135646 | 14 | 7 | States | Dayton | Megan Swymeler | TRUE | 2026-08-21T00:00:00 | 2026-11-09T00:00:00 | 2026-11-09T00:00:00 | 1 | 0 | 1 | 1726.51 | 13812.08 | 55369 | USA | N30 | 44 | SCHNEIDER ELECTRIC USA INC. | 60673-1214 | LCPAA223 | NQ MB Panel ¦ 208Y/120V ¦ 150A/3P Main ¦ Feeders: 4-15A/1P,30-20A/1P,2-30A/1P,1-30A/3P,1-60A/3P | PUR | NQ MB Panel ¦ 208Y/120V ¦ 150A/3P Main ¦ Feeders: 4-15A/1P,30-20A/1P,2-30A/1P,1-30A/3P,1-60A/3P | EA | EA |  | TRUE |  | P | FXG | DAYTON | 2027-10-22T00:00:00
135646 | 18 | 3 | States | Dayton | Megan Swymeler | TRUE | 2026-08-21T00:00:00 | 2026-09-22T00:00:00 | 2026-09-22T00:00:00 | 4 | 0 | 4 | 24.15 | 772.8 | 55369 | USA | N30 | 44 | SCHNEIDER ELECTRIC USA INC. | 60673-1214 | MH50 | PANELBOARD ENCLOSURE/BOX TYPE 1 50H 20W | PUR | PANELBOARD ENCLOSURE/BOX TYPE 1 50H 20W | EA | EA |  | TRUE |  | P | FXG | DAYTON | 2027-01-19T00:00:00
135646 | 16 | 2 | States | Dayton | Megan Swymeler | TRUE | 2026-08-21T00:00:00 | 2026-11-09T00:00:00 | 2026-11-09T00:00:00 | 1 | 0 | 1 | 1726.51 | 13812.08 | 55369 | USA | N30 | 44 | SCHNEIDER ELECTRIC USA INC. | 60673-1214 | LCPAA233 | NQ MB Panel ¦ 208Y/120V ¦ 150A/3P Main ¦ Feeders: 4-15A/1P,30-20A/1P,2-30A/1P,1-30A/3P,1-60A/3P | PUR | NQ MB Panel ¦ 208Y/120V ¦ 150A/3P Main ¦ Feeders: 4-15A/1P,30-20A/1P,2-30A/1P,1-30A/3P,1-60A/3P | EA | EA |  | TRUE |  | P | FXG | DAYTON | 2026-12-18T00:00:00
135646 | 16 | 7 | States | Dayton | Megan Swymeler | TRUE | 2026-08-21T00:00:00 | 2026-11-09T00:00:00 | 2026-11-09T00:00:00 | 1 | 0 | 1 | 1726.51 | 13812.08 | 55369 | USA | N30 | 44 | SCHNEIDER ELECTRIC USA INC. | 60673-1214 | LCPAA233 | NQ MB Panel ¦ 208Y/120V ¦ 150A/3P Main ¦ Feeders: 4-15A/1P,30-20A/1P,2-30A/1P,1-30A/3P,1-60A/3P | PUR | NQ MB Panel ¦ 208Y/120V ¦ 150A/3P Main ¦ Feeders: 4-15A/1P,30-20A/1P,2-30A/1P,1-30A/3P,1-60A/3P | EA | EA |  | TRUE |  | P | FXG | DAYTON | 2027-10-22T00:00:00
135646 | 11 | 7 | States | Dayton | Megan Swymeler | TRUE | 2026-08-21T00:00:00 | 2026-09-22T00:00:00 | 2026-09-22T00:00:00 | 2 | 0 | 2 | 857.14 | 13714.24 | 55369 | USA | N30 | 44 | SCHNEIDER ELECTRIC USA INC. | 60673-1214 | HC3291DB9 | PNLBD ENCLOSURE I-LINE 32W 91H 9D | PUR | PNLBD ENCLOSURE I-LINE 32W 91H 9D | EA | EA |  | TRUE |  | P | FXG | DAYTON | 2027-10-22T00:00:00
135646 | 4 | 1 | States | Dayton | Megan Swymeler | TRUE | 2026-08-21T00:00:00 | 2026-12-31T00:00:00 | 2026-12-31T00:00:00 | 1 | 0 | 1 | 12515.92 | 100127.36 | 55369 | USA | N30 | 44 | SCHNEIDER ELECTRIC USA INC. | 60673-1214 | DPPAA222 | I-Line MLO Panel ¦ 480Y/277V ¦ 800A MLO ¦ Feeders: 1-15A,2-20A,1-30A,1-40A,1-50A,1-60A,4-70A,1-100A,2-150A | PUR | I-Line MLO Panel ¦ 480Y/277V ¦ 800A MLO ¦ Feeders: 1-15A,2-20A,1-30A,1-40A,1-50A,1-60A,4-70A,1-100A,2-150A | EA | EA |  | TRUE |  | P | FXG | DAYTON | 2026-11-10T00:00:00
135646 | 9 | 2 | States | Dayton | Megan Swymeler | TRUE | 2026-08-21T00:00:00 | 2026-09-24T00:00:00 | 2026-09-24T00:00:00 | 4 | 0 | 4 | 857.14 | 27428.48 | 55369 | USA | N30 | 44 | SCHNEIDER ELECTRIC USA INC. | 60673-1214 | HC3273DB9 | PNLBD ENCLOSURE I-LINE 32W 73H 9D | PUR | PNLBD ENCLOSURE I-LINE 32W 73H 9D | EA | EA |  | TRUE |  | P | FXG | DAYTON | 2026-12-18T00:00:00
135646 | 20 | 5 | States | Dayton | Megan Swymeler | TRUE | 2026-08-21T00:00:00 | 2026-09-22T00:00:00 | 2026-09-22T00:00:00 | 4 | 0 | 4 | 312.94 | 10014.08 | 55369 | USA | N30 | 44 | SCHNEIDER ELECTRIC USA INC. | 60673-1214 | NC50SHR | PANELBOARD COVER/TRIM NF TYPE 1 S HR 50H | PUR | PANELBOARD COVER/TRIM NF TYPE 1 S HR 50H | EA | EA |  | TRUE |  | P | FXG | DAYTON | 2027-08-03T00:00:00
135646 | 11 | 3 | States | Dayton | Megan Swymeler | TRUE | 2026-08-21T00:00:00 | 2026-09-22T00:00:00 | 2026-09-22T00:00:00 | 2 | 0 | 2 | 857.14 | 13714.24 | 55369 | USA | N30 | 44 | SCHNEIDER ELECTRIC USA INC. | 60673-1214 | HC3291DB9 | PNLBD ENCLOSURE I-LINE 32W 91H 9D | PUR | PNLBD ENCLOSURE I-LINE 32W 91H 9D | EA | EA |  | TRUE |  | P | FXG | DAYTON | 2027-01-19T00:00:00
135646 | 14 | 1 | States | Dayton | Megan Swymeler | TRUE | 2026-08-21T00:00:00 | 2026-11-09T00:00:00 | 2026-11-09T00:00:00 | 1 | 0 | 1 | 1726.51 | 13812.08 | 55369 | USA | N30 | 44 | SCHNEIDER ELECTRIC USA INC. | 60673-1214 | LCPAA223 | NQ MB Panel ¦ 208Y/120V ¦ 150A/3P Main ¦ Feeders: 4-15A/1P,30-20A/1P,2-30A/1P,1-30A/3P,1-60A/3P | PUR | NQ MB Panel ¦ 208Y/120V ¦ 150A/3P Main ¦ Feeders: 4-15A/1P,30-20A/1P,2-30A/1P,1-30A/3P,1-60A/3P | EA | EA |  | TRUE |  | P | FXG | DAYTON | 2026-11-10T00:00:00
135646 | 19 | 5 | States | Dayton | Megan Swymeler | TRUE | 2026-08-21T00:00:00 | 2026-09-22T00:00:00 | 2026-09-22T00:00:00 | 2 | 0 | 2 | 284.81 | 4556.96 | 55369 | USA | N30 | 44 | SCHNEIDER ELECTRIC USA INC. | 60673-1214 | NC44SHR | PNLBD COVER/TRIM NF T-1 S 44H 20W | PUR | PNLBD COVER/TRIM NF T-1 S 44H 20W | EA | EA |  | TRUE |  | P | FXG | DAYTON | 2027-08-03T00:00:00
135646 | 6 | 7 | States | Dayton | Megan Swymeler | TRUE | 2026-08-21T00:00:00 | 2027-01-08T00:00:00 | 2027-01-08T00:00:00 | 1 | 0 | 1 | 12515.92 | 100127.36 | 55369 | USA | N30 | 44 | SCHNEIDER ELECTRIC USA INC. | 60673-1214 | DPPAA231 | I-Line MLO Panel ¦ 480Y/277V ¦ 800A MLO ¦ Feeders: 1-15A,1-20A,1-30A,1-40A,2-50A,1-60A,4-70A,1-100A,2-150A | PUR | I-Line MLO Panel ¦ 480Y/277V ¦ 800A MLO ¦ Feeders: 1-15A,1-20A,1-30A,1-40A,2-50A,1-60A,4-70A,1-100A,2-150A | EA | EA |  | TRUE |  | P | FXG | DAYTON | 2027-10-22T00:00:00
135646 | 20 | 7 | States | Dayton | Megan Swymeler | TRUE | 2026-08-21T00:00:00 | 2026-09-22T00:00:00 | 2026-09-22T00:00:00 | 4 | 0 | 4 | 312.94 | 10014.08 | 55369 | USA | N30 | 44 | SCHNEIDER ELECTRIC USA INC. | 60673-1214 | NC50SHR | PANELBOARD COVER/TRIM NF TYPE 1 S HR 50H | PUR | PANELBOARD COVER/TRIM NF TYPE 1 S HR 50H | EA | EA |  | TRUE |  | P | FXG | DAYTON | 2027-10-22T00:00:00
135646 | 13 | 3 | States | Dayton | Megan Swymeler | TRUE | 2026-08-21T00:00:00 | 2026-11-09T00:00:00 | 2026-11-09T00:00:00 | 1 | 0 | 1 | 1677.41 | 13419.28 | 55369 | USA | N30 | 44 | SCHNEIDER ELECTRIC USA INC. | 60673-1214 | LCPAA221 | NQ MB Panel ¦ 208Y/120V ¦ 100A/3P Main ¦ Feeders: 30-20A/1P,5-30A/1P,2-40A/1P,1-30A/2P,1-20A/3P | PUR | NQ MB Panel ¦ 208Y/120V ¦ 100A/3P Main ¦ Feeders: 30-20A/1P,5-30A/1P,2-40A/1P,1-30A/2P,1-20A/3P | EA | EA |  | TRUE |  | P | FXG | DAYTON | 2027-01-19T00:00:00
135646 | 20 | 6 | States | Dayton | Megan Swymeler | TRUE | 2026-08-21T00:00:00 | 2026-09-22T00:00:00 | 2026-09-22T00:00:00 | 4 | 0 | 4 | 312.94 | 10014.08 | 55369 | USA | N30 | 44 | SCHNEIDER ELECTRIC USA INC. | 60673-1214 | NC50SHR | PANELBOARD COVER/TRIM NF TYPE 1 S HR 50H | PUR | PANELBOARD COVER/TRIM NF TYPE 1 S HR 50H | EA | EA |  | TRUE |  | P | FXG | DAYTON | 2027-08-31T00:00:00
135646 | 18 | 7 | States | Dayton | Megan Swymeler | TRUE | 2026-08-21T00:00:00 | 2026-09-22T00:00:00 | 2026-09-22T00:00:00 | 4 | 0 | 4 | 24.15 | 772.8 | 55369 | USA | N30 | 44 | SCHNEIDER ELECTRIC USA INC. | 60673-1214 | MH50 | PANELBOARD ENCLOSURE/BOX TYPE 1 50H 20W | PUR | PANELBOARD ENCLOSURE/BOX TYPE 1 50H 20W | EA | EA |  | TRUE |  | P | FXG | DAYTON | 2027-10-22T00:00:00
135646 | 17 | 7 | States | Dayton | Megan Swymeler | TRUE | 2026-08-21T00:00:00 | 2026-09-22T00:00:00 | 2026-09-22T00:00:00 | 2 | 0 | 2 | 24.15 | 386.4 | 55369 | USA | N30 | 44 | SCHNEIDER ELECTRIC USA INC. | 60673-1214 | MH44 | PANELBOARD ENCLOSURE/BOX | PUR | PANELBOARD ENCLOSURE/BOX | EA | EA |  | TRUE |  | P | FXG | DAYTON | 2027-10-22T00:00:00
135646 | 4 | 4 | States | Dayton | Megan Swymeler | TRUE | 2026-08-21T00:00:00 | 2027-01-04T00:00:00 | 2027-01-04T00:00:00 | 2 | 0 | 2 | 12515.92 | 100127.36 | 55369 | USA | N30 | 44 | SCHNEIDER ELECTRIC USA INC. | 60673-1214 | DPPAA222 | I-Line MLO Panel ¦ 480Y/277V ¦ 800A MLO ¦ Feeders: 1-15A,2-20A,1-30A,1-40A,1-50A,1-60A,4-70A,1-100A,2-150A | PUR | I-Line MLO Panel ¦ 480Y/277V ¦ 800A MLO ¦ Feeders: 1-15A,2-20A,1-30A,1-40A,1-50A,1-60A,4-70A,1-100A,2-150A | EA | EA |  | TRUE |  | P | FXG | DAYTON | 2027-05-19T00:00:00
135646 | 4 | 6 | States | Dayton | Megan Swymeler | TRUE | 2026-08-21T00:00:00 | 2027-01-05T00:00:00 | 2027-01-05T00:00:00 | 1 | 0 | 1 | 12515.92 | 100127.36 | 55369 | USA | N30 | 44 | SCHNEIDER ELECTRIC USA INC. | 60673-1214 | DPPAA222 | I-Line MLO Panel ¦ 480Y/277V ¦ 800A MLO ¦ Feeders: 1-15A,2-20A,1-30A,1-40A,1-50A,1-60A,4-70A,1-100A,2-150A | PUR | I-Line MLO Panel ¦ 480Y/277V ¦ 800A MLO ¦ Feeders: 1-15A,2-20A,1-30A,1-40A,1-50A,1-60A,4-70A,1-100A,2-150A | EA | EA |  | TRUE |  | P | FXG | DAYTON | 2027-08-31T00:00:00
135646 | 1 | 4 | States | Dayton | Megan Swymeler | TRUE | 2026-08-21T00:00:00 | 2027-01-05T00:00:00 | 2027-01-05T00:00:00 | 2 | 0 | 2 | 13495.14 | 107961.12 | 55369 | USA | N30 | 44 | SCHNEIDER ELECTRIC USA INC. | 60673-1214 | DCPAA120 | I-Line MB Panel ¦ 125VDC ¦ 125A/2P Main ¦ Feeders: 10-15A, 1-20A, 3-30A, 6-35A | PUR | I-Line MB Panel ¦ 125VDC ¦ 125A/2P Main ¦ Feeders: 10-15A, 1-20A, 3-30A, 6-35A | EA | EA |  | TRUE |  | P | FXG | DAYTON | 2027-05-19T00:00:00
135646 | 17 | 2 | States | Dayton | Megan Swymeler | TRUE | 2026-08-21T00:00:00 | 2026-09-22T00:00:00 | 2026-09-22T00:00:00 | 2 | 0 | 2 | 24.15 | 386.4 | 55369 | USA | N30 | 44 | SCHNEIDER ELECTRIC USA INC. | 60673-1214 | MH44 | PANELBOARD ENCLOSURE/BOX | PUR | PANELBOARD ENCLOSURE/BOX | EA | EA |  | TRUE |  | P | FXG | DAYTON | 2026-12-18T00:00:00
135646 | 12 | 6 | States | Dayton | Megan Swymeler | TRUE | 2026-08-21T00:00:00 | 2026-09-23T00:00:00 | 2026-09-23T00:00:00 | 2 | 0 | 2 | 1227.89 | 19646.24 | 55369 | USA | N30 | 44 | SCHNEIDER ELECTRIC USA INC. | 60673-1214 | HC3291TSHR | PNLBD COVER/TRIM ILINE T-1 S 32W91H HR | PUR | PNLBD COVER/TRIM ILINE T-1 S 32W91H HR | EA | EA |  | TRUE |  | P | FXG | DAYTON | 2027-08-31T00:00:00
135646 | 16 | 1 | States | Dayton | Megan Swymeler | TRUE | 2026-08-21T00:00:00 | 2026-11-09T00:00:00 | 2026-11-09T00:00:00 | 1 | 0 | 1 | 1726.51 | 13812.08 | 55369 | USA | N30 | 44 | SCHNEIDER ELECTRIC USA INC. | 60673-1214 | LCPAA233 | NQ MB Panel ¦ 208Y/120V ¦ 150A/3P Main ¦ Feeders: 4-15A/1P,30-20A/1P,2-30A/1P,1-30A/3P,1-60A/3P | PUR | NQ MB Panel ¦ 208Y/120V ¦ 150A/3P Main ¦ Feeders: 4-15A/1P,30-20A/1P,2-30A/1P,1-30A/3P,1-60A/3P | EA | EA |  | TRUE |  | P | FXG | DAYTON | 2026-11-10T00:00:00
135646 | 20 | 3 | States | Dayton | Megan Swymeler | TRUE | 2026-08-21T00:00:00 | 2026-09-22T00:00:00 | 2026-09-22T00:00:00 | 4 | 0 | 4 | 312.94 | 10014.08 | 55369 | USA | N30 | 44 | SCHNEIDER ELECTRIC USA INC. | 60673-1214 | NC50SHR | PANELBOARD COVER/TRIM NF TYPE 1 S HR 50H | PUR | PANELBOARD COVER/TRIM NF TYPE 1 S HR 50H | EA | EA |  | TRUE |  | P | FXG | DAYTON | 2027-01-19T00:00:00
135646 | 8 | 1 | States | Dayton | Megan Swymeler | TRUE | 2026-08-21T00:00:00 | 2026-10-16T00:00:00 | 2026-10-16T00:00:00 | 1 | 0 | 1 | 8034.39 | 64275.12 | 55369 | USA | N30 | 44 | SCHNEIDER ELECTRIC USA INC. | 60673-1214 | DPPAA233 | 42 Circuit Interior Type 1,Box: 44H x 20W x 5.75D Incoming: Bottom Trim: Surface - Hinged Box Cat No: MH44 Front Cat No: NC44SHR Ref. Drawing: PBA550HR Feeders: | PUR | 42 Circuit Interior Type 1,Box: 44H x 20W x 5.75D Incoming: Bottom Trim: Surface - Hinged Box Cat No: MH44 Front Cat No: NC44SHR Ref. Drawing: PBA550HR Feeders: | EA | EA |  | TRUE |  | P | FXG | DAYTON | 2026-11-10T00:00:00
135646 | 13 | 5 | States | Dayton | Megan Swymeler | TRUE | 2026-08-21T00:00:00 | 2026-11-09T00:00:00 | 2026-11-09T00:00:00 | 1 | 0 | 1 | 1677.41 | 13419.28 | 55369 | USA | N30 | 44 | SCHNEIDER ELECTRIC USA INC. | 60673-1214 | LCPAA221 | NQ MB Panel ¦ 208Y/120V ¦ 100A/3P Main ¦ Feeders: 30-20A/1P,5-30A/1P,2-40A/1P,1-30A/2P,1-20A/3P | PUR | NQ MB Panel ¦ 208Y/120V ¦ 100A/3P Main ¦ Feeders: 30-20A/1P,5-30A/1P,2-40A/1P,1-30A/2P,1-20A/3P | EA | EA |  | TRUE |  | P | FXG | DAYTON | 2027-08-03T00:00:00
135646 | 1 | 6 | States | Dayton | Megan Swymeler | TRUE | 2026-08-21T00:00:00 | 2027-01-06T00:00:00 | 2027-01-06T00:00:00 | 1 | 0 | 1 | 13495.14 | 107961.12 | 55369 | USA | N30 | 44 | SCHNEIDER ELECTRIC USA INC. | 60673-1214 | DCPAA120 | I-Line MB Panel ¦ 125VDC ¦ 125A/2P Main ¦ Feeders: 10-15A, 1-20A, 3-30A, 6-35A | PUR | I-Line MB Panel ¦ 125VDC ¦ 125A/2P Main ¦ Feeders: 10-15A, 1-20A, 3-30A, 6-35A | EA | EA |  | TRUE |  | P | FXG | DAYTON | 2027-08-31T00:00:00
135646 | 3 | 3 | States | Dayton | Megan Swymeler | TRUE | 2026-08-21T00:00:00 | 2026-12-31T00:00:00 | 2026-12-31T00:00:00 | 1 | 0 | 1 | 12515.92 | 100127.36 | 55369 | USA | N30 | 44 | SCHNEIDER ELECTRIC USA INC. | 60673-1214 | DPPAA221 | I-Line MLO Panel ¦ 480Y/277V ¦ 800A MLO ¦ Feeders: 1-15A,1-20A,1-30A,1-40A,2-50A,1-60A,4-70A,1-100A,2-150A | PUR | I-Line MLO Panel ¦ 480Y/277V ¦ 800A MLO ¦ Feeders: 1-15A,1-20A,1-30A,1-40A,2-50A,1-60A,4-70A,1-100A,2-150A | EA | EA |  | TRUE |  | P | FXG | DAYTON | 2027-01-19T00:00:00
135646 | 2 | 6 | States | Dayton | Megan Swymeler | TRUE | 2026-08-21T00:00:00 | 2027-01-06T00:00:00 | 2027-01-06T00:00:00 | 1 | 0 | 1 | 13495.14 | 107961.12 | 55369 | USA | N30 | 44 | SCHNEIDER ELECTRIC USA INC. | 60673-1214 | DCPAA130 | I-Line MB Panel ¦ 125VDC ¦ 125A/2P Main ¦ Feeders: 10-15A, 1-20A, 4-30A, 5-35A | PUR | I-Line MB Panel ¦ 125VDC ¦ 125A/2P Main ¦ Feeders: 10-15A, 1-20A, 4-30A, 5-35A | EA | EA |  | TRUE |  | P | FXG | DAYTON | 2027-08-31T00:00:00
135646 | 7 | 2 | States | Dayton | Megan Swymeler | TRUE | 2026-08-21T00:00:00 | 2026-12-31T00:00:00 | 2026-12-31T00:00:00 | 1 | 0 | 1 | 12515.92 | 100127.36 | 55369 | USA | N30 | 44 | SCHNEIDER ELECTRIC USA INC. | 60673-1214 | DPPAA232 | I-Line MLO Panel ¦ 480Y/277V ¦ 800A MLO ¦ Feeders: 1-15A,2-20A,1-30A,1-40A,1-50A,1-60A,4-70A,1-100A,2-150A | PUR | I-Line MLO Panel ¦ 480Y/277V ¦ 800A MLO ¦ Feeders: 1-15A,2-20A,1-30A,1-40A,1-50A,1-60A,4-70A,1-100A,2-150A | EA | EA |  | TRUE |  | P | FXG | DAYTON | 2026-12-18T00:00:00
135646 | 6 | 6 | States | Dayton | Megan Swymeler | TRUE | 2026-08-21T00:00:00 | 2027-01-05T00:00:00 | 2027-01-05T00:00:00 | 1 | 0 | 1 | 12515.92 | 100127.36 | 55369 | USA | N30 | 44 | SCHNEIDER ELECTRIC USA INC. | 60673-1214 | DPPAA231 | I-Line MLO Panel ¦ 480Y/277V ¦ 800A MLO ¦ Feeders: 1-15A,1-20A,1-30A,1-40A,2-50A,1-60A,4-70A,1-100A,2-150A | PUR | I-Line MLO Panel ¦ 480Y/277V ¦ 800A MLO ¦ Feeders: 1-15A,1-20A,1-30A,1-40A,2-50A,1-60A,4-70A,1-100A,2-150A | EA | EA |  | TRUE |  | P | FXG | DAYTON | 2027-08-31T00:00:00
135646 | 13 | 2 | States | Dayton | Megan Swymeler | TRUE | 2026-08-21T00:00:00 | 2026-11-09T00:00:00 | 2026-11-09T00:00:00 | 1 | 0 | 1 | 1677.41 | 13419.28 | 55369 | USA | N30 | 44 | SCHNEIDER ELECTRIC USA INC. | 60673-1214 | LCPAA221 | NQ MB Panel ¦ 208Y/120V ¦ 100A/3P Main ¦ Feeders: 30-20A/1P,5-30A/1P,2-40A/1P,1-30A/2P,1-20A/3P | PUR | NQ MB Panel ¦ 208Y/120V ¦ 100A/3P Main ¦ Feeders: 30-20A/1P,5-30A/1P,2-40A/1P,1-30A/2P,1-20A/3P | EA | EA |  | TRUE |  | P | FXG | DAYTON | 2026-12-18T00:00:00
135646 | 16 | 5 | States | Dayton | Megan Swymeler | TRUE | 2026-08-21T00:00:00 | 2026-11-09T00:00:00 | 2026-11-09T00:00:00 | 1 | 0 | 1 | 1726.51 | 13812.08 | 55369 | USA | N30 | 44 | SCHNEIDER ELECTRIC USA INC. | 60673-1214 | LCPAA233 | NQ MB Panel ¦ 208Y/120V ¦ 150A/3P Main ¦ Feeders: 4-15A/1P,30-20A/1P,2-30A/1P,1-30A/3P,1-60A/3P | PUR | NQ MB Panel ¦ 208Y/120V ¦ 150A/3P Main ¦ Feeders: 4-15A/1P,30-20A/1P,2-30A/1P,1-30A/3P,1-60A/3P | EA | EA |  | TRUE |  | P | FXG | DAYTON | 2027-08-03T00:00:00
135646 | 14 | 5 | States | Dayton | Megan Swymeler | TRUE | 2026-08-21T00:00:00 | 2026-11-09T00:00:00 | 2026-11-09T00:00:00 | 1 | 0 | 1 | 1726.51 | 13812.08 | 55369 | USA | N30 | 44 | SCHNEIDER ELECTRIC USA INC. | 60673-1214 | LCPAA223 | NQ MB Panel ¦ 208Y/120V ¦ 150A/3P Main ¦ Feeders: 4-15A/1P,30-20A/1P,2-30A/1P,1-30A/3P,1-60A/3P | PUR | NQ MB Panel ¦ 208Y/120V ¦ 150A/3P Main ¦ Feeders: 4-15A/1P,30-20A/1P,2-30A/1P,1-30A/3P,1-60A/3P | EA | EA |  | TRUE |  | P | FXG | DAYTON | 2027-08-03T00:00:00
135646 | 6 | 2 | States | Dayton | Megan Swymeler | TRUE | 2026-08-21T00:00:00 | 2027-01-04T00:00:00 | 2027-01-04T00:00:00 | 1 | 0 | 1 | 12515.92 | 100127.36 | 55369 | USA | N30 | 44 | SCHNEIDER ELECTRIC USA INC. | 60673-1214 | DPPAA231 | I-Line MLO Panel ¦ 480Y/277V ¦ 800A MLO ¦ Feeders: 1-15A,1-20A,1-30A,1-40A,2-50A,1-60A,4-70A,1-100A,2-150A | PUR | I-Line MLO Panel ¦ 480Y/277V ¦ 800A MLO ¦ Feeders: 1-15A,1-20A,1-30A,1-40A,2-50A,1-60A,4-70A,1-100A,2-150A | EA | EA |  | TRUE |  | P | FXG | DAYTON | 2026-12-18T00:00:00
135646 | 5 | 5 | States | Dayton | Megan Swymeler | TRUE | 2026-08-21T00:00:00 | 2026-10-16T00:00:00 | 2026-10-16T00:00:00 | 1 | 0 | 1 | 8034.39 | 64275.12 | 55369 | USA | N30 | 44 | SCHNEIDER ELECTRIC USA INC. | 60673-1214 | DPPAA223 | NF MLO Panel ¦ 480Y/277V ¦ 225A MLO ¦ Feeders: 3-15A,1-20A,7-30A,2-60A,1-70A | PUR | NF MLO Panel ¦ 480Y/277V ¦ 225A MLO ¦ Feeders: 3-15A,1-20A,7-30A,2-60A,1-70A | EA | EA |  | TRUE |  | P | FXG | DAYTON | 2027-08-03T00:00:00
135646 | 12 | 3 | States | Dayton | Megan Swymeler | TRUE | 2026-08-21T00:00:00 | 2026-09-23T00:00:00 | 2026-09-23T00:00:00 | 2 | 0 | 2 | 1227.89 | 19646.24 | 55369 | USA | N30 | 44 | SCHNEIDER ELECTRIC USA INC. | 60673-1214 | HC3291TSHR | PNLBD COVER/TRIM ILINE T-1 S 32W91H HR | PUR | PNLBD COVER/TRIM ILINE T-1 S 32W91H HR | EA | EA |  | TRUE |  | P | FXG | DAYTON | 2027-01-19T00:00:00
135646 | 8 | 6 | States | Dayton | Megan Swymeler | TRUE | 2026-08-21T00:00:00 | 2026-10-16T00:00:00 | 2026-10-16T00:00:00 | 1 | 0 | 1 | 8034.39 | 64275.12 | 55369 | USA | N30 | 44 | SCHNEIDER ELECTRIC USA INC. | 60673-1214 | DPPAA233 | 42 Circuit Interior Type 1,Box: 44H x 20W x 5.75D Incoming: Bottom Trim: Surface - Hinged Box Cat No: MH44 Front Cat No: NC44SHR Ref. Drawing: PBA550HR Feeders: | PUR | 42 Circuit Interior Type 1,Box: 44H x 20W x 5.75D Incoming: Bottom Trim: Surface - Hinged Box Cat No: MH44 Front Cat No: NC44SHR Ref. Drawing: PBA550HR Feeders: | EA | EA |  | TRUE |  | P | FXG | DAYTON | 2027-08-31T00:00:00
135646 | 16 | 4 | States | Dayton | Megan Swymeler | TRUE | 2026-08-21T00:00:00 | 2026-11-09T00:00:00 | 2026-11-09T00:00:00 | 2 | 0 | 2 | 1726.51 | 13812.08 | 55369 | USA | N30 | 44 | SCHNEIDER ELECTRIC USA INC. | 60673-1214 | LCPAA233 | NQ MB Panel ¦ 208Y/120V ¦ 150A/3P Main ¦ Feeders: 4-15A/1P,30-20A/1P,2-30A/1P,1-30A/3P,1-60A/3P | PUR | NQ MB Panel ¦ 208Y/120V ¦ 150A/3P Main ¦ Feeders: 4-15A/1P,30-20A/1P,2-30A/1P,1-30A/3P,1-60A/3P | EA | EA |  | TRUE |  | P | FXG | DAYTON | 2027-05-19T00:00:00
135646 | 20 | 4 | States | Dayton | Megan Swymeler | TRUE | 2026-08-21T00:00:00 | 2026-09-22T00:00:00 | 2026-09-22T00:00:00 | 8 | 0 | 8 | 312.94 | 10014.08 | 55369 | USA | N30 | 44 | SCHNEIDER ELECTRIC USA INC. | 60673-1214 | NC50SHR | PANELBOARD COVER/TRIM NF TYPE 1 S HR 50H | PUR | PANELBOARD COVER/TRIM NF TYPE 1 S HR 50H | EA | EA |  | TRUE |  | P | FXG | DAYTON | 2027-05-19T00:00:00
135646 | 12 | 1 | States | Dayton | Megan Swymeler | TRUE | 2026-08-21T00:00:00 | 2026-09-23T00:00:00 | 2026-09-23T00:00:00 | 2 | 0 | 2 | 1227.89 | 19646.24 | 55369 | USA | N30 | 44 | SCHNEIDER ELECTRIC USA INC. | 60673-1214 | HC3291TSHR | PNLBD COVER/TRIM ILINE T-1 S 32W91H HR | PUR | PNLBD COVER/TRIM ILINE T-1 S 32W91H HR | EA | EA |  | TRUE |  | P | FXG | DAYTON | 2026-11-10T00:00:00
135646 | 14 | 6 | States | Dayton | Megan Swymeler | TRUE | 2026-08-21T00:00:00 | 2026-11-09T00:00:00 | 2026-11-09T00:00:00 | 1 | 0 | 1 | 1726.51 | 13812.08 | 55369 | USA | N30 | 44 | SCHNEIDER ELECTRIC USA INC. | 60673-1214 | LCPAA223 | NQ MB Panel ¦ 208Y/120V ¦ 150A/3P Main ¦ Feeders: 4-15A/1P,30-20A/1P,2-30A/1P,1-30A/3P,1-60A/3P | PUR | NQ MB Panel ¦ 208Y/120V ¦ 150A/3P Main ¦ Feeders: 4-15A/1P,30-20A/1P,2-30A/1P,1-30A/3P,1-60A/3P | EA | EA |  | TRUE |  | P | FXG | DAYTON | 2027-08-31T00:00:00
135646 | 11 | 5 | States | Dayton | Megan Swymeler | TRUE | 2026-08-21T00:00:00 | 2026-09-22T00:00:00 | 2026-09-22T00:00:00 | 2 | 0 | 2 | 857.14 | 13714.24 | 55369 | USA | N30 | 44 | SCHNEIDER ELECTRIC USA INC. | 60673-1214 | HC3291DB9 | PNLBD ENCLOSURE I-LINE 32W 91H 9D | PUR | PNLBD ENCLOSURE I-LINE 32W 91H 9D | EA | EA |  | TRUE |  | P | FXG | DAYTON | 2027-08-03T00:00:00
135646 | 1 | 5 | States | Dayton | Megan Swymeler | TRUE | 2026-08-21T00:00:00 | 2027-01-05T00:00:00 | 2027-01-05T00:00:00 | 1 | 0 | 1 | 13495.14 | 107961.12 | 55369 | USA | N30 | 44 | SCHNEIDER ELECTRIC USA INC. | 60673-1214 | DCPAA120 | I-Line MB Panel ¦ 125VDC ¦ 125A/2P Main ¦ Feeders: 10-15A, 1-20A, 3-30A, 6-35A | PUR | I-Line MB Panel ¦ 125VDC ¦ 125A/2P Main ¦ Feeders: 10-15A, 1-20A, 3-30A, 6-35A | EA | EA |  | TRUE |  | P | FXG | DAYTON | 2027-08-03T00:00:00
135646 | 18 | 2 | States | Dayton | Megan Swymeler | TRUE | 2026-08-21T00:00:00 | 2026-09-22T00:00:00 | 2026-09-22T00:00:00 | 4 | 0 | 4 | 24.15 | 772.8 | 55369 | USA | N30 | 44 | SCHNEIDER ELECTRIC USA INC. | 60673-1214 | MH50 | PANELBOARD ENCLOSURE/BOX TYPE 1 50H 20W | PUR | PANELBOARD ENCLOSURE/BOX TYPE 1 50H 20W | EA | EA |  | TRUE |  | P | FXG | DAYTON | 2026-12-18T00:00:00
135646 | 6 | 4 | States | Dayton | Megan Swymeler | TRUE | 2026-08-21T00:00:00 | 2027-01-04T00:00:00 | 2027-01-04T00:00:00 | 2 | 0 | 2 | 12515.92 | 100127.36 | 55369 | USA | N30 | 44 | SCHNEIDER ELECTRIC USA INC. | 60673-1214 | DPPAA231 | I-Line MLO Panel ¦ 480Y/277V ¦ 800A MLO ¦ Feeders: 1-15A,1-20A,1-30A,1-40A,2-50A,1-60A,4-70A,1-100A,2-150A | PUR | I-Line MLO Panel ¦ 480Y/277V ¦ 800A MLO ¦ Feeders: 1-15A,1-20A,1-30A,1-40A,2-50A,1-60A,4-70A,1-100A,2-150A | EA | EA |  | TRUE |  | P | FXG | DAYTON | 2027-05-19T00:00:00
135646 | 19 | 2 | States | Dayton | Megan Swymeler | TRUE | 2026-08-21T00:00:00 | 2026-09-22T00:00:00 | 2026-09-22T00:00:00 | 2 | 0 | 2 | 284.81 | 4556.96 | 55369 | USA | N30 | 44 | SCHNEIDER ELECTRIC USA INC. | 60673-1214 | NC44SHR | PNLBD COVER/TRIM NF T-1 S 44H 20W | PUR | PNLBD COVER/TRIM NF T-1 S 44H 20W | EA | EA |  | TRUE |  | P | FXG | DAYTON | 2026-12-18T00:00:00
135646 | 14 | 4 | States | Dayton | Megan Swymeler | TRUE | 2026-08-21T00:00:00 | 2026-11-09T00:00:00 | 2026-11-09T00:00:00 | 2 | 0 | 2 | 1726.51 | 13812.08 | 55369 | USA | N30 | 44 | SCHNEIDER ELECTRIC USA INC. | 60673-1214 | LCPAA223 | NQ MB Panel ¦ 208Y/120V ¦ 150A/3P Main ¦ Feeders: 4-15A/1P,30-20A/1P,2-30A/1P,1-30A/3P,1-60A/3P | PUR | NQ MB Panel ¦ 208Y/120V ¦ 150A/3P Main ¦ Feeders: 4-15A/1P,30-20A/1P,2-30A/1P,1-30A/3P,1-60A/3P | EA | EA |  | TRUE |  | P | FXG | DAYTON | 2027-05-19T00:00:00
135646 | 15 | 1 | States | Dayton | Megan Swymeler | TRUE | 2026-08-21T00:00:00 | 2026-11-09T00:00:00 | 2026-11-09T00:00:00 | 1 | 0 | 1 | 1677.41 | 13419.28 | 55369 | USA | N30 | 44 | SCHNEIDER ELECTRIC USA INC. | 60673-1214 | LCPAA231 | NQ MB Panel ¦ 208Y/120V ¦ 100A/3P Main ¦ Feeders: 30-20A/1P,5-30A/1P,2-40A/1P,1-30A/2P,1-20A/3P | PUR | NQ MB Panel ¦ 208Y/120V ¦ 100A/3P Main ¦ Feeders: 30-20A/1P,5-30A/1P,2-40A/1P,1-30A/2P,1-20A/3P | EA | EA |  | TRUE |  | P | FXG | DAYTON | 2026-11-10T00:00:00
135646 | 15 | 7 | States | Dayton | Megan Swymeler | TRUE | 2026-08-21T00:00:00 | 2026-11-09T00:00:00 | 2026-11-09T00:00:00 | 1 | 0 | 1 | 1677.41 | 13419.28 | 55369 | USA | N30 | 44 | SCHNEIDER ELECTRIC USA INC. | 60673-1214 | LCPAA231 | NQ MB Panel ¦ 208Y/120V ¦ 100A/3P Main ¦ Feeders: 30-20A/1P,5-30A/1P,2-40A/1P,1-30A/2P,1-20A/3P | PUR | NQ MB Panel ¦ 208Y/120V ¦ 100A/3P Main ¦ Feeders: 30-20A/1P,5-30A/1P,2-40A/1P,1-30A/2P,1-20A/3P | EA | EA |  | TRUE |  | P | FXG | DAYTON | 2027-10-22T00:00:00
135646 | 2 | 7 | States | Dayton | Megan Swymeler | TRUE | 2026-08-21T00:00:00 | 2027-01-06T00:00:00 | 2027-01-06T00:00:00 | 1 | 0 | 1 | 13495.14 | 107961.12 | 55369 | USA | N30 | 44 | SCHNEIDER ELECTRIC USA INC. | 60673-1214 | DCPAA130 | I-Line MB Panel ¦ 125VDC ¦ 125A/2P Main ¦ Feeders: 10-15A, 1-20A, 4-30A, 5-35A | PUR | I-Line MB Panel ¦ 125VDC ¦ 125A/2P Main ¦ Feeders: 10-15A, 1-20A, 4-30A, 5-35A | EA | EA |  | TRUE |  | P | FXG | DAYTON | 2027-10-22T00:00:00
135646 | 14 | 3 | States | Dayton | Megan Swymeler | TRUE | 2026-08-21T00:00:00 | 2026-11-09T00:00:00 | 2026-11-09T00:00:00 | 1 | 0 | 1 | 1726.51 | 13812.08 | 55369 | USA | N30 | 44 | SCHNEIDER ELECTRIC USA INC. | 60673-1214 | LCPAA223 | NQ MB Panel ¦ 208Y/120V ¦ 150A/3P Main ¦ Feeders: 4-15A/1P,30-20A/1P,2-30A/1P,1-30A/3P,1-60A/3P | PUR | NQ MB Panel ¦ 208Y/120V ¦ 150A/3P Main ¦ Feeders: 4-15A/1P,30-20A/1P,2-30A/1P,1-30A/3P,1-60A/3P | EA | EA |  | TRUE |  | P | FXG | DAYTON | 2027-01-19T00:00:00
135646 | 20 | 2 | States | Dayton | Megan Swymeler | TRUE | 2026-08-21T00:00:00 | 2026-09-22T00:00:00 | 2026-09-22T00:00:00 | 4 | 0 | 4 | 312.94 | 10014.08 | 55369 | USA | N30 | 44 | SCHNEIDER ELECTRIC USA INC. | 60673-1214 | NC50SHR | PANELBOARD COVER/TRIM NF TYPE 1 S HR 50H | PUR | PANELBOARD COVER/TRIM NF TYPE 1 S HR 50H | EA | EA |  | TRUE |  | P | FXG | DAYTON | 2026-12-18T00:00:00
135646 | 15 | 4 | States | Dayton | Megan Swymeler | TRUE | 2026-08-21T00:00:00 | 2026-11-09T00:00:00 | 2026-11-09T00:00:00 | 2 | 0 | 2 | 1677.41 | 13419.28 | 55369 | USA | N30 | 44 | SCHNEIDER ELECTRIC USA INC. | 60673-1214 | LCPAA231 | NQ MB Panel ¦ 208Y/120V ¦ 100A/3P Main ¦ Feeders: 30-20A/1P,5-30A/1P,2-40A/1P,1-30A/2P,1-20A/3P | PUR | NQ MB Panel ¦ 208Y/120V ¦ 100A/3P Main ¦ Feeders: 30-20A/1P,5-30A/1P,2-40A/1P,1-30A/2P,1-20A/3P | EA | EA |  | TRUE |  | P | FXG | DAYTON | 2027-05-19T00:00:00
135646 | 7 | 7 | States | Dayton | Megan Swymeler | TRUE | 2026-08-21T00:00:00 | 2027-01-08T00:00:00 | 2027-01-08T00:00:00 | 1 | 0 | 1 | 12515.92 | 100127.36 | 55369 | USA | N30 | 44 | SCHNEIDER ELECTRIC USA INC. | 60673-1214 | DPPAA232 | I-Line MLO Panel ¦ 480Y/277V ¦ 800A MLO ¦ Feeders: 1-15A,2-20A,1-30A,1-40A,1-50A,1-60A,4-70A,1-100A,2-150A | PUR | I-Line MLO Panel ¦ 480Y/277V ¦ 800A MLO ¦ Feeders: 1-15A,2-20A,1-30A,1-40A,1-50A,1-60A,4-70A,1-100A,2-150A | EA | EA |  | TRUE |  | P | FXG | DAYTON | 2027-10-22T00:00:00
135646 | 5 | 7 | States | Dayton | Megan Swymeler | TRUE | 2026-08-21T00:00:00 | 2026-10-16T00:00:00 | 2026-10-16T00:00:00 | 1 | 0 | 1 | 8034.39 | 64275.12 | 55369 | USA | N30 | 44 | SCHNEIDER ELECTRIC USA INC. | 60673-1214 | DPPAA223 | NF MLO Panel ¦ 480Y/277V ¦ 225A MLO ¦ Feeders: 3-15A,1-20A,7-30A,2-60A,1-70A | PUR | NF MLO Panel ¦ 480Y/277V ¦ 225A MLO ¦ Feeders: 3-15A,1-20A,7-30A,2-60A,1-70A | EA | EA |  | TRUE |  | P | FXG | DAYTON | 2027-10-22T00:00:00
135646 | 4 | 7 | States | Dayton | Megan Swymeler | TRUE | 2026-08-21T00:00:00 | 2027-01-08T00:00:00 | 2027-01-08T00:00:00 | 1 | 0 | 1 | 12515.92 | 100127.36 | 55369 | USA | N30 | 44 | SCHNEIDER ELECTRIC USA INC. | 60673-1214 | DPPAA222 | I-Line MLO Panel ¦ 480Y/277V ¦ 800A MLO ¦ Feeders: 1-15A,2-20A,1-30A,1-40A,1-50A,1-60A,4-70A,1-100A,2-150A | PUR | I-Line MLO Panel ¦ 480Y/277V ¦ 800A MLO ¦ Feeders: 1-15A,2-20A,1-30A,1-40A,1-50A,1-60A,4-70A,1-100A,2-150A | EA | EA |  | TRUE |  | P | FXG | DAYTON | 2027-10-22T00:00:00
135646 | 12 | 2 | States | Dayton | Megan Swymeler | TRUE | 2026-08-21T00:00:00 | 2026-09-23T00:00:00 | 2026-09-23T00:00:00 | 2 | 0 | 2 | 1227.89 | 19646.24 | 55369 | USA | N30 | 44 | SCHNEIDER ELECTRIC USA INC. | 60673-1214 | HC3291TSHR | PNLBD COVER/TRIM ILINE T-1 S 32W91H HR | PUR | PNLBD COVER/TRIM ILINE T-1 S 32W91H HR | EA | EA |  | TRUE |  | P | FXG | DAYTON | 2026-12-18T00:00:00
135646 | 3 | 6 | States | Dayton | Megan Swymeler | TRUE | 2026-08-21T00:00:00 | 2027-01-05T00:00:00 | 2027-01-05T00:00:00 | 1 | 0 | 1 | 12515.92 | 100127.36 | 55369 | USA | N30 | 44 | SCHNEIDER ELECTRIC USA INC. | 60673-1214 | DPPAA221 | I-Line MLO Panel ¦ 480Y/277V ¦ 800A MLO ¦ Feeders: 1-15A,1-20A,1-30A,1-40A,2-50A,1-60A,4-70A,1-100A,2-150A | PUR | I-Line MLO Panel ¦ 480Y/277V ¦ 800A MLO ¦ Feeders: 1-15A,1-20A,1-30A,1-40A,2-50A,1-60A,4-70A,1-100A,2-150A | EA | EA |  | TRUE |  | P | FXG | DAYTON | 2027-08-31T00:00:00
135646 | 12 | 4 | States | Dayton | Megan Swymeler | TRUE | 2026-08-21T00:00:00 | 2026-09-23T00:00:00 | 2026-09-23T00:00:00 | 4 | 0 | 4 | 1227.89 | 19646.24 | 55369 | USA | N30 | 44 | SCHNEIDER ELECTRIC USA INC. | 60673-1214 | HC3291TSHR | PNLBD COVER/TRIM ILINE T-1 S 32W91H HR | PUR | PNLBD COVER/TRIM ILINE T-1 S 32W91H HR | EA | EA |  | TRUE |  | P | FXG | DAYTON | 2027-05-19T00:00:00
135646 | 7 | 4 | States | Dayton | Megan Swymeler | TRUE | 2026-08-21T00:00:00 | 2027-01-04T00:00:00 | 2027-01-04T00:00:00 | 2 | 0 | 2 | 12515.92 | 100127.36 | 55369 | USA | N30 | 44 | SCHNEIDER ELECTRIC USA INC. | 60673-1214 | DPPAA232 | I-Line MLO Panel ¦ 480Y/277V ¦ 800A MLO ¦ Feeders: 1-15A,2-20A,1-30A,1-40A,1-50A,1-60A,4-70A,1-100A,2-150A | PUR | I-Line MLO Panel ¦ 480Y/277V ¦ 800A MLO ¦ Feeders: 1-15A,2-20A,1-30A,1-40A,1-50A,1-60A,4-70A,1-100A,2-150A | EA | EA |  | TRUE |  | P | FXG | DAYTON | 2027-05-19T00:00:00
135646 | 8 | 5 | States | Dayton | Megan Swymeler | TRUE | 2026-08-21T00:00:00 | 2026-10-16T00:00:00 | 2026-10-16T00:00:00 | 1 | 0 | 1 | 8034.39 | 64275.12 | 55369 | USA | N30 | 44 | SCHNEIDER ELECTRIC USA INC. | 60673-1214 | DPPAA233 | 42 Circuit Interior Type 1,Box: 44H x 20W x 5.75D Incoming: Bottom Trim: Surface - Hinged Box Cat No: MH44 Front Cat No: NC44SHR Ref. Drawing: PBA550HR Feeders: | PUR | 42 Circuit Interior Type 1,Box: 44H x 20W x 5.75D Incoming: Bottom Trim: Surface - Hinged Box Cat No: MH44 Front Cat No: NC44SHR Ref. Drawing: PBA550HR Feeders: | EA | EA |  | TRUE |  | P | FXG | DAYTON | 2027-08-03T00:00:00
135646 | 19 | 6 | States | Dayton | Megan Swymeler | TRUE | 2026-08-21T00:00:00 | 2026-09-22T00:00:00 | 2026-09-22T00:00:00 | 2 | 0 | 2 | 284.81 | 4556.96 | 55369 | USA | N30 | 44 | SCHNEIDER ELECTRIC USA INC. | 60673-1214 | NC44SHR | PNLBD COVER/TRIM NF T-1 S 44H 20W | PUR | PNLBD COVER/TRIM NF T-1 S 44H 20W | EA | EA |  | TRUE |  | P | FXG | DAYTON | 2027-08-31T00:00:00
135497 | 2 | 1 | States | Champlin | Megan Swymeler | TRUE | 2026-08-17T00:00:00 | 2026-11-02T00:00:00 | 2026-11-02T00:00:00 | 7 | 0 | 7 | 116.32 | 814.24 | 55316-3157 | USA | N30 | 44 | SCHNEIDER ELECTRIC USA INC. | 60673-1214 | 9080LBA363101 | 3 pole utility terminal block | TBK | 3 pole utility terminal block | EA | EA |  | TRUE |  | P | FXG | 100
134302 | 1 | 1 | States | Dayton | Megan Swymeler | TRUE | 2026-06-23T00:00:00 | 2026-10-30T00:00:00 | 2026-10-30T00:00:00 | 12 | 0 | 12 | 129.06 | 1548.72 | 55369-6417 | USA | N30 | 44 | SCHNEIDER ELECTRIC USA INC. | 60673-1214 | BDL26100 | Molded case circuit breaker: 100A, 2P, DIN rail mount, 25kA at 480Y/277VAC, 18kA at 125/250VDC | PUR | Molded case circuit breaker: 100A, 2P, DIN rail mount, 25kA at 480Y/277VAC, 18kA at 125/250VDC | EA | EA |  | TRUE |  | P | FXG | DAYTON
128960 | 3 | 1 | States | Dayton | Megan Swymeler | TRUE | 2025-09-12T00:00:00 | 2026-11-23T00:00:00 | 2026-02-25T00:00:00 | 1 | 0 | 1 | 43405.07 | 43405.07 | 55369 | USA | N30 | 44 | SCHNEIDER ELECTRIC USA INC. | 60673-1214 | SQD Top Entry Service Visit | SQD Top Entry Service Visit | Buy | SQD Top Entry Service Visit | EA | EA |  | FALSE | SEE MEMO | P | FXG | DAYTON
135906 | 1 | 1 | States | Dayton | Megan Swymeler | TRUE | 2026-09-04T00:00:00 | 2026-09-11T00:00:00 |  | 100 | 0 | 100 | 710 | 213000 | 55369 | USA | D01 | 47 | UNITED ELECTRIC COMPANY | 60680-2578 | ZEAMODTCP | EKIP MODBUS | PUR | EKIP MODBUS | EA | EA |  | FALSE |  | P | FXG | Dayton
135906 | 1 | 2 | States | Dayton | Megan Swymeler | TRUE | 2026-09-04T00:00:00 | 2026-09-18T00:00:00 |  | 100 | 0 | 100 | 710 | 213000 | 55369 | USA | D01 | 47 | UNITED ELECTRIC COMPANY | 60680-2578 | ZEAMODTCP | EKIP MODBUS | PUR | EKIP MODBUS | EA | EA |  | FALSE |  | P | FXG | Dayton
135906 | 1 | 3 | States | Dayton | Megan Swymeler | TRUE | 2026-09-04T00:00:00 | 2026-09-25T00:00:00 |  | 100 | 0 | 100 | 710 | 213000 | 55369 | USA | D01 | 47 | UNITED ELECTRIC COMPANY | 60680-2578 | ZEAMODTCP | EKIP MODBUS | PUR | EKIP MODBUS | EA | EA |  | FALSE |  | P | FXG | Dayton
135894 | 1 | 1 | States | Dayton | Megan Swymeler | TRUE | 2026-09-08T00:00:00 | 2026-09-22T00:00:00 | 2026-09-22T00:00:00 | 25 | 0 | 25 | 145.31 | 36.33 | 55369 | USA | D01 | 47 | UNITED ELECTRIC COMPANY | 60680-2578 | 356 | Eaton Crouse-Hinds series rigid/IMC knockout reducing washer, Steel, 2"-1-1/2" | PUR | Eaton Crouse-Hinds series rigid/IMC knockout reducing washer, Steel, 2"-1-1/2" | EA | EA |  | TRUE |  | P | FXG | DAYTON | 2026-09-15T00:00:00
135894 | 2 | 1 | States | Dayton | Megan Swymeler | TRUE | 2026-09-08T00:00:00 | 2026-09-22T00:00:00 | 2026-09-22T00:00:00 | 25 | 0 | 25 | 456.95 | 114.24 | 55369 | USA | D01 | 47 | UNITED ELECTRIC COMPANY | 60680-2578 | SL5 | Eaton Crouse-Hinds series SL sealing locknut, Rigid/IMC, Steel, 1-1/2" | PUR | Eaton Crouse-Hinds series SL sealing locknut, Rigid/IMC, Steel, 1-1/2" | EA | EA |  | TRUE |  | P | FXG | DAYTON | 2026-09-15T00:00:00
136029 | 1 | 1 | States | Champlin | Megan Swymeler | TRUE | 2026-09-17T00:00:00 | 2026-11-25T00:00:00 | 2026-11-25T00:00:00 | 2592 | 0 | 2592 | 138.96 | 360184.32 | 55316 | USA | D01 | 47 | UNITED ELECTRIC COMPANY | 60680-2578 | B2G12N | FLEXIBLE COPPER BRAID 12 IN L APPROXIMATE AMPERE RATING INDOOR: 700 OUTDOOR: 840 | PUR | FLEXIBLE COPPER BRAID 12 IN L APPROXIMATE AMPERE RATING INDOOR: 700 OUTDOOR: 840 | EA | EA |  | TRUE |  | P | FXG | 100
136054 | 1 | 2 | States | Champlin | Megan Swymeler | TRUE | 2026-09-15T00:00:00 | 2026-10-28T00:00:00 | 2026-10-28T00:00:00 | 300 | 0 | 300 | 26.19 | 8485.56 | 55316 | USA | D01 | 47 | UNITED ELECTRIC COMPANY | 60680-2578 | 22LOAFC | C3 CONTROL : 22MM FLIP COVER LOCK OFF CLEAR | PUR | C3 CONTROL : 22MM FLIP COVER LOCK OFF CLEAR | EA | EA |  | TRUE |  | P | FXG | 100 | 2026-09-21T00:00:00
136209 | 1 | 1 | States | Dayton | Megan Swymeler | TRUE | 2026-09-18T00:00:00 |  |  | 2 | 0 | 2 | 0 | 0 | 55369 | USA | D01 | 47 | UNITED ELECTRIC COMPANY | 60680-2578 | NPL150200 | Eaton Crouse-Hinds series NPL conduit nipple, Rigid/IMC, Steel, 1-1/2" x 2", Galvanized | PUR | Eaton Crouse-Hinds series NPL conduit nipple, Rigid/IMC, Steel, 1-1/2" x 2", Galvanized | EA | EA |  | FALSE |  | P | FXG | DAYTON | 2026-09-25T00:00:00
136027 | 1 | 2 | States | Champlin | Megan Swymeler | TRUE | 2026-09-11T00:00:00 | 2026-11-09T00:00:00 | 2026-11-09T00:00:00 | 124 | 0 | 124 | 35.7 | 11566.8 | 55316 | USA | D01 | 47 | UNITED ELECTRIC COMPANY | 60680-2578 | W22ISRC-IHW-FM24LB-10/10 | ERMS SWITCH | PUR | ERMS SWITCH | EA | EA |  | TRUE |  | P | FXG | 100
136027 | 1 | 1 | States | Champlin | Megan Swymeler | TRUE | 2026-09-11T00:00:00 | 2026-10-14T00:00:00 | 2026-10-14T00:00:00 | 200 | 0 | 200 | 35.7 | 11566.8 | 55316 | USA | D01 | 47 | UNITED ELECTRIC COMPANY | 60680-2578 | W22ISRC-IHW-FM24LB-10/10 | ERMS SWITCH | PUR | ERMS SWITCH | EA | EA |  | TRUE |  | P | FXG | 100
134988 | 5 | 2 | States | Dayton | Robert Boulka | TRUE | 2026-07-24T00:00:00 | 2026-09-22T00:00:00 | 2026-08-07T00:00:00 | 3 | 0 | 3 | 157.26 | 1415.34 | 55369-6417 | USA | D05 | 49 | JOSEPH T RYERSON & SON INC | 60673-1244 | BEAM-ALUM-W6X4-89.5 | Aluminum I-Beam (I-6 x 4) - 89.5" L - Base Interior | PUR | Aluminum I-Beam (I-6 x 4) - 89.5" L - Base Interior | EA | EA | CR | FALSE |  | P | DEL | DAYTON
134988 | 6 | 1 | States | Dayton | Robert Boulka | TRUE | 2026-07-24T00:00:00 | 2026-09-22T00:00:00 | 2026-08-07T00:00:00 | 8 | 8 | 0 | 97.2325 | 1166.79 | 55369-6417 | USA | D05 | 49 | JOSEPH T RYERSON & SON INC | 60673-1244 | TUBE-ALUM-SQ-3X3X.125-120 | Aluminum Square Tube (3 SQ x .125 Wall) - 120" L - L/R | PUR | Aluminum Square Tube (3 SQ x .125 Wall) - 120" L - L/R | EA | EA | CR | FALSE |  | P | DEL | DAYTON
134988 | 5 | 1 | States | Dayton | Robert Boulka | TRUE | 2026-07-24T00:00:00 | 2026-09-22T00:00:00 | 2026-08-07T00:00:00 | 6 | 0 | 6 | 157.26 | 1415.34 | 55369-6417 | USA | D05 | 49 | JOSEPH T RYERSON & SON INC | 60673-1244 | BEAM-ALUM-W6X4-89.5 | Aluminum I-Beam (I-6 x 4) - 89.5" L - Base Interior | PUR | Aluminum I-Beam (I-6 x 4) - 89.5" L - Base Interior | EA | EA | CR | FALSE |  | P | DEL | DAYTON
134988 | 4 | 1 | States | Dayton | Robert Boulka | TRUE | 2026-07-24T00:00:00 | 2026-09-22T00:00:00 | 2026-08-07T00:00:00 | 5 | 0 | 5 | 219.1733 | 1095.87 | 55369-6417 | USA | D05 | 49 | JOSEPH T RYERSON & SON INC | 60673-1244 | BEAM-ALUM-W6X4-113.5 | Aluminum I-Beam (I-6 x 4) - 113.5" L - Base Interior | PUR | Aluminum I-Beam (I-6 x 4) - 113.5" L - Base Interior | EA | EA | CR | FALSE |  | P | DEL | DAYTON
134988 | 1 | 1 | States | Dayton | Robert Boulka | TRUE | 2026-07-24T00:00:00 | 2026-09-22T00:00:00 | 2026-08-07T00:00:00 | 4 | 0 | 4 | 272.05 | 1088.2 | 55369-6417 | USA | D05 | 49 | JOSEPH T RYERSON & SON INC | 60673-1244 | ACHA-C6X4.03-120 | Aluminum C-Channel (CS 6 x 4.03) - 120" L - Base Perimeter L/R | PUR | Aluminum C-Channel (CS 6 x 4.03) - 120" L - Base Perimeter L/R | EA | EA | CR | FALSE |  | P | DEL | DAYTON
134988 | 3 | 1 | States | Dayton | Robert Boulka | TRUE | 2026-07-24T00:00:00 | 2026-09-22T00:00:00 | 2026-08-07T00:00:00 | 4 | 0 | 4 | 180.343 | 1082.06 | 55369-6417 | USA | D05 | 49 | JOSEPH T RYERSON & SON INC | 60673-1244 | ACHA-C6X4.03-96 | Aluminum C-Channel (CS 6 x 4.03) - 96" L - Base Perimeter L/R | PUR | Aluminum C-Channel (CS 6 x 4.03) - 96" L - Base Perimeter L/R | EA | EA | CR | FALSE |  | P | DEL | DAYTON
134988 | 3 | 2 | States | Dayton | Robert Boulka | TRUE | 2026-07-24T00:00:00 | 2026-09-22T00:00:00 | 2026-08-07T00:00:00 | 2 | 0 | 2 | 180.343 | 1082.06 | 55369-6417 | USA | D05 | 49 | JOSEPH T RYERSON & SON INC | 60673-1244 | ACHA-C6X4.03-96 | Aluminum C-Channel (CS 6 x 4.03) - 96" L - Base Perimeter L/R | PUR | Aluminum C-Channel (CS 6 x 4.03) - 96" L - Base Perimeter L/R | EA | EA | CR | FALSE |  | P | DEL | DAYTON
134988 | 2 | 1 | States | Dayton | Robert Boulka | TRUE | 2026-07-24T00:00:00 | 2026-09-22T00:00:00 | 2026-08-07T00:00:00 | 6 | 0 | 6 | 202.8855 | 1217.31 | 55369-6417 | USA | D05 | 49 | JOSEPH T RYERSON & SON INC | 60673-1244 | ACHA-C6X4.03-89.5 | Aluminum C-Channel (CS 6 x 4.03) - 89.5" L - Base Perimeter F/B | PUR | Aluminum C-Channel (CS 6 x 4.03) - 89.5" L - Base Perimeter F/B | EA | EA | CR | FALSE |  | P | DEL | DAYTON
135736 | 5 | 1 | States | Dayton | Robert Boulka | TRUE | 2026-08-26T00:00:00 | 2026-09-01T00:00:00 |  | 3 | 0 | 3 | 157.26 | 471.78 | 55369 | USA | D05 | 49 | JOSEPH T RYERSON & SON INC | 60673-1244 | BEAM-ALUM-W6X4-89.5 | Aluminum I-Beam (I-6 x 4) - 89.5" L - Base Interior | PUR | Aluminum I-Beam (I-6 x 4) - 89.5" L - Base Interior | EA | EA | CR | FALSE |  | P | DEL | DAYTON
135736 | 4 | 1 | States | Dayton | Robert Boulka | TRUE | 2026-08-26T00:00:00 | 2026-10-06T00:00:00 |  | 3 | 0 | 3 | 219.1733 | 657.52 | 55369 | USA | D05 | 49 | JOSEPH T RYERSON & SON INC | 60673-1244 | BEAM-ALUM-W6X4-113.5 | Aluminum I-Beam (I-6 x 4) - 113.5" L - Base Interior | PUR | Aluminum I-Beam (I-6 x 4) - 113.5" L - Base Interior | EA | EA | CR | FALSE |  | P | DEL | DAYTON
135736 | 1 | 1 | States | Dayton | Robert Boulka | TRUE | 2026-08-26T00:00:00 | 2026-10-06T00:00:00 |  | 4 | 0 | 4 | 272.05 | 1088.2 | 55369 | USA | D05 | 49 | JOSEPH T RYERSON & SON INC | 60673-1244 | ACHA-C6X4.03-120 | Aluminum C-Channel (CS 6 x 4.03) - 120" L - Base Perimeter L/R | PUR | Aluminum C-Channel (CS 6 x 4.03) - 120" L - Base Perimeter L/R | EA | EA | CR | FALSE |  | P | DEL | DAYTON
135736 | 3 | 1 | States | Dayton | Robert Boulka | TRUE | 2026-08-26T00:00:00 | 2026-09-01T00:00:00 |  | 2 | 0 | 2 | 180.343 | 360.69 | 55369 | USA | D05 | 49 | JOSEPH T RYERSON & SON INC | 60673-1244 | ACHA-C6X4.03-96 | Aluminum C-Channel (CS 6 x 4.03) - 96" L - Base Perimeter L/R | PUR | Aluminum C-Channel (CS 6 x 4.03) - 96" L - Base Perimeter L/R | EA | EA | CR | FALSE |  | P | DEL | DAYTON
135736 | 6 | 1 | States | Dayton | Robert Boulka | TRUE | 2026-08-26T00:00:00 | 2026-10-06T00:00:00 |  | 2 | 0 | 2 | 97.2325 | 194.47 | 55369 | USA | D05 | 49 | JOSEPH T RYERSON & SON INC | 60673-1244 | TUBE-ALUM-SQ-3X3X.125-120 | Aluminum Square Tube (3 SQ x .125 Wall) - 120" L - L/R | PUR | Aluminum Square Tube (3 SQ x .125 Wall) - 120" L - L/R | EA | EA | CR | FALSE |  | P | DEL | DAYTON
135736 | 8 | 1 | States | Dayton | Robert Boulka | TRUE | 2026-08-26T00:00:00 | 2026-10-06T00:00:00 |  | 4 | 0 | 4 | 81.9077 | 655.26 | 55369 | USA | D05 | 49 | JOSEPH T RYERSON & SON INC | 60673-1244 | TUBE-ALUM-SQ-3X3X.125-93 | Aluminum Square Tube (3 SQ x .125 Wall) - 93" L - Vertical | PUR | Aluminum Square Tube (3 SQ x .125 Wall) - 93" L - Vertical | EA | EA | CR | FALSE |  | P | DEL | DAYTON
135736 | 2 | 1 | States | Dayton | Robert Boulka | TRUE | 2026-08-26T00:00:00 | 2026-10-06T00:00:00 |  | 2 | 0 | 2 | 202.8855 | 811.54 | 55369 | USA | D05 | 49 | JOSEPH T RYERSON & SON INC | 60673-1244 | ACHA-C6X4.03-89.5 | Aluminum C-Channel (CS 6 x 4.03) - 89.5" L - Base Perimeter F/B | PUR | Aluminum C-Channel (CS 6 x 4.03) - 89.5" L - Base Perimeter F/B | EA | EA | CR | FALSE |  | P | DEL | DAYTON
135736 | 7 | 2 | States | Dayton | Robert Boulka | TRUE | 2026-08-26T00:00:00 | 2026-10-06T00:00:00 |  | 2 | 0 | 2 | 79.2655 | 317.06 | 55369 | USA | D05 | 49 | JOSEPH T RYERSON & SON INC | 60673-1244 | TUBE-ALUM-SQ-3X3X.125-90 | Aluminum Square Tube (3 SQ x .125 Wall) - 90" L - F/B | PUR | Aluminum Square Tube (3 SQ x .125 Wall) - 90" L - F/B | EA | EA | CR | FALSE |  | P | DEL | DAYTON
135736 | 2 | 2 | States | Dayton | Robert Boulka | TRUE | 2026-08-26T00:00:00 | 2026-10-06T00:00:00 |  | 2 | 0 | 2 | 202.8855 | 811.54 | 55369 | USA | D05 | 49 | JOSEPH T RYERSON & SON INC | 60673-1244 | ACHA-C6X4.03-89.5 | Aluminum C-Channel (CS 6 x 4.03) - 89.5" L - Base Perimeter F/B | PUR | Aluminum C-Channel (CS 6 x 4.03) - 89.5" L - Base Perimeter F/B | EA | EA | CR | FALSE |  | P | DEL | DAYTON
135736 | 7 | 1 | States | Dayton | Robert Boulka | TRUE | 2026-08-26T00:00:00 | 2026-10-06T00:00:00 |  | 2 | 0 | 2 | 79.2655 | 317.06 | 55369 | USA | D05 | 49 | JOSEPH T RYERSON & SON INC | 60673-1244 | TUBE-ALUM-SQ-3X3X.125-90 | Aluminum Square Tube (3 SQ x .125 Wall) - 90" L - F/B | PUR | Aluminum Square Tube (3 SQ x .125 Wall) - 90" L - F/B | EA | EA | CR | FALSE |  | P | DEL | DAYTON
135736 | 8 | 2 | States | Dayton | Robert Boulka | TRUE | 2026-08-26T00:00:00 | 2026-10-06T00:00:00 |  | 4 | 0 | 4 | 81.9077 | 655.26 | 55369 | USA | D05 | 49 | JOSEPH T RYERSON & SON INC | 60673-1244 | TUBE-ALUM-SQ-3X3X.125-93 | Aluminum Square Tube (3 SQ x .125 Wall) - 93" L - Vertical | PUR | Aluminum Square Tube (3 SQ x .125 Wall) - 93" L - Vertical | EA | EA | CR | FALSE |  | P | DEL | DAYTON
135547 | 1 | 1 | States | Dayton | Robert Boulka | TRUE | 2026-08-18T00:00:00 | 2026-09-16T00:00:00 |  | 10000 | 0 | 10000 | 2.15 | 21500 | 55369-6417 | USA | D05 | 49 | JOSEPH T RYERSON & SON INC | 60673-1244 | SST1-14GA-48X120 | #1) 304 #4 - STAINLESS STEEL SHEET .074 (14 GA) X 48" X 120" - LASER MASKED | SSS | #1) 304 #4 - STAINLESS STEEL SHEET .074 (14 GA) X 48" X 120" - LASER MASKED | SF | LB | CR | FALSE |  | P | DEL | DAYTON
135440 | 3 | 1 | States | Dayton | Robert Boulka | TRUE | 2026-08-13T00:00:00 | 2026-09-23T00:00:00 |  | 3 | 0 | 3 | 219.1733 | 657.52 | 55369-6417 | USA | D05 | 49 | JOSEPH T RYERSON & SON INC | 60673-1244 | BEAM-ALUM-W6X4-113.5 | Aluminum I-Beam (I-6 x 4) - 113.5" L - Base Interior | PUR | Aluminum I-Beam (I-6 x 4) - 113.5" L - Base Interior | EA | EA | CR | FALSE |  | P | DEL | DAYTON
135440 | 6 | 1 | States | Dayton | Robert Boulka | TRUE | 2026-08-13T00:00:00 | 2026-09-23T00:00:00 |  | 4 | 0 | 4 | 81.9077 | 327.63 | 55369-6417 | USA | D05 | 49 | JOSEPH T RYERSON & SON INC | 60673-1244 | TUBE-ALUM-SQ-3X3X.125-93 | Aluminum Square Tube (3 SQ x .125 Wall) - 93" L - Vertical | PUR | Aluminum Square Tube (3 SQ x .125 Wall) - 93" L - Vertical | EA | EA | CR | FALSE |  | P | DEL | DAYTON
135440 | 2 | 1 | States | Dayton | Robert Boulka | TRUE | 2026-08-13T00:00:00 | 2026-09-23T00:00:00 |  | 2 | 0 | 2 | 202.8855 | 405.77 | 55369-6417 | USA | D05 | 49 | JOSEPH T RYERSON & SON INC | 60673-1244 | ACHA-C6X4.03-89.5 | Aluminum C-Channel (CS 6 x 4.03) - 89.5" L - Base Perimeter F/B | PUR | Aluminum C-Channel (CS 6 x 4.03) - 89.5" L - Base Perimeter F/B | EA | EA | CR | FALSE |  | P | DEL | DAYTON
135440 | 4 | 1 | States | Dayton | Robert Boulka | TRUE | 2026-08-13T00:00:00 | 2026-09-23T00:00:00 |  | 2 | 0 | 2 | 97.2325 | 194.47 | 55369-6417 | USA | D05 | 49 | JOSEPH T RYERSON & SON INC | 60673-1244 | TUBE-ALUM-SQ-3X3X.125-120 | Aluminum Square Tube (3 SQ x .125 Wall) - 120" L - L/R | PUR | Aluminum Square Tube (3 SQ x .125 Wall) - 120" L - L/R | EA | EA | CR | FALSE |  | P | DEL | DAYTON
135440 | 5 | 1 | States | Dayton | Robert Boulka | TRUE | 2026-08-13T00:00:00 | 2026-09-23T00:00:00 |  | 2 | 0 | 2 | 79.2655 | 158.53 | 55369-6417 | USA | D05 | 49 | JOSEPH T RYERSON & SON INC | 60673-1244 | TUBE-ALUM-SQ-3X3X.125-90 | Aluminum Square Tube (3 SQ x .125 Wall) - 90" L - F/B | PUR | Aluminum Square Tube (3 SQ x .125 Wall) - 90" L - F/B | EA | EA | CR | FALSE |  | P | DEL | DAYTON
131652 | 2 | 6 | States | Champlin | Holly Davis | TRUE | 2026-03-06T00:00:00 | 2026-09-04T00:00:00 | 2026-05-19T00:00:00 | 48 | 0 | 48 | 10381.51 | 2491562.4 | 55316-3157 | USA | D10 | 58 | EATON CORPORATION | 60673-3531 | BN5E3ZADNSNNNEC | CASSETTE WITH ETHERNET IO INSTALLED FOR 3P 5000A DRAWOUT ACB | PUR | CASSETTE WITH ETHERNET IO INSTALLED FOR 3P 5000A DRAWOUT ACB | EA | EA |  | TRUE |  | P | PPD | 100
131652 | 3 | 4 | States | Champlin | Holly Davis | TRUE | 2026-03-06T00:00:00 | 2026-07-17T00:00:00 | 2026-07-17T00:00:00 | 15 | 11 | 4 | 10957.48 | 876598.4 | 55316-3157 | USA | D10 | 58 | EATON CORPORATION | 60673-3531 | SPN85N3WEA503BDNCNCLSKNAX | 5000AF; 600VAC MAX; 100% RATED; 85KA AT 480VAC; 3 POLE; UL; DRAWOUT, ELECTRICALLY OPERATED, PXR35 LSIG CIRCUIT BREAKER TYPE WITH ARMS & KIRK KEY | PUR | 5000AF; 600VAC MAX; 100% RATED; 85KA AT 480VAC; 3 POLE; UL; DRAWOUT, ELECTRICALLY OPERATED, PXR35 LSIG CIRCUIT BREAKER TYPE WITH ARMS & KIRK KEY | EA | EA |  | TRUE |  | P | PPD | 100
131652 | 4 | 4 | States | Champlin | Holly Davis | TRUE | 2026-03-06T00:00:00 | 2026-07-31T00:00:00 | 2026-07-17T00:00:00 | 15 | 6 | 9 | 10912.04 | 1047555.84 | 55316-3157 | USA | D10 | 58 | EATON CORPORATION | 60673-3531 | SPN85N3WEA503BDNCNCLSNNAX | 5000AF; 600VAC MAX; 100% RATED; 85KA AT 480VAC; 3 POLE; UL; DRAWOUT, ELECTRICALLY OPERATED, PXR35 LSIG CIRCUIT BREAKER TYPE WITH ARMS | PUR | 5000AF; 600VAC MAX; 100% RATED; 85KA AT 480VAC; 3 POLE; UL; DRAWOUT, ELECTRICALLY OPERATED, PXR35 LSIG CIRCUIT BREAKER TYPE WITH ARMS | EA | EA |  | TRUE |  | P | PPD | 100
131652 | 6 | 3 | States | Champlin | Holly Davis | TRUE | 2026-03-06T00:00:00 | 2026-07-23T00:00:00 | 2026-07-23T00:00:00 | 5 | 0 | 5 | 6282.15 | 1036554.75 | 55316-3157 | USA | D10 | 58 | EATON CORPORATION | 60673-3531 | SPS8253WEA253BDNCNCLSNNAX | 2500AF; 600VAC MAX; 100% RATED; 85KA AT 480VAC; 3 POLE; UL; DRAWOUT, ELECTRICALLY OPERATED, PXR35 LSIG CIRCUIT BREAKER TYPE WITH ARMS | PUR | 2500AF; 600VAC MAX; 100% RATED; 85KA AT 480VAC; 3 POLE; UL; DRAWOUT, ELECTRICALLY OPERATED, PXR35 LSIG CIRCUIT BREAKER TYPE WITH ARMS | EA | EA |  | TRUE |  | P | PPD | 100
131652 | 1 | 6 | States | Champlin | Holly Davis | TRUE | 2026-03-06T00:00:00 | 2026-07-24T00:00:00 | 2026-07-10T00:00:00 | 60 | 57 | 3 | 1027.7 | 328864 | 55316-3157 | USA | D10 | 58 | EATON CORPORATION | 60673-3531 | AN323UADNSNNNEC | CASSETTE WITH ETHERNET IO INSTALLED FOR 3200A DRAWOUT ACB | PUR | CASSETTE WITH ETHERNET IO INSTALLED FOR 3200A DRAWOUT ACB | EA | EA |  | TRUE |  | P | PPD | 100
131652 | 2 | 5 | States | Champlin | Holly Davis | TRUE | 2026-03-06T00:00:00 | 2026-09-04T00:00:00 | 2026-05-19T00:00:00 | 45 | 16 | 29 | 10381.51 | 2491562.4 | 55316-3157 | USA | D10 | 58 | EATON CORPORATION | 60673-3531 | BN5E3ZADNSNNNEC | CASSETTE WITH ETHERNET IO INSTALLED FOR 3P 5000A DRAWOUT ACB | PUR | CASSETTE WITH ETHERNET IO INSTALLED FOR 3P 5000A DRAWOUT ACB | EA | EA |  | TRUE |  | P | PPD | 100
134907 | 6 | 1 | States | Champlin | Holly Davis | TRUE | 2026-07-20T00:00:00 | 2026-11-04T00:00:00 | 2026-10-09T00:00:00 | 2 | 0 | 2 | 39.23 | 78.46 | 55316-3157 | USA | N60 | 58 | EATON CORPORATION | 60673-3531 | PDG5XPLKTOFF | PDG5 PADLOCK HASP, TOP, OFF ONLY | PUR | PDG5 PADLOCK HASP, TOP, OFF ONLY | EA | EA |  | TRUE |  | P | PPD | 100 | 2026-11-04T00:00:00
134907 | 5 | 1 | States | Champlin | Holly Davis | TRUE | 2026-07-20T00:00:00 | 2026-10-27T00:00:00 | 2026-09-18T00:00:00 | 56 | 0 | 56 | 27.88 | 1561.28 | 55316-3157 | USA | N60 | 58 | EATON CORPORATION | 60673-3531 | PDG5X1TA1200 | Eaton Power Defense terminal, molded case circuit breaker accessory, 1200 A, (4) AWG 4/0-500, PD5 Global, Frame J-K, Tunnel terminal, Aluminum, Class A, Frame 5 | PUR | Eaton Power Defense terminal, molded case circuit breaker accessory, 1200 A, (4) AWG 4/0-500, PD5 Global, Frame J-K, Tunnel terminal, Aluminum, Class A, Frame 5 | EA | EA |  | TRUE |  | P | PPD | 100 | 2026-10-27T00:00:00
134907 | 1 | 1 | States | Champlin | Holly Davis | TRUE | 2026-07-20T00:00:00 | 2026-11-04T00:00:00 | 2026-10-16T00:00:00 | 2 | 0 | 2 | 1027.7 | 2055.4 | 55316-3157 | USA | N60 | 58 | EATON CORPORATION | 60673-3531 | AN323UADNSNNNEC | CASSETTE WITH ETHERNET IO INSTALLED FOR 3200A DRAWOUT ACB | PUR | CASSETTE WITH ETHERNET IO INSTALLED FOR 3200A DRAWOUT ACB | EA | EA |  | TRUE |  | P | PPD | 100 | 2026-11-04T00:00:00
134907 | 7 | 1 | States | Champlin | Holly Davis | TRUE | 2026-07-20T00:00:00 | 2026-11-04T00:00:00 | 2026-10-30T00:00:00 | 5 | 0 | 5 | 10957.48 | 54787.4 | 55316-3157 | USA | N60 | 58 | EATON CORPORATION | 60673-3531 | SPN85N3WEA503BDNCNCLSKNAX | 5000AF; 600VAC MAX; 100% RATED; 85KA AT 480VAC; 3 POLE; UL; DRAWOUT, ELECTRICALLY OPERATED, PXR35 LSIG CIRCUIT BREAKER TYPE WITH ARMS & KIRK KEY | PUR | 5000AF; 600VAC MAX; 100% RATED; 85KA AT 480VAC; 3 POLE; UL; DRAWOUT, ELECTRICALLY OPERATED, PXR35 LSIG CIRCUIT BREAKER TYPE WITH ARMS & KIRK KEY | EA | EA |  | TRUE |  | P | PPD | 100 | 2026-11-04T00:00:00
134907 | 10 | 1 | States | Champlin | Holly Davis | TRUE | 2026-07-20T00:00:00 | 2026-10-27T00:00:00 | 2026-10-27T00:00:00 | 5 | 0 | 5 | 6282.15 | 31410.75 | 55316-3157 | USA | N60 | 58 | EATON CORPORATION | 60673-3531 | SPS8253WEA253BDNCNCLSNNAX | 2500AF; 600VAC MAX; 100% RATED; 85KA AT 480VAC; 3 POLE; UL; DRAWOUT, ELECTRICALLY OPERATED, PXR35 LSIG CIRCUIT BREAKER TYPE WITH ARMS | PUR | 2500AF; 600VAC MAX; 100% RATED; 85KA AT 480VAC; 3 POLE; UL; DRAWOUT, ELECTRICALLY OPERATED, PXR35 LSIG CIRCUIT BREAKER TYPE WITH ARMS | EA | EA |  | TRUE |  | P | PPD | 100 | 2026-10-27T00:00:00
134907 | 8 | 1 | States | Champlin | Holly Davis | TRUE | 2026-07-20T00:00:00 | 2026-11-04T00:00:00 | 2026-10-30T00:00:00 | 5 | 0 | 5 | 10912.04 | 54560.2 | 55316-3157 | USA | N60 | 58 | EATON CORPORATION | 60673-3531 | SPN85N3WEA503BDNCNCLSNNAX | 5000AF; 600VAC MAX; 100% RATED; 85KA AT 480VAC; 3 POLE; UL; DRAWOUT, ELECTRICALLY OPERATED, PXR35 LSIG CIRCUIT BREAKER TYPE WITH ARMS | PUR | 5000AF; 600VAC MAX; 100% RATED; 85KA AT 480VAC; 3 POLE; UL; DRAWOUT, ELECTRICALLY OPERATED, PXR35 LSIG CIRCUIT BREAKER TYPE WITH ARMS | EA | EA |  | TRUE |  | P | PPD | 100 | 2026-11-04T00:00:00
134907 | 9 | 1 | States | Champlin | Holly Davis | TRUE | 2026-07-20T00:00:00 | 2026-10-27T00:00:00 | 2026-10-27T00:00:00 | 9 | 0 | 9 | 6327.59 | 56948.31 | 55316-3157 | USA | N60 | 58 | EATON CORPORATION | 60673-3531 | SPS8253WEA253BDNCNCLSKNAX | 2500AF; 600VAC MAX; 100% RATED; 85KA AT 480VAC; 3 POLE; UL; DRAWOUT, ELECTRICALLY OPERATED, PXR35 LSIG CIRCUIT BREAKER TYPE WITH ARMS, KIRK | PUR | 2500AF; 600VAC MAX; 100% RATED; 85KA AT 480VAC; 3 POLE; UL; DRAWOUT, ELECTRICALLY OPERATED, PXR35 LSIG CIRCUIT BREAKER TYPE WITH ARMS, KIRK | EA | EA |  | TRUE |  | P | PPD | 100 | 2026-10-27T00:00:00
134084 | 6 | 3 | States | Dayton | Holly Davis | TRUE | 2026-06-15T00:00:00 | 2026-12-21T00:00:00 |  | 36 | 0 | 36 | 429.1 | 68226.9 | 55369-6417 | USA | N60 | 58 | EATON CORPORATION | 60673-3531 | 67C7043G02 | Spout / Cable Riser Boot Assy. | PUR | Spout / Cable Riser Boot Assy. | EA | EA |  | FALSE |  | P | PPD | DAYTON
134084 | 5 | 1 | States | Dayton | Holly Davis | TRUE | 2026-06-15T00:00:00 | 2026-09-14T00:00:00 |  | 36 | 0 | 36 | 382.96 | 60890.64 | 55369-6417 | USA | N60 | 58 | EATON CORPORATION | 60673-3531 | 67C7043G01 | A and B Phase Bus Sprouts (2 per breaker / riser) | PUR | A and B Phase Bus Sprouts (2 per breaker / riser) | EA | EA |  | FALSE |  | P | PPD | DAYTON
134084 | 2 | 1 | States | Dayton | Holly Davis | TRUE | 2026-06-15T00:00:00 | 2026-09-14T00:00:00 |  | 39 | 82 | -43 | 297.23 | 51718.02 | 55369-6417 | USA | N60 | 58 | EATON CORPORATION | 60673-3531 | 1C95090H01 | T Boot (4 X 4 X 4 inches) 600A / 1200A/ 1600A | PUR | T Boot (4 X 4 X 4 inches) 600A / 1200A/ 1600A | EA | EA |  | FALSE |  | P | PPD | DAYTON
134084 | 2 | 2 | States | Dayton | Holly Davis | TRUE | 2026-06-15T00:00:00 | 2026-11-16T00:00:00 |  | 57 | 36 | 21 | 297.23 | 51718.02 | 55369-6417 | USA | N60 | 58 | EATON CORPORATION | 60673-3531 | 1C95090H01 | T Boot (4 X 4 X 4 inches) 600A / 1200A/ 1600A | PUR | T Boot (4 X 4 X 4 inches) 600A / 1200A/ 1600A | EA | EA |  | FALSE |  | P | PPD | DAYTON
134084 | 7 | 1 | States | Dayton | Holly Davis | TRUE | 2026-06-15T00:00:00 | 2026-09-14T00:00:00 |  | 1 | 0 | 1 | 208000 | 1040000 | 55369-6417 | USA | N60 | 58 | EATON CORPORATION | 60673-3531 | 70A2550G01 | Ground and Test Device | PUR | Ground and Test Device | EA | EA |  | FALSE |  | P | PPD | DAYTON
134084 | 7 | 4 | States | Dayton | Holly Davis | TRUE | 2026-06-15T00:00:00 | 2027-02-15T00:00:00 |  | 1 | 0 | 1 | 208000 | 1040000 | 55369-6417 | USA | N60 | 58 | EATON CORPORATION | 60673-3531 | 70A2550G01 | Ground and Test Device | PUR | Ground and Test Device | EA | EA |  | FALSE |  | P | PPD | DAYTON
134084 | 2 | 3 | States | Dayton | Holly Davis | TRUE | 2026-06-15T00:00:00 | 2026-12-21T00:00:00 |  | 39 | 0 | 39 | 297.23 | 51718.02 | 55369-6417 | USA | N60 | 58 | EATON CORPORATION | 60673-3531 | 1C95090H01 | T Boot (4 X 4 X 4 inches) 600A / 1200A/ 1600A | PUR | T Boot (4 X 4 X 4 inches) 600A / 1200A/ 1600A | EA | EA |  | FALSE |  | P | PPD | DAYTON
134084 | 13 | 4 | States | Dayton | Holly Davis | TRUE | 2026-06-15T00:00:00 | 2027-02-15T00:00:00 |  | 1 | 0 | 1 | 10292.67 | 51463.35 | 55369-6417 | USA | N60 | 58 | EATON CORPORATION | 60673-3531 | 72C2641G02 | Breaker Lift Pan | PUR | Breaker Lift Pan | EA | EA |  | FALSE |  | P | PPD | DAYTON
134084 | 11 | 2 | States | Dayton | Holly Davis | TRUE | 2026-06-15T00:00:00 | 2026-11-16T00:00:00 |  | 2 | 0 | 2 | 13600 | 68000 | 55369-6417 | USA | N60 | 58 | EATON CORPORATION | 60673-3531 | 72C2600G11 | Breaker Lift Platform | PUR | Breaker Lift Platform | EA | EA |  | FALSE |  | P | PPD | DAYTON
134084 | 18 | 4 | States | Dayton | Holly Davis | TRUE | 2026-06-15T00:00:00 | 2027-02-15T00:00:00 |  | 1 | 0 | 1 | 84.48 | 422.4 | 55369-6417 | USA | N60 | 58 | EATON CORPORATION | 60673-3531 | PDG2XKLKPTFF | POWER DEFENSE PDG2 ACCESSORY Mounts above handle; use Type FF Kirk lock | PUR | POWER DEFENSE PDG2 ACCESSORY Mounts above handle; use Type FF Kirk lock | EA | EA |  | FALSE |  | P | PPD | DAYTON
134084 | 16 | 4 | States | Dayton | Holly Davis | TRUE | 2026-06-15T00:00:00 | 2027-02-15T00:00:00 |  | 1 | 0 | 1 | 1036.32 | 5181.6 | 55369-6417 | USA | N60 | 58 | EATON CORPORATION | 60673-3531 | 8079A35G05 | Spin-free levering-in crank (38 kV VCPW-HD breaker) | PUR | Spin-free levering-in crank (38 kV VCPW-HD breaker) | EA | EA |  | FALSE |  | P | PPD | DAYTON
134084 | 12 | 3 | States | Dayton | Holly Davis | TRUE | 2026-06-15T00:00:00 | 2026-12-21T00:00:00 |  | 1 | 0 | 1 | 22698.94 | 113494.7 | 55369-6417 | USA | N60 | 58 | EATON CORPORATION | 60673-3531 | 72C2641G01 | 38 kV breaker portable lifter (1500 lb capacity) | PUR | 38 kV breaker portable lifter (1500 lb capacity) | EA | EA |  | FALSE |  | P | PPD | DAYTON
134084 | 13 | 2 | States | Dayton | Holly Davis | TRUE | 2026-06-15T00:00:00 | 2026-11-16T00:00:00 |  | 2 | 0 | 2 | 10292.67 | 51463.35 | 55369-6417 | USA | N60 | 58 | EATON CORPORATION | 60673-3531 | 72C2641G02 | Breaker Lift Pan | PUR | Breaker Lift Pan | EA | EA |  | FALSE |  | P | PPD | DAYTON
134084 | 6 | 4 | States | Dayton | Holly Davis | TRUE | 2026-06-15T00:00:00 | 2027-02-15T00:00:00 |  | 36 | 0 | 36 | 429.1 | 68226.9 | 55369-6417 | USA | N60 | 58 | EATON CORPORATION | 60673-3531 | 67C7043G02 | Spout / Cable Riser Boot Assy. | PUR | Spout / Cable Riser Boot Assy. | EA | EA |  | FALSE |  | P | PPD | DAYTON
134084 | 20 | 1 | States | Dayton | Holly Davis | TRUE | 2026-06-15T00:00:00 | 2026-09-14T00:00:00 |  | 2 | 6 | -4 | 1342.24 | 13422.4 | 55369-6417 | USA | N60 | 58 | EATON CORPORATION | 60673-3531 | 72C2583H01 | Tilt out fuse unit bus sprouts for A and C Phase | PUR | Tilt out fuse unit bus sprouts for A and C Phase | EA | EA |  | FALSE |  | P | PPD | DAYTON
134084 | 16 | 1 | States | Dayton | Holly Davis | TRUE | 2026-06-15T00:00:00 | 2026-09-14T00:00:00 |  | 1 | 0 | 1 | 1036.32 | 5181.6 | 55369-6417 | USA | N60 | 58 | EATON CORPORATION | 60673-3531 | 8079A35G05 | Spin-free levering-in crank (38 kV VCPW-HD breaker) | PUR | Spin-free levering-in crank (38 kV VCPW-HD breaker) | EA | EA |  | FALSE |  | P | PPD | DAYTON
134084 | 18 | 3 | States | Dayton | Holly Davis | TRUE | 2026-06-15T00:00:00 | 2026-12-21T00:00:00 |  | 1 | 0 | 1 | 84.48 | 422.4 | 55369-6417 | USA | N60 | 58 | EATON CORPORATION | 60673-3531 | PDG2XKLKPTFF | POWER DEFENSE PDG2 ACCESSORY Mounts above handle; use Type FF Kirk lock | PUR | POWER DEFENSE PDG2 ACCESSORY Mounts above handle; use Type FF Kirk lock | EA | EA |  | FALSE |  | P | PPD | DAYTON
134084 | 8 | 3 | States | Dayton | Holly Davis | TRUE | 2026-06-15T00:00:00 | 2026-12-31T00:00:00 | 2026-12-31T00:00:00 | 1 | 0 | 1 | 19339.08 | 96695.4 | 55369-6417 | USA | N60 | 58 | EATON CORPORATION | 60673-3531 | 70A2570G02 | 38 kV Primary Fuse Drawer Modules and Tilt-Out Unit, Two-fuse tilt-out unit 31.5 kA (located phase A and C) | PUR | 38 kV Primary Fuse Drawer Modules and Tilt-Out Unit, Two-fuse tilt-out unit 31.5 kA (located phase A and C) | EA | EA |  | FALSE |  | P | PPD | DAYTON | 2026-12-21T00:00:00
134084 | 19 | 1 | States | Dayton | Holly Davis | TRUE | 2026-06-15T00:00:00 | 2026-09-14T00:00:00 |  | 12 | 4 | 8 | 34177.49 | 1845584.46 | 55369-6417 | USA | N60 | 58 | EATON CORPORATION | 60673-3531 | VHSGFBBGCCXAXXX | 38KV 1200 Amp 31.5 KA Vacuum Breaker | PUR | 38KV 1200 Amp 31.5 KA Vacuum Breaker | EA | EA |  | FALSE |  | P | PPD | DAYTON
134084 | 11 | 3 | States | Dayton | Holly Davis | TRUE | 2026-06-15T00:00:00 | 2026-12-21T00:00:00 |  | 1 | 0 | 1 | 13600 | 68000 | 55369-6417 | USA | N60 | 58 | EATON CORPORATION | 60673-3531 | 72C2600G11 | Breaker Lift Platform | PUR | Breaker Lift Platform | EA | EA |  | FALSE |  | P | PPD | DAYTON
134084 | 14 | 2 | States | Dayton | Holly Davis | TRUE | 2026-06-15T00:00:00 | 2026-11-16T00:00:00 |  | 17 | 0 | 17 | 926.92 | 49126.76 | 55369-6417 | USA | N60 | 58 | EATON CORPORATION | 60673-3531 | 72C2646G01 | TOC Switch (5A/5B) | PUR | TOC Switch (5A/5B) | EA | EA |  | FALSE |  | P | PPD | DAYTON
134084 | 16 | 3 | States | Dayton | Holly Davis | TRUE | 2026-06-15T00:00:00 | 2026-12-21T00:00:00 |  | 1 | 0 | 1 | 1036.32 | 5181.6 | 55369-6417 | USA | N60 | 58 | EATON CORPORATION | 60673-3531 | 8079A35G05 | Spin-free levering-in crank (38 kV VCPW-HD breaker) | PUR | Spin-free levering-in crank (38 kV VCPW-HD breaker) | EA | EA |  | FALSE |  | P | PPD | DAYTON
134084 | 3 | 4 | States | Dayton | Holly Davis | TRUE | 2026-06-15T00:00:00 | 2027-02-15T00:00:00 |  | 11 | 0 | 11 | 2471.45 | 118629.6 | 55369-6417 | USA | N60 | 58 | EATON CORPORATION | 60673-3531 | 1C95091G03 | 600/1200A main bus supports | PUR | 600/1200A main bus supports | EA | EA |  | FALSE |  | P | PPD | DAYTON
134084 | 16 | 2 | States | Dayton | Holly Davis | TRUE | 2026-06-15T00:00:00 | 2026-11-16T00:00:00 |  | 2 | 0 | 2 | 1036.32 | 5181.6 | 55369-6417 | USA | N60 | 58 | EATON CORPORATION | 60673-3531 | 8079A35G05 | Spin-free levering-in crank (38 kV VCPW-HD breaker) | PUR | Spin-free levering-in crank (38 kV VCPW-HD breaker) | EA | EA |  | FALSE |  | P | PPD | DAYTON
134084 | 10 | 3 | States | Dayton | Holly Davis | TRUE | 2026-06-15T00:00:00 | 2026-12-21T00:00:00 |  | 12 | 0 | 12 | 23295.82 | 1234678.46 | 55369-6417 | USA | N60 | 58 | EATON CORPORATION | 60673-3531 | 72C2506G61 | Breaker cell - MR2 mini mod with short spouts | PUR | Breaker cell - MR2 mini mod with short spouts | EA | EA |  | FALSE |  | P | PPD | DAYTON
134084 | 7 | 2 | States | Dayton | Holly Davis | TRUE | 2026-06-15T00:00:00 | 2026-11-16T00:00:00 |  | 2 | 0 | 2 | 208000 | 1040000 | 55369-6417 | USA | N60 | 58 | EATON CORPORATION | 60673-3531 | 70A2550G01 | Ground and Test Device | PUR | Ground and Test Device | EA | EA |  | FALSE |  | P | PPD | DAYTON
134084 | 5 | 4 | States | Dayton | Holly Davis | TRUE | 2026-06-15T00:00:00 | 2027-02-15T00:00:00 |  | 36 | 0 | 36 | 382.96 | 60890.64 | 55369-6417 | USA | N60 | 58 | EATON CORPORATION | 60673-3531 | 67C7043G01 | A and B Phase Bus Sprouts (2 per breaker / riser) | PUR | A and B Phase Bus Sprouts (2 per breaker / riser) | EA | EA |  | FALSE |  | P | PPD | DAYTON
134084 | 11 | 4 | States | Dayton | Holly Davis | TRUE | 2026-06-15T00:00:00 | 2027-02-15T00:00:00 |  | 1 | 0 | 1 | 13600 | 68000 | 55369-6417 | USA | N60 | 58 | EATON CORPORATION | 60673-3531 | 72C2600G11 | Breaker Lift Platform | PUR | Breaker Lift Platform | EA | EA |  | FALSE |  | P | PPD | DAYTON
134084 | 5 | 2 | States | Dayton | Holly Davis | TRUE | 2026-06-15T00:00:00 | 2026-11-16T00:00:00 |  | 51 | 0 | 51 | 382.96 | 60890.64 | 55369-6417 | USA | N60 | 58 | EATON CORPORATION | 60673-3531 | 67C7043G01 | A and B Phase Bus Sprouts (2 per breaker / riser) | PUR | A and B Phase Bus Sprouts (2 per breaker / riser) | EA | EA |  | FALSE |  | P | PPD | DAYTON
134084 | 14 | 1 | States | Dayton | Holly Davis | TRUE | 2026-06-15T00:00:00 | 2026-09-14T00:00:00 |  | 12 | 6 | 6 | 926.92 | 49126.76 | 55369-6417 | USA | N60 | 58 | EATON CORPORATION | 60673-3531 | 72C2646G01 | TOC Switch (5A/5B) | PUR | TOC Switch (5A/5B) | EA | EA |  | FALSE |  | P | PPD | DAYTON
134084 | 19 | 2 | States | Dayton | Holly Davis | TRUE | 2026-06-15T00:00:00 | 2026-11-16T00:00:00 |  | 17 | 6 | 11 | 34177.49 | 1845584.46 | 55369-6417 | USA | N60 | 58 | EATON CORPORATION | 60673-3531 | VHSGFBBGCCXAXXX | 38KV 1200 Amp 31.5 KA Vacuum Breaker | PUR | 38KV 1200 Amp 31.5 KA Vacuum Breaker | EA | EA |  | FALSE |  | P | PPD | DAYTON
134084 | 8 | 4 | States | Dayton | Holly Davis | TRUE | 2026-06-15T00:00:00 | 2027-01-20T00:00:00 | 2027-01-20T00:00:00 | 1 | 0 | 1 | 19339.08 | 96695.4 | 55369-6417 | USA | N60 | 58 | EATON CORPORATION | 60673-3531 | 70A2570G02 | 38 kV Primary Fuse Drawer Modules and Tilt-Out Unit, Two-fuse tilt-out unit 31.5 kA (located phase A and C) | PUR | 38 kV Primary Fuse Drawer Modules and Tilt-Out Unit, Two-fuse tilt-out unit 31.5 kA (located phase A and C) | EA | EA |  | FALSE |  | P | PPD | DAYTON | 2027-02-19T00:00:00
134084 | 14 | 4 | States | Dayton | Holly Davis | TRUE | 2026-06-15T00:00:00 | 2027-02-15T00:00:00 |  | 12 | 0 | 12 | 926.92 | 49126.76 | 55369-6417 | USA | N60 | 58 | EATON CORPORATION | 60673-3531 | 72C2646G01 | TOC Switch (5A/5B) | PUR | TOC Switch (5A/5B) | EA | EA |  | FALSE |  | P | PPD | DAYTON
134084 | 2 | 4 | States | Dayton | Holly Davis | TRUE | 2026-06-15T00:00:00 | 2027-02-15T00:00:00 |  | 39 | 0 | 39 | 297.23 | 51718.02 | 55369-6417 | USA | N60 | 58 | EATON CORPORATION | 60673-3531 | 1C95090H01 | T Boot (4 X 4 X 4 inches) 600A / 1200A/ 1600A | PUR | T Boot (4 X 4 X 4 inches) 600A / 1200A/ 1600A | EA | EA |  | FALSE |  | P | PPD | DAYTON
134084 | 10 | 1 | States | Dayton | Holly Davis | TRUE | 2026-06-15T00:00:00 | 2026-09-14T00:00:00 |  | 12 | 0 | 12 | 23295.82 | 1234678.46 | 55369-6417 | USA | N60 | 58 | EATON CORPORATION | 60673-3531 | 72C2506G61 | Breaker cell - MR2 mini mod with short spouts | PUR | Breaker cell - MR2 mini mod with short spouts | EA | EA |  | FALSE |  | P | PPD | DAYTON
134084 | 8 | 1 | States | Dayton | Holly Davis | TRUE | 2026-06-15T00:00:00 | 2026-10-21T00:00:00 | 2026-10-21T00:00:00 | 1 | 0 | 1 | 19339.08 | 96695.4 | 55369-6417 | USA | N60 | 58 | EATON CORPORATION | 60673-3531 | 70A2570G02 | 38 kV Primary Fuse Drawer Modules and Tilt-Out Unit, Two-fuse tilt-out unit 31.5 kA (located phase A and C) | PUR | 38 kV Primary Fuse Drawer Modules and Tilt-Out Unit, Two-fuse tilt-out unit 31.5 kA (located phase A and C) | EA | EA |  | FALSE |  | P | PPD | DAYTON | 2026-09-14T00:00:00
134084 | 6 | 2 | States | Dayton | Holly Davis | TRUE | 2026-06-15T00:00:00 | 2026-11-16T00:00:00 |  | 51 | 0 | 51 | 429.1 | 68226.9 | 55369-6417 | USA | N60 | 58 | EATON CORPORATION | 60673-3531 | 67C7043G02 | Spout / Cable Riser Boot Assy. | PUR | Spout / Cable Riser Boot Assy. | EA | EA |  | FALSE |  | P | PPD | DAYTON
134084 | 18 | 2 | States | Dayton | Holly Davis | TRUE | 2026-06-15T00:00:00 | 2026-11-16T00:00:00 |  | 2 | 0 | 2 | 84.48 | 422.4 | 55369-6417 | USA | N60 | 58 | EATON CORPORATION | 60673-3531 | PDG2XKLKPTFF | POWER DEFENSE PDG2 ACCESSORY Mounts above handle; use Type FF Kirk lock | PUR | POWER DEFENSE PDG2 ACCESSORY Mounts above handle; use Type FF Kirk lock | EA | EA |  | FALSE |  | P | PPD | DAYTON
134084 | 12 | 4 | States | Dayton | Holly Davis | TRUE | 2026-06-15T00:00:00 | 2027-02-15T00:00:00 |  | 1 | 0 | 1 | 22698.94 | 113494.7 | 55369-6417 | USA | N60 | 58 | EATON CORPORATION | 60673-3531 | 72C2641G01 | 38 kV breaker portable lifter (1500 lb capacity) | PUR | 38 kV breaker portable lifter (1500 lb capacity) | EA | EA |  | FALSE |  | P | PPD | DAYTON
134084 | 13 | 3 | States | Dayton | Holly Davis | TRUE | 2026-06-15T00:00:00 | 2026-12-21T00:00:00 |  | 1 | 0 | 1 | 10292.67 | 51463.35 | 55369-6417 | USA | N60 | 58 | EATON CORPORATION | 60673-3531 | 72C2641G02 | Breaker Lift Pan | PUR | Breaker Lift Pan | EA | EA |  | FALSE |  | P | PPD | DAYTON
134084 | 3 | 3 | States | Dayton | Holly Davis | TRUE | 2026-06-15T00:00:00 | 2026-12-21T00:00:00 |  | 11 | 0 | 11 | 2471.45 | 118629.6 | 55369-6417 | USA | N60 | 58 | EATON CORPORATION | 60673-3531 | 1C95091G03 | 600/1200A main bus supports | PUR | 600/1200A main bus supports | EA | EA |  | FALSE |  | P | PPD | DAYTON
134084 | 7 | 3 | States | Dayton | Holly Davis | TRUE | 2026-06-15T00:00:00 | 2026-12-21T00:00:00 |  | 1 | 0 | 1 | 208000 | 1040000 | 55369-6417 | USA | N60 | 58 | EATON CORPORATION | 60673-3531 | 70A2550G01 | Ground and Test Device | PUR | Ground and Test Device | EA | EA |  | FALSE |  | P | PPD | DAYTON
134084 | 3 | 2 | States | Dayton | Holly Davis | TRUE | 2026-06-15T00:00:00 | 2026-11-16T00:00:00 |  | 15 | 0 | 15 | 2471.45 | 118629.6 | 55369-6417 | USA | N60 | 58 | EATON CORPORATION | 60673-3531 | 1C95091G03 | 600/1200A main bus supports | PUR | 600/1200A main bus supports | EA | EA |  | FALSE |  | P | PPD | DAYTON
134084 | 12 | 2 | States | Dayton | Holly Davis | TRUE | 2026-06-15T00:00:00 | 2026-11-16T00:00:00 |  | 2 | 0 | 2 | 22698.94 | 113494.7 | 55369-6417 | USA | N60 | 58 | EATON CORPORATION | 60673-3531 | 72C2641G01 | 38 kV breaker portable lifter (1500 lb capacity) | PUR | 38 kV breaker portable lifter (1500 lb capacity) | EA | EA |  | FALSE |  | P | PPD | DAYTON
134084 | 19 | 4 | States | Dayton | Holly Davis | TRUE | 2026-06-15T00:00:00 | 2027-02-15T00:00:00 |  | 13 | 1 | 12 | 34177.49 | 1845584.46 | 55369-6417 | USA | N60 | 58 | EATON CORPORATION | 60673-3531 | VHSGFBBGCCXAXXX | 38KV 1200 Amp 31.5 KA Vacuum Breaker | PUR | 38KV 1200 Amp 31.5 KA Vacuum Breaker | EA | EA |  | FALSE |  | P | PPD | DAYTON
134084 | 4 | 3 | States | Dayton | Holly Davis | TRUE | 2026-06-15T00:00:00 | 2026-12-21T00:00:00 |  | 6 | 0 | 6 | 54.04 | 1621.2 | 55369-6417 | USA | N60 | 58 | EATON CORPORATION | 60673-3531 | 1C95097H01 | End Cap 600A / 1200A/ 1600A | PUR | End Cap 600A / 1200A/ 1600A | EA | EA |  | FALSE |  | P | PPD | DAYTON
134084 | 19 | 3 | States | Dayton | Holly Davis | TRUE | 2026-06-15T00:00:00 | 2026-12-21T00:00:00 |  | 12 | 4 | 8 | 34177.49 | 1845584.46 | 55369-6417 | USA | N60 | 58 | EATON CORPORATION | 60673-3531 | VHSGFBBGCCXAXXX | 38KV 1200 Amp 31.5 KA Vacuum Breaker | PUR | 38KV 1200 Amp 31.5 KA Vacuum Breaker | EA | EA |  | FALSE |  | P | PPD | DAYTON
134084 | 20 | 2 | States | Dayton | Holly Davis | TRUE | 2026-06-15T00:00:00 | 2026-11-16T00:00:00 |  | 4 | 1 | 3 | 1342.24 | 13422.4 | 55369-6417 | USA | N60 | 58 | EATON CORPORATION | 60673-3531 | 72C2583H01 | Tilt out fuse unit bus sprouts for A and C Phase | PUR | Tilt out fuse unit bus sprouts for A and C Phase | EA | EA |  | FALSE |  | P | PPD | DAYTON
134084 | 11 | 1 | States | Dayton | Holly Davis | TRUE | 2026-06-15T00:00:00 | 2026-09-14T00:00:00 |  | 1 | 0 | 1 | 13600 | 68000 | 55369-6417 | USA | N60 | 58 | EATON CORPORATION | 60673-3531 | 72C2600G11 | Breaker Lift Platform | PUR | Breaker Lift Platform | EA | EA |  | FALSE |  | P | PPD | DAYTON
134084 | 4 | 4 | States | Dayton | Holly Davis | TRUE | 2026-06-15T00:00:00 | 2027-02-15T00:00:00 |  | 6 | 0 | 6 | 54.04 | 1621.2 | 55369-6417 | USA | N60 | 58 | EATON CORPORATION | 60673-3531 | 1C95097H01 | End Cap 600A / 1200A/ 1600A | PUR | End Cap 600A / 1200A/ 1600A | EA | EA |  | FALSE |  | P | PPD | DAYTON
134084 | 6 | 1 | States | Dayton | Holly Davis | TRUE | 2026-06-15T00:00:00 | 2026-09-14T00:00:00 |  | 36 | 0 | 36 | 429.1 | 68226.9 | 55369-6417 | USA | N60 | 58 | EATON CORPORATION | 60673-3531 | 67C7043G02 | Spout / Cable Riser Boot Assy. | PUR | Spout / Cable Riser Boot Assy. | EA | EA |  | FALSE |  | P | PPD | DAYTON
134084 | 8 | 2 | States | Dayton | Holly Davis | TRUE | 2026-06-15T00:00:00 | 2026-11-20T00:00:00 | 2026-11-20T00:00:00 | 2 | 0 | 2 | 19339.08 | 96695.4 | 55369-6417 | USA | N60 | 58 | EATON CORPORATION | 60673-3531 | 70A2570G02 | 38 kV Primary Fuse Drawer Modules and Tilt-Out Unit, Two-fuse tilt-out unit 31.5 kA (located phase A and C) | PUR | 38 kV Primary Fuse Drawer Modules and Tilt-Out Unit, Two-fuse tilt-out unit 31.5 kA (located phase A and C) | EA | EA |  | FALSE |  | P | PPD | DAYTON | 2026-11-16T00:00:00
134084 | 5 | 3 | States | Dayton | Holly Davis | TRUE | 2026-06-15T00:00:00 | 2026-12-21T00:00:00 |  | 36 | 0 | 36 | 382.96 | 60890.64 | 55369-6417 | USA | N60 | 58 | EATON CORPORATION | 60673-3531 | 67C7043G01 | A and B Phase Bus Sprouts (2 per breaker / riser) | PUR | A and B Phase Bus Sprouts (2 per breaker / riser) | EA | EA |  | FALSE |  | P | PPD | DAYTON
134084 | 10 | 4 | States | Dayton | Holly Davis | TRUE | 2026-06-15T00:00:00 | 2027-02-15T00:00:00 |  | 12 | 0 | 12 | 23295.82 | 1234678.46 | 55369-6417 | USA | N60 | 58 | EATON CORPORATION | 60673-3531 | 72C2506G61 | Breaker cell - MR2 mini mod with short spouts | PUR | Breaker cell - MR2 mini mod with short spouts | EA | EA |  | FALSE |  | P | PPD | DAYTON
134084 | 12 | 1 | States | Dayton | Holly Davis | TRUE | 2026-06-15T00:00:00 | 2026-09-14T00:00:00 |  | 1 | 0 | 1 | 22698.94 | 113494.7 | 55369-6417 | USA | N60 | 58 | EATON CORPORATION | 60673-3531 | 72C2641G01 | 38 kV breaker portable lifter (1500 lb capacity) | PUR | 38 kV breaker portable lifter (1500 lb capacity) | EA | EA |  | FALSE |  | P | PPD | DAYTON
134084 | 10 | 2 | States | Dayton | Holly Davis | TRUE | 2026-06-15T00:00:00 | 2026-11-16T00:00:00 |  | 17 | 0 | 17 | 23295.82 | 1234678.46 | 55369-6417 | USA | N60 | 58 | EATON CORPORATION | 60673-3531 | 72C2506G61 | Breaker cell - MR2 mini mod with short spouts | PUR | Breaker cell - MR2 mini mod with short spouts | EA | EA |  | FALSE |  | P | PPD | DAYTON
134084 | 14 | 3 | States | Dayton | Holly Davis | TRUE | 2026-06-15T00:00:00 | 2026-12-21T00:00:00 |  | 12 | 0 | 12 | 926.92 | 49126.76 | 55369-6417 | USA | N60 | 58 | EATON CORPORATION | 60673-3531 | 72C2646G01 | TOC Switch (5A/5B) | PUR | TOC Switch (5A/5B) | EA | EA |  | FALSE |  | P | PPD | DAYTON
134084 | 13 | 1 | States | Dayton | Holly Davis | TRUE | 2026-06-15T00:00:00 | 2026-09-14T00:00:00 |  | 1 | 0 | 1 | 10292.67 | 51463.35 | 55369-6417 | USA | N60 | 58 | EATON CORPORATION | 60673-3531 | 72C2641G02 | Breaker Lift Pan | PUR | Breaker Lift Pan | EA | EA |  | FALSE |  | P | PPD | DAYTON
132115 | 7 | 6 | States | Dayton | Holly Davis | TRUE | 2026-03-30T00:00:00 | 2026-08-17T00:00:00 | 2026-08-17T00:00:00 | 1 | 0 | 1 | 16317.5 | 130540 | 55369-6417 | USA | D10 | 58 | EATON CORPORATION | 60673-3531 | 72C2641G01 | 38 kV breaker portable lifter (1500 lb capacity) | PUR | 38 kV breaker portable lifter (1500 lb capacity) | EA | EA |  | TRUE |  | P | PPD | DAYTON
132115 | 3 | 6 | States | Dayton | Holly Davis | TRUE | 2026-03-30T00:00:00 | 2026-08-14T00:00:00 | 2026-08-07T00:00:00 | 30 | 0 | 30 | 313.35 | 75204 | 55369-6417 | USA | D10 | 58 | EATON CORPORATION | 60673-3531 | 67C7043G01 | A and B Phase Bus Sprouts (2 per breaker / riser) | PUR | A and B Phase Bus Sprouts (2 per breaker / riser) | EA | EA |  | TRUE |  | P | PPD | DAYTON
132115 | 2 | 6 | States | Dayton | Holly Davis | TRUE | 2026-03-30T00:00:00 | 2026-08-28T00:00:00 | 2026-08-28T00:00:00 | 4 | 0 | 4 | 2377.49 | 76079.68 | 55369-6417 | USA | D10 | 58 | EATON CORPORATION | 60673-3531 | 1C95091G01 | 38kv Main Bus support 2000/2500/3000amp | PUR | 38kv Main Bus support 2000/2500/3000amp | EA | EA |  | TRUE |  | P | PPD | DAYTON
132115 | 4 | 6 | States | Dayton | Holly Davis | TRUE | 2026-03-30T00:00:00 | 2026-08-14T00:00:00 | 2026-08-14T00:00:00 | 1 | 0 | 1 | 25455.7026 | 203645.62 | 55369-6417 | USA | D10 | 58 | EATON CORPORATION | 60673-3531 | 70A2550G01 | Ground and Test Device | PUR | Ground and Test Device | EA | EA |  | TRUE |  | P | PPD | DAYTON
132115 | 3 | 7 | States | Dayton | Holly Davis | TRUE | 2026-03-30T00:00:00 | 2026-09-04T00:00:00 | 2026-08-28T00:00:00 | 30 | 0 | 30 | 313.35 | 75204 | 55369-6417 | USA | D10 | 58 | EATON CORPORATION | 60673-3531 | 67C7043G01 | A and B Phase Bus Sprouts (2 per breaker / riser) | PUR | A and B Phase Bus Sprouts (2 per breaker / riser) | EA | EA |  | TRUE |  | P | PPD | DAYTON
132115 | 7 | 5 | States | Dayton | Holly Davis | TRUE | 2026-03-30T00:00:00 | 2026-08-03T00:00:00 | 2026-08-03T00:00:00 | 1 | 0 | 1 | 16317.5 | 130540 | 55369-6417 | USA | D10 | 58 | EATON CORPORATION | 60673-3531 | 72C2641G01 | 38 kV breaker portable lifter (1500 lb capacity) | PUR | 38 kV breaker portable lifter (1500 lb capacity) | EA | EA |  | TRUE |  | P | PPD | DAYTON
132115 | 7 | 7 | States | Dayton | Holly Davis | TRUE | 2026-03-30T00:00:00 | 2026-09-01T00:00:00 | 2026-09-01T00:00:00 | 1 | 0 | 1 | 16317.5 | 130540 | 55369-6417 | USA | D10 | 58 | EATON CORPORATION | 60673-3531 | 72C2641G01 | 38 kV breaker portable lifter (1500 lb capacity) | PUR | 38 kV breaker portable lifter (1500 lb capacity) | EA | EA |  | TRUE |  | P | PPD | DAYTON
132115 | 16 | 8 | States | Dayton | Holly Davis | TRUE | 2026-03-30T00:00:00 | 2026-09-04T00:00:00 | 2026-09-04T00:00:00 | 18 | 0 | 18 | 297.26 | 42805.44 | 55369-6417 | USA | D10 | 58 | EATON CORPORATION | 60673-3531 | 1C95090H01 | T Boot (4 X 4 X 4 inches) 600A / 1200A/ 1600A | PUR | T Boot (4 X 4 X 4 inches) 600A / 1200A/ 1600A | EA | EA |  | TRUE |  | P | PPD | DAYTON
132115 | 17 | 3 | States | Dayton | Holly Davis | TRUE | 2026-03-30T00:00:00 | 2026-05-29T00:00:00 | 2026-05-29T00:00:00 | 12 | 24 | -12 | 54.04 | 5187.84 | 55369-6417 | USA | D10 | 58 | EATON CORPORATION | 60673-3531 | 1C95097H01 | End Cap 600A / 1200A/ 1600A | PUR | End Cap 600A / 1200A/ 1600A | EA | EA |  | TRUE |  | P | PPD | DAYTON
132115 | 20 | 8 | States | Dayton | Holly Davis | TRUE | 2026-03-30T00:00:00 | 2026-09-25T00:00:00 | 2026-09-25T00:00:00 | 6 | 0 | 6 | 2022.22 | 97066.56 | 55369-6417 | USA | D10 | 58 | EATON CORPORATION | 60673-3531 | 1C95091G03 | 600/1200A main bus supports | PUR | 600/1200A main bus supports | EA | EA |  | TRUE |  | P | PPD | DAYTON
132115 | 14 | 2 | States | Dayton | Holly Davis | TRUE | 2026-03-30T00:00:00 | 2026-07-15T00:00:00 | 2026-07-15T00:00:00 | 8 | 0 | 8 | 140.11 | 6725.28 | 55369-6417 | USA | D10 | 58 | EATON CORPORATION | 60673-3531 | 72C2583H01 | Tilt out fuse unit bus sprouts for A and C Phase | PUR | Tilt out fuse unit bus sprouts for A and C Phase | EA | EA |  | TRUE |  | P | PPD | DAYTON
132115 | 7 | 2 | States | Dayton | Holly Davis | TRUE | 2026-03-30T00:00:00 | 2026-07-01T00:00:00 | 2026-06-15T00:00:00 | 1 | 0 | 1 | 16317.5 | 130540 | 55369-6417 | USA | D10 | 58 | EATON CORPORATION | 60673-3531 | 72C2641G01 | 38 kV breaker portable lifter (1500 lb capacity) | PUR | 38 kV breaker portable lifter (1500 lb capacity) | EA | EA |  | TRUE |  | P | PPD | DAYTON
132115 | 4 | 4 | States | Dayton | Holly Davis | TRUE | 2026-03-30T00:00:00 | 2026-07-31T00:00:00 | 2026-07-10T00:00:00 | 1 | 0 | 1 | 25455.7026 | 203645.62 | 55369-6417 | USA | D10 | 58 | EATON CORPORATION | 60673-3531 | 70A2550G01 | Ground and Test Device | PUR | Ground and Test Device | EA | EA |  | TRUE |  | P | PPD | DAYTON
132115 | 14 | 3 | States | Dayton | Holly Davis | TRUE | 2026-03-30T00:00:00 | 2026-08-03T00:00:00 | 2026-08-03T00:00:00 | 8 | 0 | 8 | 140.11 | 6725.28 | 55369-6417 | USA | D10 | 58 | EATON CORPORATION | 60673-3531 | 72C2583H01 | Tilt out fuse unit bus sprouts for A and C Phase | PUR | Tilt out fuse unit bus sprouts for A and C Phase | EA | EA |  | TRUE |  | P | PPD | DAYTON
132115 | 2 | 7 | States | Dayton | Holly Davis | TRUE | 2026-03-30T00:00:00 | 2026-09-11T00:00:00 | 2026-09-11T00:00:00 | 4 | 0 | 4 | 2377.49 | 76079.68 | 55369-6417 | USA | D10 | 58 | EATON CORPORATION | 60673-3531 | 1C95091G01 | 38kv Main Bus support 2000/2500/3000amp | PUR | 38kv Main Bus support 2000/2500/3000amp | EA | EA |  | TRUE |  | P | PPD | DAYTON
132115 | 4 | 8 | States | Dayton | Holly Davis | TRUE | 2026-03-30T00:00:00 | 2026-09-11T00:00:00 | 2026-09-11T00:00:00 | 1 | 0 | 1 | 25455.7026 | 203645.62 | 55369-6417 | USA | D10 | 58 | EATON CORPORATION | 60673-3531 | 70A2550G01 | Ground and Test Device | PUR | Ground and Test Device | EA | EA |  | TRUE |  | P | PPD | DAYTON
132115 | 3 | 5 | States | Dayton | Holly Davis | TRUE | 2026-03-30T00:00:00 | 2026-07-31T00:00:00 | 2026-07-24T00:00:00 | 30 | 0 | 30 | 313.35 | 75204 | 55369-6417 | USA | D10 | 58 | EATON CORPORATION | 60673-3531 | 67C7043G01 | A and B Phase Bus Sprouts (2 per breaker / riser) | PUR | A and B Phase Bus Sprouts (2 per breaker / riser) | EA | EA |  | TRUE |  | P | PPD | DAYTON
132115 | 14 | 4 | States | Dayton | Holly Davis | TRUE | 2026-03-30T00:00:00 | 2026-08-17T00:00:00 | 2026-08-17T00:00:00 | 8 | 0 | 8 | 140.11 | 6725.28 | 55369-6417 | USA | D10 | 58 | EATON CORPORATION | 60673-3531 | 72C2583H01 | Tilt out fuse unit bus sprouts for A and C Phase | PUR | Tilt out fuse unit bus sprouts for A and C Phase | EA | EA |  | TRUE |  | P | PPD | DAYTON
132115 | 8 | 1 | States | Dayton | Holly Davis | TRUE | 2026-03-30T00:00:00 | 2026-06-24T00:00:00 | 2026-06-01T00:00:00 | 1 | 0 | 1 | 10291.99 | 10291.99 | 55369-6417 | USA | D10 | 58 | EATON CORPORATION | 60673-3531 | 72C2641G02 | Breaker Lift Pan | PUR | Breaker Lift Pan | EA | EA |  | TRUE |  | P | PPD | DAYTON
132115 | 7 | 3 | States | Dayton | Holly Davis | TRUE | 2026-03-30T00:00:00 | 2026-07-03T00:00:00 | 2026-07-01T00:00:00 | 1 | 0 | 1 | 16317.5 | 130540 | 55369-6417 | USA | D10 | 58 | EATON CORPORATION | 60673-3531 | 72C2641G01 | 38 kV breaker portable lifter (1500 lb capacity) | PUR | 38 kV breaker portable lifter (1500 lb capacity) | EA | EA |  | TRUE |  | P | PPD | DAYTON
132115 | 7 | 8 | States | Dayton | Holly Davis | TRUE | 2026-03-30T00:00:00 | 2026-09-15T00:00:00 | 2026-09-15T00:00:00 | 1 | 0 | 1 | 16317.5 | 130540 | 55369-6417 | USA | D10 | 58 | EATON CORPORATION | 60673-3531 | 72C2641G01 | 38 kV breaker portable lifter (1500 lb capacity) | PUR | 38 kV breaker portable lifter (1500 lb capacity) | EA | EA |  | TRUE |  | P | PPD | DAYTON
132115 | 18 | 8 | States | Dayton | Holly Davis | TRUE | 2026-03-30T00:00:00 | 2026-08-07T00:00:00 | 2026-08-07T00:00:00 | 12 | 24 | -12 | 431.62 | 41435.52 | 55369-6417 | USA | D10 | 58 | EATON CORPORATION | 60673-3531 | 1C95090H02 | T Boot (4 X 4 X 4 inches) 2000A | PUR | T Boot (4 X 4 X 4 inches) 2000A | EA | EA |  | TRUE |  | P | PPD | DAYTON
132115 | 3 | 8 | States | Dayton | Holly Davis | TRUE | 2026-03-30T00:00:00 | 2026-09-18T00:00:00 | 2026-09-11T00:00:00 | 30 | 0 | 30 | 313.35 | 75204 | 55369-6417 | USA | D10 | 58 | EATON CORPORATION | 60673-3531 | 67C7043G01 | A and B Phase Bus Sprouts (2 per breaker / riser) | PUR | A and B Phase Bus Sprouts (2 per breaker / riser) | EA | EA |  | TRUE |  | P | PPD | DAYTON
132115 | 3 | 4 | States | Dayton | Holly Davis | TRUE | 2026-03-30T00:00:00 | 2026-07-17T00:00:00 | 2026-07-02T00:00:00 | 30 | 0 | 30 | 313.35 | 75204 | 55369-6417 | USA | D10 | 58 | EATON CORPORATION | 60673-3531 | 67C7043G01 | A and B Phase Bus Sprouts (2 per breaker / riser) | PUR | A and B Phase Bus Sprouts (2 per breaker / riser) | EA | EA |  | TRUE |  | P | PPD | DAYTON
132115 | 7 | 4 | States | Dayton | Holly Davis | TRUE | 2026-03-30T00:00:00 | 2026-07-15T00:00:00 | 2026-07-15T00:00:00 | 1 | 0 | 1 | 16317.5 | 130540 | 55369-6417 | USA | D10 | 58 | EATON CORPORATION | 60673-3531 | 72C2641G01 | 38 kV breaker portable lifter (1500 lb capacity) | PUR | 38 kV breaker portable lifter (1500 lb capacity) | EA | EA |  | TRUE |  | P | PPD | DAYTON
132115 | 4 | 5 | States | Dayton | Holly Davis | TRUE | 2026-03-30T00:00:00 | 2026-07-31T00:00:00 | 2026-07-31T00:00:00 | 1 | 0 | 1 | 25455.7026 | 203645.62 | 55369-6417 | USA | D10 | 58 | EATON CORPORATION | 60673-3531 | 70A2550G01 | Ground and Test Device | PUR | Ground and Test Device | EA | EA |  | TRUE |  | P | PPD | DAYTON
132115 | 19 | 7 | States | Dayton | Holly Davis | TRUE | 2026-03-30T00:00:00 | 2026-08-07T00:00:00 | 2026-08-07T00:00:00 | 6 | 6 | 0 | 57.83 | 2775.84 | 55369-6417 | USA | D10 | 58 | EATON CORPORATION | 60673-3531 | 1C95097H02 | End Cap 2000A | PUR | End Cap 2000A | EA | EA |  | TRUE |  | P | PPD | DAYTON
132115 | 7 | 1 | States | Dayton | Holly Davis | TRUE | 2026-03-30T00:00:00 | 2026-06-24T00:00:00 | 2026-06-01T00:00:00 | 1 | 0 | 1 | 16317.5 | 130540 | 55369-6417 | USA | D10 | 58 | EATON CORPORATION | 60673-3531 | 72C2641G01 | 38 kV breaker portable lifter (1500 lb capacity) | PUR | 38 kV breaker portable lifter (1500 lb capacity) | EA | EA |  | TRUE |  | P | PPD | DAYTON
132115 | 4 | 7 | States | Dayton | Holly Davis | TRUE | 2026-03-30T00:00:00 | 2026-08-28T00:00:00 | 2026-08-28T00:00:00 | 1 | 0 | 1 | 25455.7026 | 203645.62 | 55369-6417 | USA | D10 | 58 | EATON CORPORATION | 60673-3531 | 70A2550G01 | Ground and Test Device | PUR | Ground and Test Device | EA | EA |  | TRUE |  | P | PPD | DAYTON
132115 | 2 | 8 | States | Dayton | Holly Davis | TRUE | 2026-03-30T00:00:00 | 2026-09-25T00:00:00 | 2026-09-25T00:00:00 | 4 | 0 | 4 | 2377.49 | 76079.68 | 55369-6417 | USA | D10 | 58 | EATON CORPORATION | 60673-3531 | 1C95091G01 | 38kv Main Bus support 2000/2500/3000amp | PUR | 38kv Main Bus support 2000/2500/3000amp | EA | EA |  | TRUE |  | P | PPD | DAYTON
132115 | 4 | 3 | States | Dayton | Holly Davis | TRUE | 2026-03-30T00:00:00 | 2026-07-17T00:00:00 | 2026-06-26T00:00:00 | 1 | 0 | 1 | 25455.7026 | 203645.62 | 55369-6417 | USA | D10 | 58 | EATON CORPORATION | 60673-3531 | 70A2550G01 | Ground and Test Device | PUR | Ground and Test Device | EA | EA |  | TRUE |  | P | PPD | DAYTON
133907 | 1 | 1 | States | Dayton | Holly Davis | TRUE | 2026-06-08T00:00:00 | 2026-08-21T00:00:00 | 2026-08-21T00:00:00 | 4 | 0 | 4 | 20305.67 | 81222.68 | 55369-6417 | USA | D10 | 58 | EATON CORPORATION | 60673-3531 | 70A2570G02 | 38 kV Primary Fuse Drawer Modules and Tilt-Out Unit, Two-fuse tilt-out unit 31.5 kA (located phase A and C) | PUR | 38 kV Primary Fuse Drawer Modules and Tilt-Out Unit, Two-fuse tilt-out unit 31.5 kA (located phase A and C) | EA | EA |  | TRUE |  | P | PPD | DAYTON
134702 | 2 | 1 | States | Dayton | Holly Davis | TRUE | 2026-07-13T00:00:00 | 2026-11-20T00:00:00 |  | 3 | 0 | 3 | 662.74 | 1988.22 | 55369-6417 | USA | N60 | 58 | EATON CORPORATION | 60673-3531 | 8346A28G71 | Breaker Test Cabinet | PUR | Breaker Test Cabinet | EA | EA |  | FALSE |  | P | PPD | DAYTON
134724 | 3 | 3 | States | Champlin | Holly Davis | TRUE | 2026-07-14T00:00:00 | 2026-09-28T00:00:00 |  | 12 | 4 | 8 | 884.54 | 27420.74 | 55316-3157 | USA | N60 | 58 | EATON CORPORATION | 60673-3531 | 8651C91G17 | EATON MAGNUM DS CB TRANSPORT ACCESSORIES, MAGNUM DS OVERHEAD CIRCUIT BREAKER HOIST, MDSL | PUR | EATON MAGNUM DS CB TRANSPORT ACCESSORIES, MAGNUM DS OVERHEAD CIRCUIT BREAKER HOIST, MDSL | EA | EA |  | FALSE |  | P | PPD | 100
134724 | 2 | 3 | States | Champlin | Holly Davis | TRUE | 2026-07-14T00:00:00 | 2026-09-09T00:00:00 | 2026-09-09T00:00:00 | 11 | 0 | 11 | 903.45 | 32524.2 | 55316-3157 | USA | N60 | 58 | EATON CORPORATION | 60673-3531 | 8651C91G15 | 4000A BREAKER LIFTING YOKE | PUR | 4000A BREAKER LIFTING YOKE | EA | EA |  | FALSE |  | P | PPD | 100 | 2026-09-30T00:00:00
134724 | 2 | 4 | States | Champlin | Holly Davis | TRUE | 2026-07-14T00:00:00 | 2026-10-27T00:00:00 | 2026-09-09T00:00:00 | 7 | 0 | 7 | 903.45 | 32524.2 | 55316-3157 | USA | N60 | 58 | EATON CORPORATION | 60673-3531 | 8651C91G15 | 4000A BREAKER LIFTING YOKE | PUR | 4000A BREAKER LIFTING YOKE | EA | EA |  | FALSE |  | P | PPD | 100 | 2026-10-27T00:00:00
131503 | 15 | 3 | States | Champlin | Holly Davis | TRUE | 2026-02-27T00:00:00 | 2026-06-30T00:00:00 | 2026-05-20T00:00:00 | 282 | 279 | 3 | 574.63 | 275822.4 | 55316 | USA | D10 | 58 | EATON CORPORATION | 60673-3531 | SOP8778C89G15 | PRL4X PDF5 3P 1200A 100% Rated CONN KIT | PUR | PRL4X PDF5 3P 1200A 100% Rated CONN KIT | EA | EA |  | TRUE |  | P | PPD | 100
131503 | 14 | 7 | States | Champlin | Holly Davis | TRUE | 2026-02-27T00:00:00 | 2030-12-31T00:00:00 | 2026-06-15T00:00:00 | 14 | 10 | 4 | 920.49 | 73639.2 | 55316 | USA | D10 | 58 | EATON CORPORATION | 60673-3531 | PXG1000-0000000 | POWER DISTRIBUTION MONITORING CONTROL - NO APPS GATEWAY, CONNECTS 64 DEVICES, INPUT VOLTAGE, NOMINAL: 10 TO 30 VDC; 0.3 A | PUR | POWER DISTRIBUTION MONITORING CONTROL - NO APPS GATEWAY, CONNECTS 64 DEVICES, INPUT VOLTAGE, NOMINAL: 10 TO 30 VDC; 0.3 A | EA | EA |  | TRUE |  | P | PPD | 100
131503 | 3 | 6 | States | Champlin | Holly Davis | TRUE | 2026-02-27T00:00:00 | 2026-07-10T00:00:00 | 2026-07-10T00:00:00 | 15 | 10 | 5 | 884.54 | 70763.2 | 55316 | USA | D10 | 58 | EATON CORPORATION | 60673-3531 | 8651C91G17 | EATON MAGNUM DS CB TRANSPORT ACCESSORIES, MAGNUM DS OVERHEAD CIRCUIT BREAKER HOIST, MDSL | PUR | EATON MAGNUM DS CB TRANSPORT ACCESSORIES, MAGNUM DS OVERHEAD CIRCUIT BREAKER HOIST, MDSL | EA | EA |  | TRUE |  | P | PPD | 100
131503 | 9 | 5 | States | Champlin | Holly Davis | TRUE | 2026-02-27T00:00:00 | 2026-09-04T00:00:00 | 2026-09-04T00:00:00 | 60 | 0 | 60 | 3563.83 | 1140425.6 | 55316 | USA | D10 | 58 | EATON CORPORATION | 60673-3531 | PDF53N1200P5MNNNZL | 1200AF; 3P 100% LSIG FIXED MANUALLY OPERATED CIRCUIT BREAKER 85KA/@480VAC WITH PXR25, MODBUS/RELAYS | PUR | 1200AF; 3P 100% LSIG FIXED MANUALLY OPERATED CIRCUIT BREAKER 85KA/@480VAC WITH PXR25, MODBUS/RELAYS | EA | EA |  | TRUE |  | P | PPD | 100
131503 | 9 | 6 | States | Champlin | Holly Davis | TRUE | 2026-02-27T00:00:00 | 2026-07-31T00:00:00 | 2026-07-10T00:00:00 | 44 | 0 | 44 | 3563.83 | 1140425.6 | 55316 | USA | D10 | 58 | EATON CORPORATION | 60673-3531 | PDF53N1200P5MNNNZL | 1200AF; 3P 100% LSIG FIXED MANUALLY OPERATED CIRCUIT BREAKER 85KA/@480VAC WITH PXR25, MODBUS/RELAYS | PUR | 1200AF; 3P 100% LSIG FIXED MANUALLY OPERATED CIRCUIT BREAKER 85KA/@480VAC WITH PXR25, MODBUS/RELAYS | EA | EA |  | TRUE |  | P | PPD | 100
131503 | 9 | 4 | States | Champlin | Holly Davis | TRUE | 2026-02-27T00:00:00 | 2026-07-24T00:00:00 | 2026-06-26T00:00:00 | 64 | 0 | 64 | 3563.83 | 1140425.6 | 55316 | USA | D10 | 58 | EATON CORPORATION | 60673-3531 | PDF53N1200P5MNNNZL | 1200AF; 3P 100% LSIG FIXED MANUALLY OPERATED CIRCUIT BREAKER 85KA/@480VAC WITH PXR25, MODBUS/RELAYS | PUR | 1200AF; 3P 100% LSIG FIXED MANUALLY OPERATED CIRCUIT BREAKER 85KA/@480VAC WITH PXR25, MODBUS/RELAYS | EA | EA |  | TRUE |  | P | PPD | 100
131503 | 9 | 3 | States | Champlin | Holly Davis | TRUE | 2026-02-27T00:00:00 | 2026-07-24T00:00:00 | 2026-06-12T00:00:00 | 84 | 52 | 32 | 3563.83 | 1140425.6 | 55316 | USA | D10 | 58 | EATON CORPORATION | 60673-3531 | PDF53N1200P5MNNNZL | 1200AF; 3P 100% LSIG FIXED MANUALLY OPERATED CIRCUIT BREAKER 85KA/@480VAC WITH PXR25, MODBUS/RELAYS | PUR | 1200AF; 3P 100% LSIG FIXED MANUALLY OPERATED CIRCUIT BREAKER 85KA/@480VAC WITH PXR25, MODBUS/RELAYS | EA | EA |  | TRUE |  | P | PPD | 100
136194 | 10 | 1 | States | Champlin | Holly Davis | TRUE | 2026-09-17T00:00:00 | 2026-11-30T00:00:00 |  | 24 | 0 | 24 | 27.88 | 669.12 | 55316 | USA | N60 | 58 | EATON CORPORATION | 60673-3531 | PDG5X1TA1200 | Eaton Power Defense terminal, molded case circuit breaker accessory, 1200 A, (4) AWG 4/0-500, PD5 Global, Frame J-K, Tunnel terminal, Aluminum, Class A, Frame 5 | PUR | Eaton Power Defense terminal, molded case circuit breaker accessory, 1200 A, (4) AWG 4/0-500, PD5 Global, Frame J-K, Tunnel terminal, Aluminum, Class A, Frame 5 | EA | EA |  | FALSE |  | P | PPD | 100 | 2026-11-30T00:00:00
136194 | 12 | 1 | States | Champlin | Holly Davis | TRUE | 2026-09-17T00:00:00 | 2026-11-30T00:00:00 |  | 2 | 0 | 2 | 10956.25 | 21912.5 | 55316 | USA | N60 | 58 | EATON CORPORATION | 60673-3531 | SPN85N3WEA503BDNCNCLSKNAX | 5000AF; 600VAC MAX; 100% RATED; 85KA AT 480VAC; 3 POLE; UL; DRAWOUT, ELECTRICALLY OPERATED, PXR35 LSIG CIRCUIT BREAKER TYPE WITH ARMS & KIRK KEY | PUR | 5000AF; 600VAC MAX; 100% RATED; 85KA AT 480VAC; 3 POLE; UL; DRAWOUT, ELECTRICALLY OPERATED, PXR35 LSIG CIRCUIT BREAKER TYPE WITH ARMS & KIRK KEY | EA | EA |  | FALSE |  | P | PPD | 100 | 2026-11-30T00:00:00
136194 | 9 | 1 | States | Champlin | Holly Davis | TRUE | 2026-09-17T00:00:00 | 2026-11-30T00:00:00 |  | 8 | 0 | 8 | 10.86 | 86.88 | 55316 | USA | N60 | 58 | EATON CORPORATION | 60673-3531 | PDG1XIB3P | POWER DEFENSE FRAME 1 INTERPHASE BARRIERS, THREE-POLE,600 V | PUR | POWER DEFENSE FRAME 1 INTERPHASE BARRIERS, THREE-POLE,600 V | EA | EA |  | FALSE |  | P | PPD | 100 | 2026-11-30T00:00:00
136194 | 14 | 1 | States | Champlin | Holly Davis | TRUE | 2026-09-17T00:00:00 | 2026-11-30T00:00:00 |  | 4 | 0 | 4 | 6326.9 | 25307.6 | 55316 | USA | N60 | 58 | EATON CORPORATION | 60673-3531 | SPS8253WEA253BDNCNCLSKNAX | 2500AF; 600VAC MAX; 100% RATED; 85KA AT 480VAC; 3 POLE; UL; DRAWOUT, ELECTRICALLY OPERATED, PXR35 LSIG CIRCUIT BREAKER TYPE WITH ARMS, KIRK | PUR | 2500AF; 600VAC MAX; 100% RATED; 85KA AT 480VAC; 3 POLE; UL; DRAWOUT, ELECTRICALLY OPERATED, PXR35 LSIG CIRCUIT BREAKER TYPE WITH ARMS, KIRK | EA | EA |  | FALSE |  | P | PPD | 100 | 2026-11-30T00:00:00
136194 | 2 | 1 | States | Champlin | Holly Davis | TRUE | 2026-09-17T00:00:00 | 2026-11-30T00:00:00 |  | 2 | 0 | 2 | 903.67 | 1807.34 | 55316 | USA | N60 | 58 | EATON CORPORATION | 60673-3531 | 8651C91G15 | 4000A BREAKER LIFTING YOKE | PUR | 4000A BREAKER LIFTING YOKE | EA | EA |  | FALSE |  | P | PPD | 100 | 2026-11-30T00:00:00
136194 | 7 | 1 | States | Champlin | Holly Davis | TRUE | 2026-09-17T00:00:00 | 2026-11-30T00:00:00 |  | 8 | 0 | 8 | 3604.4 | 28835.2 | 55316 | USA | N60 | 58 | EATON CORPORATION | 60673-3531 | PDF53N1200P5MNNNZL | 1200AF; 3P 100% LSIG FIXED MANUALLY OPERATED CIRCUIT BREAKER 85KA/@480VAC WITH PXR25, MODBUS/RELAYS | PUR | 1200AF; 3P 100% LSIG FIXED MANUALLY OPERATED CIRCUIT BREAKER 85KA/@480VAC WITH PXR25, MODBUS/RELAYS | EA | EA |  | FALSE |  | P | PPD | 100 | 2026-11-30T00:00:00
136194 | 15 | 1 | States | Champlin | Holly Davis | TRUE | 2026-09-17T00:00:00 | 2026-11-30T00:00:00 |  | 4 | 0 | 4 | 6282.15 | 25128.6 | 55316 | USA | N60 | 58 | EATON CORPORATION | 60673-3531 | SPS8253WEA253BDNCNCLSNNAX | 2500AF; 600VAC MAX; 100% RATED; 85KA AT 480VAC; 3 POLE; UL; DRAWOUT, ELECTRICALLY OPERATED, PXR35 LSIG CIRCUIT BREAKER TYPE WITH ARMS | PUR | 2500AF; 600VAC MAX; 100% RATED; 85KA AT 480VAC; 3 POLE; UL; DRAWOUT, ELECTRICALLY OPERATED, PXR35 LSIG CIRCUIT BREAKER TYPE WITH ARMS | EA | EA |  | FALSE |  | P | PPD | 100 | 2026-11-30T00:00:00
136194 | 6 | 1 | States | Champlin | Holly Davis | TRUE | 2026-09-17T00:00:00 | 2026-11-30T00:00:00 |  | 6 | 0 | 6 | 2588.45 | 15530.7 | 55316 | USA | N60 | 58 | EATON CORPORATION | 60673-3531 | PDF53N0800P2MN | 800AF; 3P 100% LSI FIXED MANUALLY OPERATED CIRCUIT BREAKER 85KA/@480VAC WITH PXR25, MODBUS/RELAYS | PUR | 800AF; 3P 100% LSI FIXED MANUALLY OPERATED CIRCUIT BREAKER 85KA/@480VAC WITH PXR25, MODBUS/RELAYS | EA | EA |  | FALSE |  | P | PPD | 100 | 2026-11-30T00:00:00
136194 | 8 | 1 | States | Champlin | Holly Davis | TRUE | 2026-09-17T00:00:00 | 2026-11-30T00:00:00 |  | 4 | 0 | 4 | 195.07 | 780.28 | 55316 | USA | N60 | 58 | EATON CORPORATION | 60673-3531 | PDG13P0030TFFJ | 30AF; 600VAC MAX; 80% RATED; 100KA AT 480VAC; 3 POLE; UL; FIXED THERMAL CIRCUIT BREAKER TYPE | PUR | 30AF; 600VAC MAX; 80% RATED; 100KA AT 480VAC; 3 POLE; UL; FIXED THERMAL CIRCUIT BREAKER TYPE | EA | EA |  | FALSE |  | P | PPD | 100 | 2026-11-30T00:00:00
136194 | 4 | 1 | States | Champlin | Holly Davis | TRUE | 2026-09-17T00:00:00 | 2026-11-30T00:00:00 |  | 14 | 0 | 14 | 324.57 | 4543.98 | 55316 | USA | N60 | 58 | EATON CORPORATION | 60673-3531 | MD4CS | CASSETTE CELL SWITCH 4 FORM C CONTACTS STANDARD AND DOUBLE WIDE | PUR | CASSETTE CELL SWITCH 4 FORM C CONTACTS STANDARD AND DOUBLE WIDE | EA | EA |  | FALSE |  | P | PPD | 100 | 2026-11-30T00:00:00
136194 | 1 | 1 | States | Champlin | Holly Davis | TRUE | 2026-09-17T00:00:00 | 2026-11-30T00:00:00 |  | 2 | 0 | 2 | 181.65 | 363.3 | 55316 | USA | N60 | 58 | EATON CORPORATION | 60673-3531 | 8651C91G02 | 3200/2000A BREAKER LIFTING YOKE | PUR | 3200/2000A BREAKER LIFTING YOKE | EA | EA |  | FALSE |  | P | PPD | 100 | 2026-11-30T00:00:00
136194 | 13 | 1 | States | Champlin | Holly Davis | TRUE | 2026-09-17T00:00:00 | 2026-11-19T00:00:00 |  | 4 | 0 | 4 | 10910.78 | 43643.12 | 55316 | USA | N60 | 58 | EATON CORPORATION | 60673-3531 | SPN85N3WEA503BDNCNCLSNNAX | 5000AF; 600VAC MAX; 100% RATED; 85KA AT 480VAC; 3 POLE; UL; DRAWOUT, ELECTRICALLY OPERATED, PXR35 LSIG CIRCUIT BREAKER TYPE WITH ARMS | PUR | 5000AF; 600VAC MAX; 100% RATED; 85KA AT 480VAC; 3 POLE; UL; DRAWOUT, ELECTRICALLY OPERATED, PXR35 LSIG CIRCUIT BREAKER TYPE WITH ARMS | EA | EA |  | FALSE |  | P | PPD | 100 | 2026-11-19T00:00:00
136194 | 16 | 1 | States | Champlin | Holly Davis | TRUE | 2026-09-17T00:00:00 | 2026-11-30T00:00:00 |  | 2 | 0 | 2 | 884.75 | 1769.5 | 55316 | USA | N60 | 58 | EATON CORPORATION | 60673-3531 | 8651C91G17 | EATON MAGNUM DS CB TRANSPORT ACCESSORIES, MAGNUM DS OVERHEAD CIRCUIT BREAKER HOIST, MDSL | PUR | EATON MAGNUM DS CB TRANSPORT ACCESSORIES, MAGNUM DS OVERHEAD CIRCUIT BREAKER HOIST, MDSL | EA | EA |  | FALSE |  | P | PPD | 100 | 2026-11-30T00:00:00
136194 | 11 | 1 | States | Champlin | Holly Davis | TRUE | 2026-09-17T00:00:00 | 2026-11-30T00:00:00 |  | 14 | 0 | 14 | 39.23 | 549.22 | 55316 | USA | N60 | 58 | EATON CORPORATION | 60673-3531 | PDG5XPLKTOFF | PDG5 PADLOCK HASP, TOP, OFF ONLY | PUR | PDG5 PADLOCK HASP, TOP, OFF ONLY | EA | EA |  | FALSE |  | P | PPD | 100 | 2026-11-30T00:00:00
136194 | 3 | 1 | States | Champlin | Holly Davis | TRUE | 2026-09-17T00:00:00 | 2026-11-30T00:00:00 |  | 8 | 0 | 8 | 1027.49 | 8219.92 | 55316 | USA | N60 | 58 | EATON CORPORATION | 60673-3531 | AN323UADNSNNNEC | CASSETTE WITH ETHERNET IO INSTALLED FOR 3200A DRAWOUT ACB | PUR | CASSETTE WITH ETHERNET IO INSTALLED FOR 3200A DRAWOUT ACB | EA | EA |  | FALSE |  | P | PPD | 100 | 2026-11-30T00:00:00
135302 | 1 | 2 | States | Champlin | Holly Davis | TRUE | 2026-08-07T00:00:00 | 2026-10-14T00:00:00 | 2026-10-14T00:00:00 | 80 | 0 | 80 | 92.3 | 51688 | 55316-3157 | USA | N60 | 58 | EATON CORPORATION | 60673-3531 | MEXTBKIT | Secondary Extension Bracket | PUR | Secondary Extension Bracket | EA | EA |  | TRUE |  | P | PPD | 100
135302 | 1 | 1 | States | Champlin | Holly Davis | TRUE | 2026-08-07T00:00:00 | 2030-12-31T00:00:00 | 2030-12-31T00:00:00 | 480 | 6 | 474 | 92.3 | 51688 | 55316-3157 | USA | N60 | 58 | EATON CORPORATION | 60673-3531 | MEXTBKIT | Secondary Extension Bracket | PUR | Secondary Extension Bracket | EA | EA |  | TRUE |  | P | PPD | 100 | 2026-09-01T00:00:00
130931 | 4 | 2 | States | Dayton | Holly Davis | TRUE | 2026-01-28T00:00:00 | 2026-07-24T00:00:00 | 2026-06-26T00:00:00 | 20 | 16 | 4 | 23295.82 | 1863665.6 | 55369 | USA | D10 | 58 | EATON CORPORATION | 60673-3531 | 72C2506G61 | Breaker cell - MR2 mini mod with short spouts | PUR | Breaker cell - MR2 mini mod with short spouts | EA | EA |  | TRUE |  | P | PPD | DAYTON
130931 | 4 | 3 | States | Dayton | Holly Davis | TRUE | 2026-01-28T00:00:00 | 2026-08-07T00:00:00 | 2026-07-10T00:00:00 | 20 | 11 | 9 | 23295.82 | 1863665.6 | 55369 | USA | D10 | 58 | EATON CORPORATION | 60673-3531 | 72C2506G61 | Breaker cell - MR2 mini mod with short spouts | PUR | Breaker cell - MR2 mini mod with short spouts | EA | EA |  | TRUE |  | P | PPD | DAYTON
130931 | 4 | 7 | States | Dayton | Holly Davis | TRUE | 2026-01-28T00:00:00 | 2026-09-18T00:00:00 | 2026-08-28T00:00:00 | 18 | 0 | 18 | 23295.82 | 1863665.6 | 55369 | USA | D10 | 58 | EATON CORPORATION | 60673-3531 | 72C2506G61 | Breaker cell - MR2 mini mod with short spouts | PUR | Breaker cell - MR2 mini mod with short spouts | EA | EA |  | TRUE |  | P | PPD | DAYTON
130931 | 4 | 6 | States | Dayton | Holly Davis | TRUE | 2026-01-28T00:00:00 | 2026-09-15T00:00:00 | 2026-08-14T00:00:00 | 1 | 0 | 1 | 23295.82 | 1863665.6 | 55369 | USA | D10 | 58 | EATON CORPORATION | 60673-3531 | 72C2506G61 | Breaker cell - MR2 mini mod with short spouts | PUR | Breaker cell - MR2 mini mod with short spouts | EA | EA |  | TRUE |  | P | PPD | DAYTON
130931 | 4 | 5 | States | Dayton | Holly Davis | TRUE | 2026-01-28T00:00:00 | 2026-08-28T00:00:00 | 2026-08-12T00:00:00 | 1 | 0 | 1 | 23295.82 | 1863665.6 | 55369 | USA | D10 | 58 | EATON CORPORATION | 60673-3531 | 72C2506G61 | Breaker cell - MR2 mini mod with short spouts | PUR | Breaker cell - MR2 mini mod with short spouts | EA | EA |  | TRUE |  | P | PPD | DAYTON
130931 | 4 | 4 | States | Dayton | Holly Davis | TRUE | 2026-01-28T00:00:00 | 2026-08-21T00:00:00 | 2026-07-17T00:00:00 | 18 | 0 | 18 | 23295.82 | 1863665.6 | 55369 | USA | D10 | 58 | EATON CORPORATION | 60673-3531 | 72C2506G61 | Breaker cell - MR2 mini mod with short spouts | PUR | Breaker cell - MR2 mini mod with short spouts | EA | EA |  | TRUE |  | P | PPD | DAYTON
133908 | 1 | 2 | States | Dayton | Holly Davis | TRUE | 2026-06-08T00:00:00 | 2027-01-25T00:00:00 | 2027-01-25T00:00:00 | 12 | 0 | 12 | 20305.67 | 1340174.22 | 55369-6417 | USA | D10 | 58 | EATON CORPORATION | 60673-3531 | 70A2570G02 | 38 kV Primary Fuse Drawer Modules and Tilt-Out Unit, Two-fuse tilt-out unit 31.5 kA (located phase A and C) | PUR | 38 kV Primary Fuse Drawer Modules and Tilt-Out Unit, Two-fuse tilt-out unit 31.5 kA (located phase A and C) | EA | EA |  | TRUE |  | P | PPD | DAYTON
133908 | 2 | 3 | States | Dayton | Holly Davis | TRUE | 2026-06-08T00:00:00 | 2027-01-25T00:00:00 | 2027-01-25T00:00:00 | 24 | 0 | 24 | 176.16 | 23253.12 | 55369-6417 | USA | D10 | 58 | EATON CORPORATION | 60673-3531 | 72C2583H01 | Tilt out fuse unit bus sprouts for A and C Phase | PUR | Tilt out fuse unit bus sprouts for A and C Phase | EA | EA |  | TRUE |  | P | PPD | DAYTON
133908 | 2 | 5 | States | Dayton | Holly Davis | TRUE | 2026-06-08T00:00:00 | 2027-03-25T00:00:00 | 2027-03-25T00:00:00 | 24 | 0 | 24 | 176.16 | 23253.12 | 55369-6417 | USA | D10 | 58 | EATON CORPORATION | 60673-3531 | 72C2583H01 | Tilt out fuse unit bus sprouts for A and C Phase | PUR | Tilt out fuse unit bus sprouts for A and C Phase | EA | EA |  | TRUE |  | P | PPD | DAYTON
133908 | 2 | 2 | States | Dayton | Holly Davis | TRUE | 2026-06-08T00:00:00 | 2026-12-23T00:00:00 | 2026-12-23T00:00:00 | 24 | 12 | 12 | 176.16 | 23253.12 | 55369-6417 | USA | D10 | 58 | EATON CORPORATION | 60673-3531 | 72C2583H01 | Tilt out fuse unit bus sprouts for A and C Phase | PUR | Tilt out fuse unit bus sprouts for A and C Phase | EA | EA |  | TRUE |  | P | PPD | DAYTON
133908 | 1 | 3 | States | Dayton | Holly Davis | TRUE | 2026-06-08T00:00:00 | 2027-02-22T00:00:00 | 2027-02-22T00:00:00 | 12 | 0 | 12 | 20305.67 | 1340174.22 | 55369-6417 | USA | D10 | 58 | EATON CORPORATION | 60673-3531 | 70A2570G02 | 38 kV Primary Fuse Drawer Modules and Tilt-Out Unit, Two-fuse tilt-out unit 31.5 kA (located phase A and C) | PUR | 38 kV Primary Fuse Drawer Modules and Tilt-Out Unit, Two-fuse tilt-out unit 31.5 kA (located phase A and C) | EA | EA |  | TRUE |  | P | PPD | DAYTON
133908 | 2 | 4 | States | Dayton | Holly Davis | TRUE | 2026-06-08T00:00:00 | 2027-02-22T00:00:00 | 2027-02-22T00:00:00 | 24 | 0 | 24 | 176.16 | 23253.12 | 55369-6417 | USA | D10 | 58 | EATON CORPORATION | 60673-3531 | 72C2583H01 | Tilt out fuse unit bus sprouts for A and C Phase | PUR | Tilt out fuse unit bus sprouts for A and C Phase | EA | EA |  | TRUE |  | P | PPD | DAYTON
133908 | 2 | 6 | States | Dayton | Holly Davis | TRUE | 2026-06-08T00:00:00 | 2027-04-26T00:00:00 | 2027-04-26T00:00:00 | 12 | 0 | 12 | 176.16 | 23253.12 | 55369-6417 | USA | D10 | 58 | EATON CORPORATION | 60673-3531 | 72C2583H01 | Tilt out fuse unit bus sprouts for A and C Phase | PUR | Tilt out fuse unit bus sprouts for A and C Phase | EA | EA |  | TRUE |  | P | PPD | DAYTON
133908 | 1 | 1 | States | Dayton | Holly Davis | TRUE | 2026-06-08T00:00:00 | 2026-11-24T00:00:00 | 2026-11-24T00:00:00 | 24 | 0 | 24 | 20305.67 | 1340174.22 | 55369-6417 | USA | D10 | 58 | EATON CORPORATION | 60673-3531 | 70A2570G02 | 38 kV Primary Fuse Drawer Modules and Tilt-Out Unit, Two-fuse tilt-out unit 31.5 kA (located phase A and C) | PUR | 38 kV Primary Fuse Drawer Modules and Tilt-Out Unit, Two-fuse tilt-out unit 31.5 kA (located phase A and C) | EA | EA |  | TRUE |  | P | PPD | DAYTON
133908 | 1 | 4 | States | Dayton | Holly Davis | TRUE | 2026-06-08T00:00:00 | 2027-03-25T00:00:00 | 2027-03-25T00:00:00 | 12 | 0 | 12 | 20305.67 | 1340174.22 | 55369-6417 | USA | D10 | 58 | EATON CORPORATION | 60673-3531 | 70A2570G02 | 38 kV Primary Fuse Drawer Modules and Tilt-Out Unit, Two-fuse tilt-out unit 31.5 kA (located phase A and C) | PUR | 38 kV Primary Fuse Drawer Modules and Tilt-Out Unit, Two-fuse tilt-out unit 31.5 kA (located phase A and C) | EA | EA |  | TRUE |  | P | PPD | DAYTON
133908 | 1 | 5 | States | Dayton | Holly Davis | TRUE | 2026-06-08T00:00:00 | 2027-04-26T00:00:00 | 2027-04-26T00:00:00 | 6 | 0 | 6 | 20305.67 | 1340174.22 | 55369-6417 | USA | D10 | 58 | EATON CORPORATION | 60673-3531 | 70A2570G02 | 38 kV Primary Fuse Drawer Modules and Tilt-Out Unit, Two-fuse tilt-out unit 31.5 kA (located phase A and C) | PUR | 38 kV Primary Fuse Drawer Modules and Tilt-Out Unit, Two-fuse tilt-out unit 31.5 kA (located phase A and C) | EA | EA |  | TRUE |  | P | PPD | DAYTON
135821 | 3 | 1 | States | Dayton | Holly Davis | TRUE | 2026-08-31T00:00:00 | 2026-11-20T00:00:00 |  | 2 | 0 | 2 | 1036.32 | 4145.28 | 55369 | USA | N60 | 58 | EATON CORPORATION | 60673-3531 | 8079A35G05 | Spin-free levering-in crank (38 kV VCPW-HD breaker) | PUR | Spin-free levering-in crank (38 kV VCPW-HD breaker) | EA | EA |  | FALSE |  | P | PPD | DAYTON
135821 | 1 | 1 | States | Dayton | Holly Davis | TRUE | 2026-08-31T00:00:00 | 2027-03-08T00:00:00 |  | 6 | 0 | 6 | 23295.82 | 419324.76 | 55369 | USA | N60 | 58 | EATON CORPORATION | 60673-3531 | 72C2506C61 | Breaker cell - MR2 mini mod with short spouts | PUR | Breaker cell - MR2 mini mod with short spouts | EA | EA |  | FALSE |  | P | PPD | DAYTON
135821 | 3 | 3 | States | Dayton | Holly Davis | TRUE | 2026-08-31T00:00:00 | 2027-02-15T00:00:00 |  | 1 | 0 | 1 | 1036.32 | 4145.28 | 55369 | USA | N60 | 58 | EATON CORPORATION | 60673-3531 | 8079A35G05 | Spin-free levering-in crank (38 kV VCPW-HD breaker) | PUR | Spin-free levering-in crank (38 kV VCPW-HD breaker) | EA | EA |  | FALSE |  | P | PPD | DAYTON
135821 | 2 | 1 | States | Dayton | Holly Davis | TRUE | 2026-08-31T00:00:00 | 2027-03-08T00:00:00 |  | 4 | 0 | 4 | 23295.82 | 93183.28 | 55369 | USA | N60 | 58 | EATON CORPORATION | 60673-3531 | 72C2506G61 | Breaker cell - MR2 mini mod with short spouts | PUR | Breaker cell - MR2 mini mod with short spouts | EA | EA |  | FALSE |  | P | PPD | DAYTON
135821 | 3 | 2 | States | Dayton | Holly Davis | TRUE | 2026-08-31T00:00:00 | 2026-12-28T00:00:00 |  | 1 | 0 | 1 | 1036.32 | 4145.28 | 55369 | USA | N60 | 58 | EATON CORPORATION | 60673-3531 | 8079A35G05 | Spin-free levering-in crank (38 kV VCPW-HD breaker) | PUR | Spin-free levering-in crank (38 kV VCPW-HD breaker) | EA | EA |  | FALSE |  | P | PPD | DAYTON
135821 | 1 | 2 | States | Dayton | Holly Davis | TRUE | 2026-08-31T00:00:00 | 2027-03-08T00:00:00 |  | 6 | 0 | 6 | 23295.82 | 419324.76 | 55369 | USA | N60 | 58 | EATON CORPORATION | 60673-3531 | 72C2506C61 | Breaker cell - MR2 mini mod with short spouts | PUR | Breaker cell - MR2 mini mod with short spouts | EA | EA |  | FALSE |  | P | PPD | DAYTON
135821 | 1 | 3 | States | Dayton | Holly Davis | TRUE | 2026-08-31T00:00:00 | 2027-03-08T00:00:00 |  | 6 | 0 | 6 | 23295.82 | 419324.76 | 55369 | USA | N60 | 58 | EATON CORPORATION | 60673-3531 | 72C2506C61 | Breaker cell - MR2 mini mod with short spouts | PUR | Breaker cell - MR2 mini mod with short spouts | EA | EA |  | FALSE |  | P | PPD | DAYTON
134972 | 6 | 1 | States | Dayton | Holly Davis | TRUE | 2026-07-23T00:00:00 | 2026-08-03T00:00:00 | 2026-09-11T00:00:00 | 12 | 0 | 12 | 57.82 | 693.84 | 55369-6417 | USA | N60 | 58 | EATON CORPORATION | 60673-3531 | 1C95097H02 | End Cap 2000A | PUR | End Cap 2000A | EA | EA |  | TRUE |  | P | PPD | DAYTON
134972 | 5 | 1 | States | Dayton | Holly Davis | TRUE | 2026-07-23T00:00:00 | 2026-09-21T00:00:00 | 2026-10-02T00:00:00 | 24 | 0 | 24 | 54.03 | 1296.72 | 55369-6417 | USA | N60 | 58 | EATON CORPORATION | 60673-3531 | 1C95097H01 | End Cap 600A / 1200A/ 1600A | PUR | End Cap 600A / 1200A/ 1600A | EA | EA |  | TRUE |  | P | PPD | DAYTON | 2026-09-21T00:00:00
134972 | 2 | 1 | States | Dayton | Holly Davis | TRUE | 2026-07-23T00:00:00 | 2026-08-03T00:00:00 | 2026-09-25T00:00:00 | 12 | 0 | 12 | 431.5 | 5178 | 55369-6417 | USA | N60 | 58 | EATON CORPORATION | 60673-3531 | 1C95090H02 | T Boot (4 X 4 X 4 inches) 2000A | PUR | T Boot (4 X 4 X 4 inches) 2000A | EA | EA |  | TRUE |  | P | PPD | DAYTON | 2026-08-03T00:00:00
134972 | 1 | 1 | States | Dayton | Holly Davis | TRUE | 2026-07-23T00:00:00 | 2026-09-14T00:00:00 | 2026-10-02T00:00:00 | 18 | 0 | 18 | 297.18 | 5349.24 | 55369-6417 | USA | N60 | 58 | EATON CORPORATION | 60673-3531 | 1C95090H01 | T Boot (4 X 4 X 4 inches) 600A / 1200A/ 1600A | PUR | T Boot (4 X 4 X 4 inches) 600A / 1200A/ 1600A | EA | EA |  | TRUE |  | P | PPD | DAYTON | 2026-09-14T00:00:00
134972 | 7 | 1 | States | Dayton | Holly Davis | TRUE | 2026-07-23T00:00:00 | 2026-09-14T00:00:00 |  | 17 | 0 | 17 | 19337.16 | 328731.72 | 55369-6417 | USA | N60 | 58 | EATON CORPORATION | 60673-3531 | 70A2570G02 | 38 kV Primary Fuse Drawer Modules and Tilt-Out Unit, Two-fuse tilt-out unit 31.5 kA (located phase A and C) | PUR | 38 kV Primary Fuse Drawer Modules and Tilt-Out Unit, Two-fuse tilt-out unit 31.5 kA (located phase A and C) | EA | EA |  | TRUE |  | P | PPD | DAYTON
134972 | 4 | 1 | States | Dayton | Holly Davis | TRUE | 2026-07-23T00:00:00 | 2026-09-14T00:00:00 | 2026-10-09T00:00:00 | 6 | 0 | 6 | 2471.03 | 14826.18 | 55369-6417 | USA | N60 | 58 | EATON CORPORATION | 60673-3531 | 1C95091G03 | 600/1200A main bus supports | PUR | 600/1200A main bus supports | EA | EA |  | TRUE |  | P | PPD | DAYTON | 2026-09-14T00:00:00
134972 | 3 | 1 | States | Dayton | Holly Davis | TRUE | 2026-07-23T00:00:00 | 2026-08-03T00:00:00 | 2026-10-09T00:00:00 | 4 | 0 | 4 | 2766.81 | 11067.24 | 55369-6417 | USA | N60 | 58 | EATON CORPORATION | 60673-3531 | 1C95091G01 | 38kv Main Bus support 2000/2500/3000amp | PUR | 38kv Main Bus support 2000/2500/3000amp | EA | EA |  | TRUE |  | P | PPD | DAYTON | 2026-08-03T00:00:00
136167 | 1 | 1 | States | Champlin | Holly Davis | TRUE | 2026-09-16T00:00:00 | 2026-11-30T00:00:00 |  | 4 | 0 | 4 | 2508.22 | 10032.88 | 55316 | USA | N60 | 58 | EATON CORPORATION | 60673-3531 | SPD300480D4J-ND | POWER XPERT SPD UL 1449 SURGE PROTECTIVE DEVICE W/O REMOTE DISPLAY , 300KA/PHASE, 480 DELTA(3W+G), (1) FORM C CONTACT, SURGE COUNTER,AUDIBLE ALARM WITH SILENCE BUTTON, RJ45 PORT | PUR | POWER XPERT SPD UL 1449 SURGE PROTECTIVE DEVICE W/O REMOTE DISPLAY , 300KA/PHASE, 480 DELTA(3W+G), (1) FORM C CONTACT, SURGE COUNTER,AUDIBLE ALARM WITH SILENCE BUTTON, RJ45 PORT | EA | EA |  | FALSE |  | P | PPD | 100 | 2026-11-30T00:00:00
131909 | 1 | 6 | States | Champlin | Holly Davis | TRUE | 2026-03-19T00:00:00 | 2026-07-17T00:00:00 | 2026-07-17T00:00:00 | 45 | 0 | 45 | 2587.78 | 621067.2 | 55316-3157 | USA | D10 | 58 | EATON CORPORATION | 60673-3531 | PDF53N0800P2MN | 800AF; 3P 100% LSI FIXED MANUALLY OPERATED CIRCUIT BREAKER 85KA/@480VAC WITH PXR25, MODBUS/RELAYS | PUR | 800AF; 3P 100% LSI FIXED MANUALLY OPERATED CIRCUIT BREAKER 85KA/@480VAC WITH PXR25, MODBUS/RELAYS | EA | EA |  | TRUE |  | P | PPD | 100
132996 | 1 | 2 | States | Dayton | Holly Davis | TRUE | 2026-05-05T00:00:00 | 2026-08-14T00:00:00 | 2026-07-31T00:00:00 | 8 | 6 | 2 | 20305.67 | 162445.36 | 55369-6417 | USA | D10 | 58 | EATON CORPORATION | 60673-3531 | 70A2570G02 | 38 kV Primary Fuse Drawer Modules and Tilt-Out Unit, Two-fuse tilt-out unit 31.5 kA (located phase A and C) | PUR | 38 kV Primary Fuse Drawer Modules and Tilt-Out Unit, Two-fuse tilt-out unit 31.5 kA (located phase A and C) | EA | EA |  | TRUE |  | P | PPD | DAYTON
132996 | 2 | 1 | States | Dayton | Holly Davis | TRUE | 2026-05-05T00:00:00 | 2026-07-31T00:00:00 | 2026-07-31T00:00:00 | 16 | 0 | 16 | 176.16 | 2818.56 | 55369-6417 | USA | D10 | 58 | EATON CORPORATION | 60673-3531 | 72C2583H01 | Tilt out fuse unit bus sprouts for A and C Phase | PUR | Tilt out fuse unit bus sprouts for A and C Phase | EA | EA |  | TRUE |  | P | PPD | DAYTON
135199 | 7 | 1 | States | Dayton | Holly Davis | TRUE | 2026-08-04T00:00:00 | 2026-09-21T00:00:00 |  | 1 | 0 | 1 | 17601.52 | 17601.52 | 55369-6417 | USA | N60 | 58 | EATON CORPORATION | 60673-3531 | VTDEHAAEECXXXCX | List of Materials 1-VCP-T BREAKER, 150VCP-T40, 600 Amps 1-Nameplate, VCP-T, 60 Hz, UL 1-Wired per shop packet info. 1-UL Label 1-DO-DHP 1-Push Button Padlock - Metal lockoff Depresses off button 1-Trip Unit Not Required 1-Motor 120 Vac VCP-T 1- Spring Release, 120 Vac, VCP-T 1-Shunt Trip 1, 125 Vdc, VCP-T | PUR | List of Materials 1-VCP-T BREAKER, 150VCP-T40, 600 Amps 1-Nameplate, VCP-T, 60 Hz, UL 1-Wired per shop packet info. 1-UL Label 1-DO-DHP 1-Push Button Padlock - Metal lockoff Depresses off button 1-Trip Unit Not Required 1-Motor 120 Vac VCP-T 1- Spring Release, 120 Vac, VCP-T 1-Shunt Trip 1, 125 Vdc, VCP-T | EA | EA |  | FALSE |  | P | PPD | DAYTON
135199 | 4 | 1 | States | Dayton | Holly Davis | TRUE | 2026-08-04T00:00:00 | 2026-09-21T00:00:00 |  | 1 | 0 | 1 | 55.31 | 55.31 | 55369-6417 | USA | N60 | 58 | EATON CORPORATION | 60673-3531 | 69C7573G12 | 40KA EXTENSION RAILS VCP-T / T-VAC | PUR | 40KA EXTENSION RAILS VCP-T / T-VAC | EA | EA |  | FALSE |  | P | PPD | DAYTON
135199 | 3 | 1 | States | Dayton | Holly Davis | TRUE | 2026-08-04T00:00:00 | 2026-09-21T00:00:00 |  | 1 | 0 | 1 | 4488.36 | 4488.36 | 55369-6417 | USA | N60 | 58 | EATON CORPORATION | 60673-3531 | 69C3346G02 | VCP-T Drawout Cassette 40ka | PUR | VCP-T Drawout Cassette 40ka | EA | EA |  | FALSE |  | P | PPD | DAYTON
136092 | 1 | 1 | States | Champlin | Holly Davis | TRUE | 2026-09-14T00:00:00 | 2026-09-23T00:00:00 |  | 4 | 0 | 4 | 98.8 | 395.2 | 55316 | USA | N30 | 59 | INDEECO / ASPEQ Heating Group LLC | 63144 | Strip Heater | HEATER, 350W, 250V, HEATREX 276-6, 3.5"W, 7.1"H, 1.5"D | PUR | HEATER, 350W, 250V, HEATREX 276-6, 3.5"W, 7.1"H, 1.5"D | EA | EA | INDE | FALSE |  | P | FXG | 100
134003 | 1 | 1 | States | Dayton | Holly Davis | TRUE | 2026-06-10T00:00:00 | 2026-10-23T00:00:00 | 2026-10-23T00:00:00 | 500 | 0 | 500 | 54.45 | 27225 | 55369-6417 | USA | N30 | 59 | INDEECO / ASPEQ Heating Group LLC | 63144 | 276-6 | Strip Heaters: 250V, 350W | PUR | Strip Heaters: 250V, 350W | EA | EA |  | TRUE |  | P | FXG | DAYTON
134791 | 1 | 4 | States | Dayton | Holly Davis | TRUE | 2026-07-15T00:00:00 | 2026-12-17T00:00:00 | 2026-12-17T00:00:00 | 246 | 0 | 246 | 54.45 | 41327.55 | 55369-6417 | USA | N30 | 59 | INDEECO / ASPEQ Heating Group LLC | 63144 | 276-6 | Strip Heaters: 250V, 350W | PUR | Strip Heaters: 250V, 350W | EA | EA |  | TRUE |  | P | FXG | DAYTON | 2026-12-17T00:00:00
134791 | 1 | 3 | States | Dayton | Holly Davis | TRUE | 2026-07-15T00:00:00 | 2026-11-20T00:00:00 | 2026-11-20T00:00:00 | 258 | 0 | 258 | 54.45 | 41327.55 | 55369-6417 | USA | N30 | 59 | INDEECO / ASPEQ Heating Group LLC | 63144 | 276-6 | Strip Heaters: 250V, 350W | PUR | Strip Heaters: 250V, 350W | EA | EA |  | TRUE |  | P | FXG | DAYTON | 2026-11-20T00:00:00
134791 | 1 | 2 | States | Dayton | Holly Davis | TRUE | 2026-07-15T00:00:00 | 2026-11-20T00:00:00 | 2026-11-20T00:00:00 | 100 | 0 | 100 | 54.45 | 41327.55 | 55369-6417 | USA | N30 | 59 | INDEECO / ASPEQ Heating Group LLC | 63144 | 276-6 | Strip Heaters: 250V, 350W | PUR | Strip Heaters: 250V, 350W | EA | EA |  | TRUE |  | P | FXG | DAYTON | 2026-11-09T00:00:00
134791 | 1 | 1 | States | Dayton | Holly Davis | TRUE | 2026-07-15T00:00:00 | 2026-10-26T00:00:00 | 2026-10-26T00:00:00 | 155 | 0 | 155 | 54.45 | 41327.55 | 55369-6417 | USA | N30 | 59 | INDEECO / ASPEQ Heating Group LLC | 63144 | 276-6 | Strip Heaters: 250V, 350W | PUR | Strip Heaters: 250V, 350W | EA | EA |  | TRUE |  | P | FXG | DAYTON | 2026-10-26T00:00:00
135023 | 1 | 1 | States | Dayton | Holly Davis | TRUE | 2026-07-24T00:00:00 | 2026-12-17T00:00:00 |  | 100 | 0 | 100 | 54.45 | 63270.9 | 55369-6417 | USA | N30 | 59 | INDEECO / ASPEQ Heating Group LLC | 63144 | 276-6 | Strip Heaters: 250V, 350W | PUR | Strip Heaters: 250V, 350W | EA | EA |  | FALSE |  | P | FXG | DAYTON
135023 | 1 | 4 | States | Dayton | Holly Davis | TRUE | 2026-07-24T00:00:00 | 2027-03-22T00:00:00 |  | 216 | 0 | 216 | 54.45 | 63270.9 | 55369-6417 | USA | N30 | 59 | INDEECO / ASPEQ Heating Group LLC | 63144 | 276-6 | Strip Heaters: 250V, 350W | PUR | Strip Heaters: 250V, 350W | EA | EA |  | FALSE |  | P | FXG | DAYTON
135023 | 1 | 2 | States | Dayton | Holly Davis | TRUE | 2026-07-24T00:00:00 | 2027-01-19T00:00:00 |  | 186 | 0 | 186 | 54.45 | 63270.9 | 55369-6417 | USA | N30 | 59 | INDEECO / ASPEQ Heating Group LLC | 63144 | 276-6 | Strip Heaters: 250V, 350W | PUR | Strip Heaters: 250V, 350W | EA | EA |  | FALSE |  | P | FXG | DAYTON
135023 | 1 | 5 | States | Dayton | Holly Davis | TRUE | 2026-07-24T00:00:00 | 2027-04-26T00:00:00 |  | 108 | 0 | 108 | 54.45 | 63270.9 | 55369-6417 | USA | N30 | 59 | INDEECO / ASPEQ Heating Group LLC | 63144 | 276-6 | Strip Heaters: 250V, 350W | PUR | Strip Heaters: 250V, 350W | EA | EA |  | FALSE |  | P | FXG | DAYTON
135023 | 1 | 3 | States | Dayton | Holly Davis | TRUE | 2026-07-24T00:00:00 | 2027-02-15T00:00:00 |  | 552 | 0 | 552 | 54.45 | 63270.9 | 55369-6417 | USA | N30 | 59 | INDEECO / ASPEQ Heating Group LLC | 63144 | 276-6 | Strip Heaters: 250V, 350W | PUR | Strip Heaters: 250V, 350W | EA | EA |  | FALSE |  | P | FXG | DAYTON
133401 | 1 | 1 | States | Dayton | Holly Davis | TRUE | 2026-05-19T00:00:00 | 2026-09-30T00:00:00 | 2026-09-30T00:00:00 | 600 | 0 | 600 | 54.45 | 32670 | 55369-6417 | USA | N30 | 59 | INDEECO / ASPEQ Heating Group LLC | 63144 | 276-6 | Strip Heaters: 250V, 350W | PUR | Strip Heaters: 250V, 350W | EA | EA |  | TRUE |  | P | FXG | DAYTON
135837 | 1 | 1 | States | Dayton | Robert Boulka | TRUE | 2026-09-01T00:00:00 |  |  | 4 | 0 | 4 | 149 | 596 | 55369 | USA | N30 | 63 | VIKING ELECTRIC SUPPLY INC | 60674-1039 | 935 | Eaton Crouse-Hinds series insulating bushing, Rigid/IMC, Insulated, Plastic, 105°C, Threaded, 1-1/2" | PUR | Eaton Crouse-Hinds series insulating bushing, Rigid/IMC, Insulated, Plastic, 105°C, Threaded, 1-1/2" | EA | EA |  | FALSE |  | P | DEL | DAYTON
134532 | 1 | 1 | States | Champlin | Andrew Olson | TRUE | 2026-07-06T00:00:00 | 2026-09-30T00:00:00 | 2026-09-30T00:00:00 | 160 | 0 | 160 | 13.25 | 2120 | 55316-3157 | USA | N30 | 68 | H M CRAGG COMPANY | 55343 | N235-001-SH6A-1 | Patch Panel Keystone, Coupler, 1 Ports, Compatible Connector Type: RJ45 | PUR | Patch Panel Keystone, Coupler, 1 Ports, Compatible Connector Type: RJ45 | EA | EA |  | TRUE |  | P | PPD | 100
136068 | 1 | 1 | States | Champlin | Andrew Olson | TRUE | 2026-09-14T00:00:00 | 2026-12-28T00:00:00 | 2026-12-28T00:00:00 | 25 | 0 | 25 | 13.25 | 331.25 | 55316 | USA | N30 | 68 | H M CRAGG COMPANY | 55343 | N235-001-SH6A-1 | Patch Panel Keystone, Coupler, 1 Ports, Compatible Connector Type: RJ45 | PUR | Patch Panel Keystone, Coupler, 1 Ports, Compatible Connector Type: RJ45 | EA | EA |  | TRUE |  | P | PPD | 100
136009 | 1 | 1 | States | STATES MANUFACTURING (CHAMPLIN) | Robert Boulka | TRUE | 2026-09-10T00:00:00 |  |  | 26000 | 0 | 26000 | 4.98 | 129480 | 55316 | USA | N30 | 72 | DIAMOND VOGEL INC | 55411 | ET03-47890 | 61 GRAY POWDER COATINGS | pnt | (To be replaced with Part number EL06-58229 Mid Cure Grey upon programming) 61 GRAY POWDER COATINGS | LB | LB |  | TRUE |  | P | DEL | 100
135867 | 2 | 1 | States | States Manufacturing Corp. | Robert Boulka | TRUE | 2026-09-02T00:00:00 | 2026-09-11T00:00:00 |  | 144 | 0 | 144 | 15.16 | 2183.04 | 55369 | USA | N30 | 72 | DIAMOND VOGEL INC | 55411 | ICM0-126350-005 | States Gray Paint Pen | SUP | States Gray Paint Pen | EA | EA |  | FALSE |  | P | DEL
135867 | 1 | 1 | States | States Manufacturing Corp. | Robert Boulka | TRUE | 2026-09-02T00:00:00 | 2026-09-11T00:00:00 |  | 24 | 0 | 24 | 16.12 | 386.88 | 55369 | USA | N30 | 72 | DIAMOND VOGEL INC | 55411 | ICM0-126350-604 | States Gray Aerosol Can | SUP | States Gray Aerosol Can | EA | EA |  | FALSE |  | P | DEL
135341 | 1 | 1 | States | Dayton | Robert Boulka | TRUE | 2026-08-10T00:00:00 |  |  | 26000 | 1500 | 24500 | 4.98 | 129480 | 55369-6417 | USA | N30 | 72 | DIAMOND VOGEL INC | 55411 | ET03-47890 | 61 GRAY POWDER COATINGS | pnt | (To be replaced with Part number EL06-58229 Mid Cure Grey upon programming) 61 GRAY POWDER COATINGS | LB | LB |  | TRUE |  | P | DEL | Dayton
135333 | 1 | 3 | States | Dayton | Robert Boulka | TRUE | 2026-08-10T00:00:00 | 2026-08-26T00:00:00 |  | 2500 | 0 | 2500 | 4.98 | 74700 | 55369-6417 | USA | N30 | 72 | DIAMOND VOGEL INC | 55411 | ET03-47890 | 61 GRAY POWDER COATINGS | pnt | 61 GRAY POWDER COATINGS | LB | LB |  | FALSE |  | P | DEL
135333 | 1 | 2 | States | Dayton | Robert Boulka | TRUE | 2026-08-10T00:00:00 | 2026-08-19T00:00:00 |  | 2500 | 0 | 2500 | 4.98 | 74700 | 55369-6417 | USA | N30 | 72 | DIAMOND VOGEL INC | 55411 | ET03-47890 | 61 GRAY POWDER COATINGS | pnt | 61 GRAY POWDER COATINGS | LB | LB |  | FALSE |  | P | DEL
135333 | 1 | 1 | States | Dayton | Robert Boulka | TRUE | 2026-08-10T00:00:00 | 2026-08-12T00:00:00 |  | 2500 | 0 | 2500 | 4.98 | 74700 | 55369-6417 | USA | N30 | 72 | DIAMOND VOGEL INC | 55411 | ET03-47890 | 61 GRAY POWDER COATINGS | pnt | 61 GRAY POWDER COATINGS | LB | LB |  | FALSE |  | P | DEL
135333 | 1 | 6 | States | Dayton | Robert Boulka | TRUE | 2026-08-10T00:00:00 | 2026-09-16T00:00:00 |  | 2500 | 0 | 2500 | 4.98 | 74700 | 55369-6417 | USA | N30 | 72 | DIAMOND VOGEL INC | 55411 | ET03-47890 | 61 GRAY POWDER COATINGS | pnt | 61 GRAY POWDER COATINGS | LB | LB |  | FALSE |  | P | DEL
135333 | 1 | 4 | States | Dayton | Robert Boulka | TRUE | 2026-08-10T00:00:00 | 2026-09-02T00:00:00 |  | 2500 | 0 | 2500 | 4.98 | 74700 | 55369-6417 | USA | N30 | 72 | DIAMOND VOGEL INC | 55411 | ET03-47890 | 61 GRAY POWDER COATINGS | pnt | 61 GRAY POWDER COATINGS | LB | LB |  | FALSE |  | P | DEL
135333 | 1 | 5 | States | Dayton | Robert Boulka | TRUE | 2026-08-10T00:00:00 | 2026-09-09T00:00:00 |  | 2500 | 0 | 2500 | 4.98 | 74700 | 55369-6417 | USA | N30 | 72 | DIAMOND VOGEL INC | 55411 | ET03-47890 | 61 GRAY POWDER COATINGS | pnt | 61 GRAY POWDER COATINGS | LB | LB |  | FALSE |  | P | DEL
135963 | 1 | 1 | States | Dayton | Robert Boulka | TRUE | 2026-09-09T00:00:00 | 2026-09-15T00:00:00 |  | 1500 | 0 | 1500 | 5.05 | 7575 | 55369 | USA | D01 | 76 | CARDINAL PAINT AND POWDER INC | 91733-0965 | T009-WH11 | POWDER COATINGS GLOSS WHITE | pnt | POWDER COATINGS GLOSS WHITE | LB | LB | LAKE | FALSE |  | P | DEL | DAYTON
135963 | 2 | 1 | States | Dayton | Robert Boulka | TRUE | 2026-09-09T00:00:00 | 2026-09-22T00:00:00 |  | 1500 | 0 | 1500 | 5.05 | 7575 | 55369 | USA | D01 | 76 | CARDINAL PAINT AND POWDER INC | 91733-0965 | T009-WH11 | POWDER COATINGS GLOSS WHITE | pnt | POWDER COATINGS GLOSS WHITE | LB | LB | LAKE | FALSE |  | P | DEL | DAYTON
131090 | 1 | 1 | States | Dayton | Hayley Fabian | TRUE | 2026-02-04T00:00:00 | 2026-10-01T00:00:00 | 2026-10-01T00:00:00 | 16 | 0 | 16 | 4417.27 | 70676.32 | 55369 | USA | N45 | 77 | ABB INC | 27511 | BTO ATS 30A-260A | ZGDJ3XX12-CX2XT4XX - Automatic Transfer Switch, ZTG T-Series, 30 A-260 A "ZTG DT 260A3PH No Neu N1 General Purpose Commercial and Industrial Automatic Transfer Switch 260 A, 3 Phase (3 Pole), Delayed Transition NEMA 1 Enclosure 4 NO (Normally Open) and 4 NC (Normally Closed) Auxiliary Contacts No Neutral No Meters GB2 - (6)#8-1/0 Ground Bar Modbus TCP communications Additional 4 I/O, programmable T1-Panel Voltage agnostic, Rated for 200 to 480V line to line voltage Standard Application-Sources on Bottom UL 1008 listed up To 480VAC at 50/60Hz Seismic certified To IEEE-693-2005 at HIGH level With 2.5 amplification factor Seismic certified To IBC-2015 at Ip=1.5 For z/h less than Or equal To 1 Microprocessor activated Momentary test switch Programmable exerciser daily, 7-14-28-365 days user- selectable, with or without load Event log of last 250 events Adjustable over/under frequency sensor-Source 2-and Source 1 Frequency Indication - on the controller LED Source -2 - Position indication LED Source -1 - Position indication LED Source -2 - Source availability indication LED Source -1 - Source availability indication" "Engine start timer -adjustable up to 60sec Phase rotation sensing of Source 1 and Source 2 Under voltage sensing 3-phase Source 2 In Phase Monitor between Source 1 and Source 2 to allow transfer-with enable/disable Over voltage sensing-3 phase Source 2 Microprocessor activated Commit/no commit on transferring to Source 2-with enable/disable Time Delay from Neutral Position to Source 1 on Retransfer Time Delay from Neutral Position to Source 2 on Retransfer. Adjustable time delay on transfer to Source 1 Engine stop/cool adjustable cool down timer Voltage imbalance between phases-applies to 3-phase only Adjustable time delay on transfer to Source 2 Bypass transfer timer function-soft switch in controller Programmable Input Modules: (Must be configured by user upon installation) E-Stop Remote Control to S1 (R15 Load Shed) Remote Control to S2 Remote Control to OFF (R15D Load Shed) Inhibit Transfer Manual-Auto Mode Programmable Output Modules: (Must be configured by user upon installation) Alarm / Product Availability Load Connected to S1 Load Disconnected Load Connected to S2 Elevator Pre-transfer Signal (T3/W3)" | PUR | "Category: --- LV - Other --- Identifier: --- BTO ATS 30A-260A ---------------------------------- - Enclosure Rating: --- - System voltage: --- - Bus amperage: --- - Short Circuit Rating: --- - Sections: --- 0" | EA | EA | ABBE | TRUE |  | P | ALL
130543 | 9 | 1 | States | Oppidan | Hayley Fabian | TRUE | 2026-01-05T00:00:00 | 2027-01-12T00:00:00 | 2027-01-12T00:00:00 | 12 | 0 | 12 | 646.12 | 7753.44 | 60188 | USA | N45 | 77 | ABB INC | 27511 | 7GSP017351R0001 | UPS OPT IM0171E CUSTOMER INTERFAIEC_1605 | PUR | CIC Communication Card | EA | EA | ABBE | TRUE |  | P | PPD | 100 |  | 077309-1-1
130543 | 3 | 1 | States | Oppidan | Hayley Fabian | TRUE | 2026-01-05T00:00:00 | 2027-01-12T00:00:00 | 2027-01-12T00:00:00 | 6 | 0 | 6 | 286472.37 | 1718834.22 | 60188 | USA | N45 | 77 | ABB INC | 27511 | 4NWP106511R0002 | MegaFlex 1.5MW UPS 480V 60Hz: Static Bypass - 100% rated continuous duty; Cabinet color: RAL 9005 (black); Single or dual AC feed; Short circuit withstand rating: 100kAIC; Input Voltage: 480V 3-Phase + Gnd , +/- 15% voltage tolerance, Frequency: 60Hz +/- 10%, PF = 0.99; Output: 480V, 3W + Gnd, Frequency: 60Hz & PF = 1.0; Efficiency: Up to 97% Double Conversion (VFI) & Up to 99% eBoost mode (VFD); Compatible Battery Technologies: LiB, NiZn, VRLA | PUR | MegaFlex 1.5MW UPS 480V 60Hz: Static Bypass - 100% rated continuous duty; Cabinet color: RAL 9005 (black); Single or dual AC feed; Short circuit withstand rating: 100kAIC; Input Voltage: 480V 3-Phase + Gnd , +/- 15% voltage tolerance, Frequency: 60Hz +/- 10%, PF = 0.99; Output: 480V, 3W + Gnd, Frequency: 60Hz & PF = 1.0; Efficiency: Up to 97% Double Conversion (VFI) & Up to 99% eBoost mode (VFD); Compatible Battery Technologies: LiB, NiZn, VRLA | EA | EA | ABBE | TRUE |  | P | PPD | 100 |  | 077309-1-1
130543 | 14 | 1 | States | Oppidan | Hayley Fabian | TRUE | 2026-01-05T00:00:00 | 2029-12-31T00:00:00 | 2029-12-31T00:00:00 | 1 | 0 | 1 | 4500 | 4500 | 60188 | USA | N45 | 77 | ABB INC | 27511 | MOBILIZATION_UPS PKG | Mobilization for UPS Pkg (for L4/L5/L6T Tasks) | PUR | Mobilization for UPS Pkg (for L4/L5/L6T Tasks) | EA | EA | ABBE | TRUE |  | P | PPD | 100 |  | 077309-1-1
130543 | 4 | 1 | States | Oppidan | Hayley Fabian | TRUE | 2026-01-05T00:00:00 | 2027-01-12T00:00:00 | 2027-01-12T00:00:00 | 6 | 0 | 6 | 1127.85 | 6767.1 | 60188 | USA | N45 | 77 | ABB INC | 27511 | 4NWP107801R0001 | ANC-L Network Communication Card | PUR | ANC-L Network Communication Card | EA | EA | ABBE | TRUE |  | P | PPD | 100 |  | 077309-1-1
130543 | 15 | 1 | States | Oppidan | Hayley Fabian | TRUE | 2026-01-05T00:00:00 | 2027-01-13T00:00:00 | 2027-01-13T00:00:00 | 12 | 0 | 12 | 4500 | 54000 | 60188 | USA | N45 | 77 | ABB INC | 27511 | S-CM1_UPS 3.5.B | Spec 263353, Par 3.5.B Level-4 Performance Testing per system Par 3.5.B: 2 days onsite (Deviate from 10 to 2 days per Customer Request) | PUR | Spec 263353, Par 3.5.B Level-4 Performance Testing per system Par 3.5.B: 2 days onsite (Deviate from 10 to 2 days per Customer Request) | EA | EA | ABBE | TRUE |  | P | PPD | 100 |  | 077309-1-1
130543 | 23 | 1 | States | Oppidan | Hayley Fabian | TRUE | 2026-01-05T00:00:00 | 2027-01-13T00:00:00 | 2027-01-13T00:00:00 | 6 | 0 | 6 | 4839 | 29034 | 60188 | USA | N45 | 77 | ABB INC | 27511 | UPS-FOBDEST_ | FCA Destination Charges Included | PUR | FCA Destination Charges Included | EA | EA | ABBE | TRUE |  | P | PPD | 100 |  | 077309-1-1
130543 | 2 | 1 | States | Oppidan | Hayley Fabian | TRUE | 2026-01-05T00:00:00 | 2027-01-12T00:00:00 | 2027-01-12T00:00:00 | 48 | 0 | 48 | 28748.86 | 1379945.28 | 60188 | USA | N45 | 77 | ABB INC | 27511 | 4NWP104024R36U2, 8 LiBC/UPS | Samsung 136S Lithium Battery Cabinets/UPS: - High cycle / High Power Density - UL9540/UL9540A Listed - Top Cable Entry - DC Breaker in each battery cabinet - DIM/BC: 25.5 in W x 21 in D x 87 in H; - Approx Weight/BC: 1125 lbs - Battery runtime: 7 minn BOL / 5 min EOL for 1579 kWb battery loads | PUR | Samsung 136S Lithium Battery Cabinets/UPS: - High cycle / High Power Density - UL9540/UL9540A Listed - Top Cable Entry - DC Breaker in each battery cabinet - DIM/BC: 25.5 in W x 21 in D x 87 in H; - Approx Weight/BC: 1125 lbs - Battery runtime: 7 minn BOL / 5 min EOL for 1579 kWb battery loads | EA | EA | ABBE | TRUE |  | P | PPD | 100 |  | 077309-1-1
130543 | 7 | 1 | States | Oppidan | Hayley Fabian | TRUE | 2026-01-05T00:00:00 | 2027-01-12T00:00:00 | 2027-01-12T00:00:00 | 6 | 0 | 6 | 2950 | 17700 | 60188 | USA | N45 | 77 | ABB INC | 27511 | 4NWR002253 | IntraPack Part No.: F012382-A02, Standard Primary top hat, Samsung Lithium-Ion UL9540A battery cabinet includes: - Cable management for Positive, Negative and Frame Ground Cables - Removable Front and Top Gland Plates - Paint color: Black - Data logger provided by ABB | PUR | IntraPack Part No.: F012382-A02, Standard Primary top hat, Samsung Lithium-Ion UL9540A battery cabinet includes: - Cable management for Positive, Negative and Frame Ground Cables - Removable Front and Top Gland Plates - Paint color: Black - Data logger provided by ABB | EA | EA | ABBE | TRUE |  | P | PPD | 100 |  | 077309-1-1
130543 | 1 | 1 | States | Oppidan | Hayley Fabian | TRUE | 2026-01-05T00:00:00 | 2027-01-12T00:00:00 | 2027-01-12T00:00:00 | 6 | 0 | 6 | 1364.35 | 8186.1 | 60188 | USA | N45 | 77 | ABB INC | 27511 | 4NWA7000321568A | MegaFlex Seismic Bracket | PUR | MegaFlex Seismic Bracket | EA | EA | ABBE | TRUE |  | P | PPD | 100 |  | 077309-1-1
130543 | 20 | 1 | States | Oppidan | Hayley Fabian | TRUE | 2026-01-05T00:00:00 | 2027-01-12T00:00:00 | 2027-01-12T00:00:00 | 1 | 0 | 1 | 4500 | 4500 | 60188 | USA | N45 | 77 | ABB INC | 27511 | S-OST | Par 3.4.K - Onsite Training after startup/commissioning completion, contiguous US only (1 day / site + daily rate applied if exceeds) | PUR | Par 3.4.K - Onsite Training after startup/commissioning completion, contiguous US only (1 day / site + daily rate applied if exceeds) | EA | EA | ABBE | TRUE |  | P | PPD | 100 |  | 077309-1-1
130543 | 13 | 1 | States | Oppidan | Hayley Fabian | TRUE | 2026-01-05T00:00:00 | 2027-12-31T00:00:00 | 2027-12-31T00:00:00 | 1 | 0 | 1 | 4500 | 4500 | 60188 | USA | N45 | 77 | ABB INC | 27511 | MOBILIZATION_UPS | Mobilization for UPS Pkg (assume startup at same time for both UPS's) | PUR | Mobilization for UPS Pkg (assume startup at same time for both UPS's) | EA | EA | ABBE | TRUE |  | P | PPD | 100 |  | 077309-1-1
130543 | 11 | 1 | States | Oppidan | Hayley Fabian | TRUE | 2026-01-05T00:00:00 | 2027-01-13T00:00:00 | 2027-01-13T00:00:00 | 6 | 0 | 6 | 9000 | 54000 | 60188 | USA | N45 | 77 | ABB INC | 27511 | FSULITHI136X8P1 | Level-3 Startup of Lithium-Ion Batteries Note: Installation & connecting of batteries in the cabinets are by others (per adder above) | PUR | Level-3 Startup of Lithium-Ion Batteries Note: Installation & connecting of batteries in the cabinets are by others (per adder above) | EA | EA | ABBE | TRUE |  | P | PPD | 100 |  | 077309-1-1
130543 | 19 | 1 | States | Oppidan | Hayley Fabian | TRUE | 2026-01-05T00:00:00 | 2027-01-13T00:00:00 | 2027-01-13T00:00:00 | 6 | 0 | 6 | 4500 | 27000 | 60188 | USA | N45 | 77 | ABB INC | 27511 | S-IST | (1 day/UPS is recommended) Spec 263353, Par 3.6A Level-5 Integration System Testing (IST) (1 day included + daily rate applied if exceeds) | PUR | (1 day/UPS is recommended) Spec 263353, Par 3.6A Level-5 Integration System Testing (IST) (1 day included + daily rate applied if exceeds) | EA | EA | ABBE | TRUE |  | P | PPD | 100 |  | 077309-1-1
130543 | 10 | 1 | States | Oppidan | Hayley Fabian | TRUE | 2026-01-05T00:00:00 | 2027-01-12T00:00:00 | 2027-01-12T00:00:00 | 6 | 0 | 6 | 3500 | 42000 | 60188 | USA | N45 | 77 | ABB INC | 27511 | FREIGHT_RIC | Freight: Incoterm FCA Factory - Freight allowed | PUR | Freight: Incoterm FCA Factory - Freight allowed | EA | EA | ABBE | TRUE |  | P | PPD | 100 |  | 077309-1-1
130543 | 22 | 1 | States | Oppidan | Hayley Fabian | TRUE | 2026-01-05T00:00:00 | 2027-01-13T00:00:00 | 2027-01-13T00:00:00 | 6 | 0 | 6 | 5188 | 31128 | 60188 | USA | N45 | 77 | ABB INC | 27511 | UPS-FOBDEST | FCA Destination Charges Included | PUR | FCA Destination Charges Included | EA | EA | ABBE | TRUE |  | P | PPD | 100 |  | 077309-1-1
130543 | 12 | 1 | States | Oppidan | Hayley Fabian | TRUE | 2026-01-05T00:00:00 | 2027-01-13T00:00:00 | 2027-01-13T00:00:00 | 6 | 0 | 6 | 11500 | 69000 | 60188 | USA | N45 | 77 | ABB INC | 27511 | FSUMEG1600P1 | Level-3 Startup of MegaFlex UPS | PUR | Level-3 Startup of MegaFlex UPS | EA | EA | ABBE | TRUE |  | P | PPD | 100 |  | 077309-1-1
130543 | 18 | 1 | States | Oppidan | Hayley Fabian | TRUE | 2026-01-05T00:00:00 | 2027-01-13T00:00:00 | 2027-01-13T00:00:00 | 24 | 0 | 24 | 4500 | 108000 | 60188 | USA | N45 | 77 | ABB INC | 27511 | SERVICEFLATRATE Spec | Spec 263353.1, Par 3.2.B - Battery installation by UPS Manufacturer | PUR | Spec 263353.1, Par 3.2.B - Battery installation by UPS Manufacturer | EA | EA | ABBE | TRUE |  | P | PPD | 100 |  | 077309-1-1
130543 | 10 | 2 | States | Oppidan | Hayley Fabian | TRUE | 2026-01-05T00:00:00 | 2027-01-12T00:00:00 | 2027-01-12T00:00:00 | 6 | 0 | 6 | 3500 | 42000 | 60188 | USA | N45 | 77 | ABB INC | 27511 | FREIGHT_RIC | Freight: Incoterm FCA Factory - Freight allowed | PUR | Freight: Incoterm FCA Factory - Freight allowed | EA | EA | ABBE | TRUE |  | P | PPD | 100 |  | 077309-1-1
130543 | 8 | 1 | States | Oppidan | Hayley Fabian | TRUE | 2026-01-05T00:00:00 | 2027-01-12T00:00:00 | 2027-01-12T00:00:00 | 6 | 0 | 6 | 12590 | 75540 | 60188 | USA | N45 | 77 | ABB INC | 27511 | 79-5000-00000047 | 4000A DC Junction Cabinet: - NEMA-1 enclosure - Dim: 30"W x 24"D x 87"H - Front access; - Installed end cap of battery lineup closer to UPS I/O section - Accommodates up to 10 DC battery cabinet landings - Installed by contractor - see ABB installation drawing; | PUR | 4000A DC Junction Cabinet: - NEMA-1 enclosure - Dim: 30"W x 24"D x 87"H - Front access; - Installed end cap of battery lineup closer to UPS I/O section - Accommodates up to 10 DC battery cabinet landings - Installed by contractor - see ABB installation drawing; | EA | EA | ABBE | TRUE |  | P | PPD | 100 |  | 077309-1-1
130543 | 16 | 1 | States | Oppidan | Hayley Fabian | TRUE | 2026-01-05T00:00:00 | 2027-01-13T00:00:00 | 2027-01-13T00:00:00 | 12 | 0 | 12 | 4500 | 54000 | 60188 | USA | N45 | 77 | ABB INC | 27511 | S-CM1_UPS 3.5.D | (Customer to decide) Spec 263353, Par 3.5.D Level-4 Performance Testing per system Par 3.5.D: Exploratory period - 1st 2 days onsite Note: Customer to decide if this step is necessary | PUR | (Customer to decide) Spec 263353, Par 3.5.D Level-4 Performance Testing per system Par 3.5.D: Exploratory period - 1st 2 days onsite Note: Customer to decide if this step is necessary | EA | EA | ABBE | TRUE |  | P | PPD | 100 |  | 077309-1-1
130543 | 17 | 1 | States | Oppidan | Hayley Fabian | TRUE | 2026-01-05T00:00:00 | 2027-01-13T00:00:00 | 2027-01-13T00:00:00 | 3 | 0 | 3 | 4500 | 13500 | 60188 | USA | N45 | 77 | ABB INC | 27511 | SERVICEFLATRATE | Level-3 Startup: Additional startup time - interfacing with and checking of Maintenance Bypass Switchboards (not actual SU of MBC or MBS) | PUR | Level-3 Startup: Additional startup time - interfacing with and checking of Maintenance Bypass Switchboards (not actual SU of MBC or MBS) | EA | EA | ABBE | TRUE |  | P | PPD | 100 |  | 077309-1-1
130543 | 6 | 1 | States | Oppidan | Hayley Fabian | TRUE | 2026-01-05T00:00:00 | 2027-01-12T00:00:00 | 2027-01-12T00:00:00 | 42 | 0 | 42 | 1500 | 63000 | 60188 | USA | N45 | 77 | ABB INC | 27511 | 4NWR002204 | IntraPack Part No.: F012384-A02, Secondary top hat, Samsung Lithium-Ion UL9540A battery cabinet includes: - Cable management for Positive, Negative and Frame Ground Cables - Removable Front and Top Gland Plates - Paint color: Black | PUR | IntraPack Part No.: F012384-A02, Secondary top hat, Samsung Lithium-Ion UL9540A battery cabinet includes: - Cable management for Positive, Negative and Frame Ground Cables - Removable Front and Top Gland Plates - Paint color: Black | EA | EA | ABBE | TRUE |  | P | PPD | 100 |  | 077309-1-1
130225 | 58 | 1 | States | GC Rogers-O-Brien Construction | Hayley Fabian | TRUE | 2025-12-04T00:00:00 | 2026-10-30T00:00:00 | 2026-10-30T00:00:00 | 1 | 0 | 1 | 0 | 0 | 76504 | USA | N45 | 77 | ABB INC | 27511 | SP3-SS4X-250480 | SPARES LIST, LEVEL 3: SS4, 250A, 480V |  | SPARES LIST, LEVEL 3: SS4, 250A, 480V | EA | EA | ABBE | TRUE |  | P | PPD |  |  | 076898-39-1
130225 | 25 | 1 | States | GC Rogers-O-Brien Construction | Hayley Fabian | TRUE | 2025-12-04T00:00:00 | 2026-10-28T00:00:00 | 2026-10-28T00:00:00 | 1 | 0 | 1 | 285 | 285 | 76504 | USA | N45 | 77 | ABB INC | 27511 | 4NWA4600263443P | CURRTRANSFORMER1000A4V |  | CURRTRANSFORMER1000A4V | EA | EA | ABBE | TRUE |  | P | PPD |  |  | 076898-39-1
130225 | 2 | 1 | States | GC Rogers-O-Brien Construction | Hayley Fabian | TRUE | 2025-12-04T00:00:00 | 2029-12-31T00:00:00 | 2029-12-31T00:00:00 | 2 | 0 | 2 | 9751.3 | 19502.6 | 76504 | USA | N45 | 77 | ABB INC | 27511 | FSUMEG1600P1 | Level-3 Startup of MegaFlex UPS |  | START-UP MEGAFLEX 1.5-1.6 L2 | EA | EA | ABBE | TRUE |  | P | PPD | 100 |  | 076898-11-1
131092 | 12 | 1 | States | Dayton | Hayley Fabian | TRUE | 2026-02-04T00:00:00 | 2026-11-02T00:00:00 | 2026-11-02T00:00:00 | 16 | 0 | 16 | 8036.62 | 128585.92 | 55369 | USA | N45 | 77 | ABB INC | 27511 | BTO ATS 400A-600A w/ DX Cooling | Category: --- LV - Other --- Identifier: --- BTO ATS 400A-600A w/ DX Cooling ---------------------------------- - Enclosure Rating: --- - System voltage: --- - Bus amperage: --- - Short Circuit Rating: --- - Sections: --- 0 |  | "Category: --- LV - Other --- Identifier: --- BTO ATS 400A-600A w/ DX Cooling ---------------------------------- - Enclosure Rating: --- - System voltage: --- - Bus amperage: --- - Short Circuit Rating: --- - Sections: --- 0" | EA | EA | ABBE | TRUE |  | P | ALL
131092 | 13 | 1 | States | Dayton | Hayley Fabian | TRUE | 2026-02-04T00:00:00 | 2026-11-02T00:00:00 | 2026-11-02T00:00:00 | 16 | 0 | 16 | 4417.27 | 70676.32 | 55369 | USA | N45 | 77 | ABB INC | 27511 | BTO ATS 30A-260A w/ DX Cooling | Category: --- LV - Other --- Identifier: --- BTO ATS 30A-260A w/ DX Cooling ---------------------------------- - Enclosure Rating: --- - System voltage: --- - Bus amperage: --- - Short Circuit Rating: --- - Sections: --- 0 | PUR | "Category: --- LV - Other --- Identifier: --- BTO ATS 30A-260A w/ DX Cooling ---------------------------------- - Enclosure Rating: --- - System voltage: --- - Bus amperage: --- - Short Circuit Rating: --- - Sections: --- 0" | EA | EA | ABBE | TRUE |  | P | ALL
131017 | 14 | 2 | States | Dayton | Hayley Fabian | TRUE | 2026-02-02T00:00:00 | 2026-10-09T00:00:00 | 2026-10-09T00:00:00 | 16 | 10 | 6 | 13484.02 | 431488.64 | 55369 | USA | N45 | 77 | ABB INC | 27511 | MA4J115000000U00 | AMVAC; 4 - Model 4; A - Drawout; J1 - 15kV, 1200A, 40kA, 3 Cycle; Control Scheme: 1 - Dual secondary disconnect (Standard); Control Voltage: 5 - 24VDC; Application Card: 0 - Standard; Undervoltage: 0 - Undervoltage trip disabled; Button Color: 0 - Standard (ANSI); UL: U - UL Recognized; Ground Contact: 0 - Ground pad stainless steel; Racking Mechanism: 0 - Manual Truck2 | PUR | AMVAC; 4 - Model 4; A - Drawout; J1 - 15kV, 1200A, 40kA, 3 Cycle; Control Scheme: 1 - Dual secondary disconnect (Standard); Control Voltage: 5 - 24VDC; Application Card: 0 - Standard; Undervoltage: 0 - Undervoltage trip disabled; Button Color: 0 - Standard (ANSI); UL: U - UL Recognized; Ground Contact: 0 - Ground pad stainless steel; Racking Mechanism: 0 - Manual Truck2 | EA | EA |  | TRUE |  | P | PPD | DAYTON
130552 | 4 | 1 | States | GC-Paric | Hayley Fabian | TRUE | 2026-01-05T00:00:00 | 2026-10-06T00:00:00 | 2026-10-06T00:00:00 | 4 | 0 | 4 | 4255 | 17020 | 87121 | USA | N45 | 77 | ABB INC | 27511 | Other Services - Level 4 | Level 4 Performancy Testing - (4) Days(s) | PUR | Level 4 Performancy Testing - (4) Days(s) | EA | EA | ABBE | TRUE |  | P | PPD | 100 |  | 077313-2-1
130552 | 5 | 1 | States | GC-Paric | Hayley Fabian | TRUE | 2026-01-05T00:00:00 | 2029-12-31T00:00:00 | 2029-12-31T00:00:00 | 3 | 0 | 3 | 4500 | 13500 | 87121 | USA | N45 | 77 | ABB INC | 27511 | Other Services - Mobilization | Mobilization - (3) Visit(s) | PUR | Mobilization - (3) Visit(s) | EA | EA | ABBE | TRUE |  | P | PPD | 100 |  | 077313-2-1
130552 | 2 | 1 | States | GC-Paric | Hayley Fabian | TRUE | 2026-01-05T00:00:00 | 2026-10-05T00:00:00 | 2026-10-05T00:00:00 | 18 | 0 | 18 | 390 | 7020 | 87121 | USA | N45 | 77 | ABB INC | 27511 | 800A-1200A Vented Kickplates | SuperSwitch 4 - 800A-1200A Vented Kickplates | PUR | SuperSwitch 4 - 800A-1200A Vented Kickplates | EA | EA | ABBE | TRUE |  | P | PPD | 100 |  | 077313-2-1
130552 | 8 | 1 | States | GC-Paric | Hayley Fabian | TRUE | 2026-01-05T00:00:00 | 2026-10-06T00:00:00 | 2026-10-06T00:00:00 | 1 | 0 | 1 | 41285 | 41285 | 87121 | USA | N45 | 77 | ABB INC | 27511 | Supplementary Item - Extended Warranty | 2 Year Extended Warranty w/1 PM QTY (6) 1200A STS Units | PUR | 2 Year Extended Warranty w/1 PM QTY (6) 1200A STS Units | EA | EA | ABBE | TRUE |  | P | PPD | 100 |  | 077313-2-1
130552 | 7 | 1 | States | GC-Paric | Hayley Fabian | TRUE | 2026-01-05T00:00:00 | 2026-10-05T00:00:00 | 2026-10-05T00:00:00 | 18 | 0 | 18 | 87169 | 1569042 | 87121 | USA | N45 | 77 | ABB INC | 27511 | SuperSwitch 4 (DSTS) | 1200A, 480V, DSTS (SS4) | PUR | 1200A, 480V, DSTS (SS4) | EA | EA | ABBE | TRUE |  | P | PPD | 100 |  | 077313-2-1
130552 | 1 | 1 | States | GC-Paric | Hayley Fabian | TRUE | 2026-01-05T00:00:00 | 2026-10-05T00:00:00 | 2026-10-05T00:00:00 | 18 | 0 | 18 | 9500 | 171000 | 87121 | USA | N45 | 77 | ABB INC | 27511 | 1200A 24" Front Access Sidecar | SuperSwitch 4 - 1200A 24" Front Access Sidecar | PUR | SuperSwitch 4 - 1200A 24" Front Access Sidecar | EA | EA | ABBE | TRUE |  | P | PPD | 100 |  | 077313-2-1
130552 | 9 | 1 | States | GC-Paric | Hayley Fabian | TRUE | 2026-01-05T00:00:00 | 2026-10-06T00:00:00 | 2026-10-06T00:00:00 | 108 | 0 | 108 | 57 | 6156 | 87121 | USA | N45 | 77 | ABB INC | 27511 | Supplementary Item - STS | STS Pedestals | PUR | STS Pedestals | EA | EA | ABBE | TRUE |  | P | PPD | 100 |  | 077313-2-1
130552 | 6 | 1 | States | GC-Paric | Hayley Fabian | TRUE | 2026-01-05T00:00:00 | 2026-10-06T00:00:00 | 2026-10-06T00:00:00 | 9 | 0 | 9 | 4450 | 40050 | 87121 | USA | N45 | 77 | ABB INC | 27511 | Services - Start-up Service | On-site Service Per Day (not to exceed 3 days), M-F 8am-5pm | PUR | On-site Service Per Day (not to exceed 3 days), M-F 8am-5pm | EA | EA | ABBE | TRUE |  | P | PPD | 100 |  | 077313-2-1
130552 | 3 | 1 | States | GC-Paric | Hayley Fabian | TRUE | 2026-01-05T00:00:00 | 2026-10-06T00:00:00 | 2026-10-06T00:00:00 | 1 | 0 | 1 | 4255 | 4255 | 87121 | USA | N45 | 77 | ABB INC | 27511 | Other Services - Integration Testing | Integration Testing - (1) Day(s) | PUR | Integration Testing - (1) Day(s) | EA | EA | ABBE | TRUE |  | P | PPD | 100 |  | 077313-2-1
130539 | 6 | 1 | States | Oppidan | Hayley Fabian | TRUE | 2026-01-05T00:00:00 | 2027-01-06T00:00:00 | 2027-01-06T00:00:00 | 8 | 0 | 8 | 4450 | 35600 | 76504 | USA | N45 | 77 | ABB INC | 27511 | Services - Start-up Service | On-site Service Per Day (not to exceed 3 days), M-F 8am-5pm | PUR | On-site Service Per Day (not to exceed 8 days), M-F 8am-5pm | EA | EA | ABBE | TRUE |  | P | PPD | 100 |  | 077316-2-1
130539 | 4 | 1 | States | Oppidan | Hayley Fabian | TRUE | 2026-01-05T00:00:00 | 2027-01-06T00:00:00 | 2027-01-06T00:00:00 | 4 | 0 | 4 | 4255 | 17020 | 76504 | USA | N45 | 77 | ABB INC | 27511 | Other Services - Level 4 | Level 4 Performancy Testing - (4) Days(s) | PUR | Level 4 Performancy Testing - (4) Days(s) | EA | EA | ABBE | TRUE |  | P | PPD | 100 |  | 077316-2-1
130539 | 9 | 1 | States | Oppidan | Hayley Fabian | TRUE | 2026-01-05T00:00:00 | 2027-01-06T00:00:00 | 2027-01-06T00:00:00 | 96 | 0 | 96 | 57 | 5472 | 76504 | USA | N45 | 77 | ABB INC | 27511 | Supplementary Item - STS | STS Pedestals | PUR | STS Pedestals | EA | EA | ABBE | TRUE |  | P | PPD | 100 |  | 077316-2-1
130539 | 1 | 1 | States | Oppidan | Hayley Fabian | TRUE | 2026-01-05T00:00:00 | 2027-01-05T00:00:00 | 2027-01-05T00:00:00 | 16 | 0 | 16 | 9500 | 152000 | 76504 | USA | N45 | 77 | ABB INC | 27511 | 1200A 24" Front Access Sidecar | SuperSwitch 4 - 1200A 24" Front Access Sidecar | PUR | SuperSwitch 4 - 1200A 24" Front Access Sidecar | EA | EA | ABBE | TRUE |  | P | PPD | 100 |  | 077316-2-1
130539 | 3 | 1 | States | Oppidan | Hayley Fabian | TRUE | 2026-01-05T00:00:00 | 2027-01-06T00:00:00 | 2027-01-06T00:00:00 | 1 | 0 | 1 | 4255 | 4255 | 76504 | USA | N45 | 77 | ABB INC | 27511 | Other Services - Integration Testing | Integration Testing - (1) Day(s) | PUR | Integration Testing - (1) Day(s) | EA | EA | ABBE | TRUE |  | P | PPD | 100 |  | 077316-2-1
130539 | 7 | 1 | States | Oppidan | Hayley Fabian | TRUE | 2026-01-05T00:00:00 | 2027-01-05T00:00:00 | 2027-01-05T00:00:00 | 16 | 0 | 16 | 87169 | 1394704 | 76504 | USA | N45 | 77 | ABB INC | 27511 | SuperSwitch 4 (DSTS) | 1200A, 480V, DSTS (SS4) | PUR | 1200A, 480V, DSTS (SS4) | EA | EA | ABBE | TRUE |  | P | PPD | 100 |  | 077316-2-1
130539 | 2 | 1 | States | Oppidan | Hayley Fabian | TRUE | 2026-01-05T00:00:00 | 2027-01-05T00:00:00 | 2027-01-05T00:00:00 | 16 | 0 | 16 | 390 | 6240 | 76504 | USA | N45 | 77 | ABB INC | 27511 | 800A-1200A Vented Kickplates | SuperSwitch 4 - 800A-1200A Vented Kickplates | PUR | SuperSwitch 4 - 800A-1200A Vented Kickplates | EA | EA | ABBE | TRUE |  | P | PPD | 100 |  | 077316-2-1
130539 | 5 | 1 | States | Oppidan | Hayley Fabian | TRUE | 2026-01-05T00:00:00 | 2029-12-31T00:00:00 | 2029-12-31T00:00:00 | 3 | 0 | 3 | 4500 | 13500 | 76504 | USA | N45 | 77 | ABB INC | 27511 | Other Services - Mobilization | Mobilization - (3) Visit(s) | PUR | Mobilization - (3) Visit(s) | EA | EA | ABBE | TRUE |  | P | PPD | 100 |  | 077316-2-1
130539 | 8 | 1 | States | Oppidan | Hayley Fabian | TRUE | 2026-01-05T00:00:00 | 2027-01-06T00:00:00 | 2027-01-06T00:00:00 | 1 | 0 | 1 | 36698 | 36698 | 76504 | USA | N45 | 77 | ABB INC | 27511 | Supplementary Item - Extended Warranty | 2 Year Extended Warranty w/1 PM QTY (6) 1200A STS Units | PUR | 2 Year Extended Warranty w/1 PM QTY (6) 1200A STS Units | EA | EA | ABBE | TRUE |  | P | PPD | 100 |  | 077316-2-1
130551 | 22 | 1 | States | GC - Paric | Hayley Fabian | TRUE | 2026-01-05T00:00:00 | 2027-01-21T00:00:00 | 2027-01-21T00:00:00 | 6 | 0 | 6 | 5188 | 31128 | 87121 | USA | N45 | 77 | ABB INC | 27511 | UPS-FOBDEST | FCA Destination Charges Included | PUR | FCA Destination Charges Included | EA | EA | ABBE | TRUE |  | P | PPD | 100 |  | 077313-1-1
130551 | 14 | 1 | States | GC - Paric | Hayley Fabian | TRUE | 2026-01-05T00:00:00 | 2029-12-31T00:00:00 | 2029-12-31T00:00:00 | 1 | 0 | 1 | 4500 | 4500 | 87121 | USA | N45 | 77 | ABB INC | 27511 | MOBILIZATION_UPS PKG | Mobilization for UPS Pkg (for L4/L5/L6T Tasks) | PUR | Mobilization for UPS Pkg (for L4/L5/L6T Tasks) | EA | EA | ABBE | TRUE |  | P | PPD | 100 |  | 077313-1-1
130551 | 15 | 1 | States | GC - Paric | Hayley Fabian | TRUE | 2026-01-05T00:00:00 | 2027-01-21T00:00:00 | 2027-01-21T00:00:00 | 12 | 0 | 12 | 4500 | 54000 | 87121 | USA | N45 | 77 | ABB INC | 27511 | S-CM1_UPS 3.5.B | Spec 263353, Par 3.5.B Level-4 Performance Testing per system Par 3.5.B: 2 days onsite (Deviate from 10 to 2 days per Customer Request) | PUR | Spec 263353, Par 3.5.B Level-4 Performance Testing per system Par 3.5.B: 2 days onsite (Deviate from 10 to 2 days per Customer Request) | EA | EA | ABBE | TRUE |  | P | PPD | 100 |  | 077313-1-1
130551 | 7 | 1 | States | GC - Paric | Hayley Fabian | TRUE | 2026-01-05T00:00:00 | 2027-01-19T00:00:00 | 2027-01-19T00:00:00 | 6 | 0 | 6 | 2950 | 17700 | 87121 | USA | N45 | 77 | ABB INC | 27511 | 4NWR002253 | IntraPack Part No.: F012382-A02, Standard Primary top hat, Samsung Lithium-Ion UL9540A battery cabinet includes: - Cable management for Positive, Negative and Frame Ground Cables - Removable Front and Top Gland Plates - Paint color: Black - Data logger provided by ABB | PUR | IntraPack Part No.: F012382-A02, Standard Primary top hat, Samsung Lithium-Ion UL9540A battery cabinet includes: - Cable management for Positive, Negative and Frame Ground Cables - Removable Front and Top Gland Plates - Paint color: Black - Data logger provided by ABB | EA | EA | ABBE | TRUE |  | P | PPD | 100 |  | 077313-1-1
130551 | 19 | 1 | States | GC - Paric | Hayley Fabian | TRUE | 2026-01-05T00:00:00 | 2029-12-31T00:00:00 | 2029-12-31T00:00:00 | 6 | 0 | 6 | 4500 | 27000 | 87121 | USA | N45 | 77 | ABB INC | 27511 | S-IST | (1 day/UPS is recommended) Spec 263353, Par 3.6A Level-5 Integration System Testing (IST) (1 day included + daily rate applied if exceeds) | PUR | (1 day/UPS is recommended) Spec 263353, Par 3.6A Level-5 Integration System Testing (IST) (1 day included + daily rate applied if exceeds) | EA | EA | ABBE | TRUE |  | P | PPD | 100 |  | 077313-1-1
130551 | 4 | 1 | States | GC - Paric | Hayley Fabian | TRUE | 2026-01-05T00:00:00 | 2027-01-19T00:00:00 | 2027-01-19T00:00:00 | 6 | 0 | 6 | 1127.85 | 6767.1 | 87121 | USA | N45 | 77 | ABB INC | 27511 | 4NWP107801R0001 | ANC-L Network Communication Card | PUR | ANC-L Network Communication Card | EA | EA | ABBE | TRUE |  | P | PPD | 100 |  | 077313-1-1
130551 | 18 | 1 | States | GC - Paric | Hayley Fabian | TRUE | 2026-01-05T00:00:00 | 2029-12-31T00:00:00 | 2029-12-31T00:00:00 | 24 | 0 | 24 | 4500 | 108000 | 87121 | USA | N45 | 77 | ABB INC | 27511 | SERVICEFLATRATE Spec | Spec 263353.1, Par 3.2.B - Battery installation by UPS Manufacturer | PUR | Spec 263353.1, Par 3.2.B - Battery installation by UPS Manufacturer | EA | EA | ABBE | TRUE |  | P | PPD | 100 |  | 077313-1-1
130551 | 6 | 1 | States | GC - Paric | Hayley Fabian | TRUE | 2026-01-05T00:00:00 | 2027-01-19T00:00:00 | 2027-01-19T00:00:00 | 42 | 0 | 42 | 1500 | 63000 | 87121 | USA | N45 | 77 | ABB INC | 27511 | 4NWR002204 | IntraPack Part No.: F012384-A02, Secondary top hat, Samsung Lithium-Ion UL9540A battery cabinet includes: - Cable management for Positive, Negative and Frame Ground Cables - Removable Front and Top Gland Plates - Paint color: Black | PUR | IntraPack Part No.: F012384-A02, Secondary top hat, Samsung Lithium-Ion UL9540A battery cabinet includes: - Cable management for Positive, Negative and Frame Ground Cables - Removable Front and Top Gland Plates - Paint color: Black | EA | EA | ABBE | TRUE |  | P | PPD | 100 |  | 077313-1-1
130551 | 10 | 1 | States | GC - Paric | Hayley Fabian | TRUE | 2026-01-05T00:00:00 | 2027-01-19T00:00:00 | 2027-01-19T00:00:00 | 6 | 0 | 6 | 3500 | 42000 | 87121 | USA | N45 | 77 | ABB INC | 27511 | FREIGHT_RIC | Freight: Incoterm FCA Factory - Freight allowed | PUR | Freight: Incoterm FCA Factory - Freight allowed | EA | EA | ABBE | TRUE |  | P | PPD | 100 |  | 077313-1-1
130551 | 13 | 1 | States | GC - Paric | Hayley Fabian | TRUE | 2026-01-05T00:00:00 | 2029-12-31T00:00:00 | 2029-12-31T00:00:00 | 1 | 0 | 1 | 4500 | 4500 | 87121 | USA | N45 | 77 | ABB INC | 27511 | MOBILIZATION_UPS | Mobilization for UPS Pkg (assume startup at same time for both UPS's) | PUR | Mobilization for UPS Pkg (assume startup at same time for both UPS's) | EA | EA | ABBE | TRUE |  | P | PPD | 100 |  | 077313-1-1
130551 | 9 | 1 | States | GC - Paric | Hayley Fabian | TRUE | 2026-01-05T00:00:00 | 2027-01-19T00:00:00 | 2027-01-19T00:00:00 | 12 | 0 | 12 | 646.12 | 7753.44 | 87121 | USA | N45 | 77 | ABB INC | 27511 | 7GSP017351R0001 | UPS OPT IM0171E CUSTOMER INTERFAIEC_1605 | PUR | CIC Communication Card | EA | EA | ABBE | TRUE |  | P | PPD | 100 |  | 077313-1-1
130551 | 1 | 1 | States | GC - Paric | Hayley Fabian | TRUE | 2026-01-05T00:00:00 | 2027-01-19T00:00:00 | 2027-01-19T00:00:00 | 6 | 0 | 6 | 1364.35 | 8186.1 | 87121 | USA | N45 | 77 | ABB INC | 27511 | 4NWA7000321568A | MegaFlex Seismic Bracket | PUR | MegaFlex Seismic Bracket | EA | EA | ABBE | TRUE |  | P | PPD | 100 |  | 077313-1-1
130551 | 3 | 1 | States | GC - Paric | Hayley Fabian | TRUE | 2026-01-05T00:00:00 | 2027-01-19T00:00:00 | 2027-01-19T00:00:00 | 6 | 0 | 6 | 286472.37 | 1718834.22 | 87121 | USA | N45 | 77 | ABB INC | 27511 | 4NWP106511R0002 | MegaFlex 1.5MW UPS 480V 60Hz: Static Bypass - 100% rated continuous duty; Cabinet color: RAL 9005 (black); Single or dual AC feed; Short circuit withstand rating: 100kAIC; Input Voltage: 480V 3-Phase + Gnd , +/- 15% voltage tolerance, Frequency: 60Hz +/- 10%, PF = 0.99; Output: 480V, 3W + Gnd, Frequency: 60Hz & PF = 1.0; Efficiency: Up to 97% Double Conversion (VFI) & Up to 99% eBoost mode (VFD); Compatible Battery Technologies: LiB, NiZn, VRLA | PUR | MegaFlex 1.5MW UPS 480V 60Hz: Static Bypass - 100% rated continuous duty; Cabinet color: RAL 9005 (black); Single or dual AC feed; Short circuit withstand rating: 100kAIC; Input Voltage: 480V 3-Phase + Gnd , +/- 15% voltage tolerance, Frequency: 60Hz +/- 10%, PF = 0.99; Output: 480V, 3W + Gnd, Frequency: 60Hz & PF = 1.0; Efficiency: Up to 97% Double Conversion (VFI) & Up to 99% eBoost mode (VFD); Compatible Battery Technologies: LiB, NiZn, VRLA | EA | EA | ABBE | TRUE |  | P | PPD | 100 |  | 077313-1-1
130551 | 2 | 1 | States | GC - Paric | Hayley Fabian | TRUE | 2026-01-05T00:00:00 | 2027-01-19T00:00:00 | 2027-01-19T00:00:00 | 48 | 0 | 48 | 28748.86 | 1379945.28 | 87121 | USA | N45 | 77 | ABB INC | 27511 | 4NWP104024R36U2, 8 LiBC/UPS | Samsung 136S Lithium Battery Cabinets/UPS: - High cycle / High Power Density - UL9540/UL9540A Listed - Top Cable Entry - DC Breaker in each battery cabinet - DIM/BC: 25.5 in W x 21 in D x 87 in H; - Approx Weight/BC: 1125 lbs - Battery runtime: 7 minn BOL / 5 min EOL for 1579 kWb battery loads | PUR | Samsung 136S Lithium Battery Cabinets/UPS: - High cycle / High Power Density - UL9540/UL9540A Listed - Top Cable Entry - DC Breaker in each battery cabinet - DIM/BC: 25.5 in W x 21 in D x 87 in H; - Approx Weight/BC: 1125 lbs - Battery runtime: 7 minn BOL / 5 min EOL for 1579 kWb battery loads | EA | EA | ABBE | TRUE |  | P | PPD | 100 |  | 077313-1-1
130551 | 8 | 1 | States | GC - Paric | Hayley Fabian | TRUE | 2026-01-05T00:00:00 | 2027-01-19T00:00:00 | 2027-01-19T00:00:00 | 6 | 0 | 6 | 12590 | 75540 | 87121 | USA | N45 | 77 | ABB INC | 27511 | 79-5000-00000047 | 4000A DC Junction Cabinet: - NEMA-1 enclosure - Dim: 30"W x 24"D x 87"H - Front access; - Installed end cap of battery lineup closer to UPS I/O section - Accommodates up to 10 DC battery cabinet landings - Installed by contractor - see ABB installation drawing; | PUR | 4000A DC Junction Cabinet: - NEMA-1 enclosure - Dim: 30"W x 24"D x 87"H - Front access; - Installed end cap of battery lineup closer to UPS I/O section - Accommodates up to 10 DC battery cabinet landings - Installed by contractor - see ABB installation drawing; | EA | EA | ABBE | TRUE |  | P | PPD | 100 |  | 077313-1-1
130551 | 17 | 1 | States | GC - Paric | Hayley Fabian | TRUE | 2026-01-05T00:00:00 | 2029-12-31T00:00:00 | 2029-12-31T00:00:00 | 3 | 0 | 3 | 4500 | 13500 | 87121 | USA | N45 | 77 | ABB INC | 27511 | SERVICEFLATRATE | Level-3 Startup: Additional startup time - interfacing with and checking of Maintenance Bypass Switchboards (not actual SU of MBC or MBS) | PUR | Level-3 Startup: Additional startup time - interfacing with and checking of Maintenance Bypass Switchboards (not actual SU of MBC or MBS) | EA | EA | ABBE | TRUE |  | P | PPD | 100 |  | 077313-1-1
130551 | 24 | 1 | States | GC - Paric | Hayley Fabian | TRUE | 2026-01-05T00:00:00 | 2027-01-21T00:00:00 | 2027-01-21T00:00:00 | 6 | 0 | 6 | 31450 | 188700 | 87121 | USA | N45 | 77 | ABB INC | 27511 | WARMEG-2.2 | Provide 2 year extended warranty with annual PM of UPS & batteries | PUR | 2 YEAR EXTENDED WARRANTY | EA | EA | ABBE | TRUE |  | P | PPD
130551 | 11 | 1 | States | GC - Paric | Hayley Fabian | TRUE | 2026-01-05T00:00:00 | 2027-01-21T00:00:00 | 2027-01-21T00:00:00 | 6 | 0 | 6 | 9000 | 54000 | 87121 | USA | N45 | 77 | ABB INC | 27511 | FSULITHI136X8P1 | Level-3 Startup of Lithium-Ion Batteries Note: Installation & connecting of batteries in the cabinets are by others (per adder above) | PUR | Level-3 Startup of Lithium-Ion Batteries Note: Installation & connecting of batteries in the cabinets are by others (per adder above) | EA | EA | ABBE | TRUE |  | P | PPD | 100 |  | 077313-1-1
130551 | 23 | 1 | States | GC - Paric | Hayley Fabian | TRUE | 2026-01-05T00:00:00 | 2027-01-21T00:00:00 | 2027-01-21T00:00:00 | 6 | 0 | 6 | 4839 | 29034 | 87121 | USA | N45 | 77 | ABB INC | 27511 | UPS-FOBDEST_ | FCA Destination Charges Included | PUR | FCA Destination Charges Included | EA | EA | ABBE | TRUE |  | P | PPD | 100 |  | 077313-1-1
130551 | 16 | 1 | States | GC - Paric | Hayley Fabian | TRUE | 2026-01-05T00:00:00 | 2027-01-21T00:00:00 | 2027-01-21T00:00:00 | 12 | 0 | 12 | 4500 | 54000 | 87121 | USA | N45 | 77 | ABB INC | 27511 | S-CM1_UPS 3.5.D | (Customer to decide) Spec 263353, Par 3.5.D Level-4 Performance Testing per system Par 3.5.D: Exploratory period - 1st 2 days onsite Note: Customer to decide if this step is necessary | PUR | (Customer to decide) Spec 263353, Par 3.5.D Level-4 Performance Testing per system Par 3.5.D: Exploratory period - 1st 2 days onsite Note: Customer to decide if this step is necessary | EA | EA | ABBE | TRUE |  | P | PPD | 100 |  | 077313-1-1
130551 | 10 | 2 | States | GC - Paric | Hayley Fabian | TRUE | 2026-01-05T00:00:00 | 2027-01-19T00:00:00 | 2027-01-19T00:00:00 | 6 | 0 | 6 | 3500 | 42000 | 87121 | USA | N45 | 77 | ABB INC | 27511 | FREIGHT_RIC | Freight: Incoterm FCA Factory - Freight allowed | PUR | Freight: Incoterm FCA Factory - Freight allowed | EA | EA | ABBE | TRUE |  | P | PPD | 100 |  | 077313-1-1
130551 | 20 | 1 | States | GC - Paric | Hayley Fabian | TRUE | 2026-01-05T00:00:00 | 2027-01-21T00:00:00 | 2027-01-21T00:00:00 | 1 | 0 | 1 | 4500 | 4500 | 87121 | USA | N45 | 77 | ABB INC | 27511 | S-OST | Par 3.4.K - Onsite Training after startup/commissioning completion, contiguous US only (1 day / site + daily rate applied if exceeds) | PUR | Par 3.4.K - Onsite Training after startup/commissioning completion, contiguous US only (1 day / site + daily rate applied if exceeds) | EA | EA | ABBE | TRUE |  | P | PPD | 100 |  | 077313-1-1
130551 | 12 | 1 | States | GC - Paric | Hayley Fabian | TRUE | 2026-01-05T00:00:00 | 2029-12-31T00:00:00 | 2029-12-31T00:00:00 | 6 | 0 | 6 | 11500 | 69000 | 87121 | USA | N45 | 77 | ABB INC | 27511 | FSUMEG1600P1 | Level-3 Startup of MegaFlex UPS | PUR | Level-3 Startup of MegaFlex UPS | EA | EA | ABBE | TRUE |  | P | PPD | 100 |  | 077313-1-1
130289 | 2 | 1 | States | GC-Gardner Builders | Hayley Fabian | TRUE | 2025-12-08T00:00:00 | 2029-12-31T00:00:00 | 2029-12-31T00:00:00 | 2 | 0 | 2 | 9751.3 | 19502.6 | 55123 | USA | N45 | 77 | ABB INC | 27511 | FSUMEG1600P1 | Level-3 Startup of MegaFlex UPS | PUR | START-UP MEGAFLEX 1.5-1.6 L2 | EA | EA | ABBE | TRUE |  | P | PPD | 100 |  | 076895-11-1
130469 | 14 | 1 | States | Weitz | Hayley Fabian | TRUE | 2025-12-23T00:00:00 | 2029-12-31T00:00:00 | 2029-12-31T00:00:00 | 1 | 0 | 1 | 4500 | 4500 | 50321 | USA | N45 | 77 | ABB INC | 27511 | MOBILIZATION_UPS PKG | Mobilization for UPS Pkg (for L4/L5/L6T Tasks) | PUR | Mobilization for UPS Pkg (for L4/L5/L6T Tasks) | EA | EA | ABBE | TRUE |  | P | PPD | 100 |  | 077304-27-1
130469 | 11 | 1 | States | Weitz | Hayley Fabian | TRUE | 2025-12-23T00:00:00 | 2029-12-31T00:00:00 | 2029-12-31T00:00:00 | 4 | 0 | 4 | 9000 | 36000 | 50321 | USA | N45 | 77 | ABB INC | 27511 | FSULITHI136X8P1 | Level-3 Startup of Lithium-Ion Batteries Note: Installation & connecting of batteries in the cabinets are by others (per adder above) | PUR | Level-3 Startup of Lithium-Ion Batteries Note: Installation & connecting of batteries in the cabinets are by others (per adder above) | EA | EA | ABBE | TRUE |  | P | PPD | 100 |  | 077304-27-1
130469 | 16 | 1 | States | Weitz | Hayley Fabian | TRUE | 2025-12-23T00:00:00 | 2026-12-11T00:00:00 | 2026-11-10T00:00:00 | 8 | 0 | 8 | 4500 | 36000 | 50321 | USA | N45 | 77 | ABB INC | 27511 | S-CM1_UPS 3.5.D | (Customer to decide) Spec 263353, Par 3.5.D Level-4 Performance Testing per system Par 3.5.D: Exploratory period - 1st 2 days onsite Note: Customer to decide if this step is necessary | PUR | (Customer to decide) Spec 263353, Par 3.5.D Level-4 Performance Testing per system Par 3.5.D: Exploratory period - 1st 2 days onsite Note: Customer to decide if this step is necessary | EA | EA | ABBE | TRUE |  | P | PPD | 100 |  | 077304-27-1
130469 | 22 | 1 | States | Weitz | Hayley Fabian | TRUE | 2025-12-23T00:00:00 | 2026-12-11T00:00:00 | 2026-11-10T00:00:00 | 4 | 0 | 4 | 5188 | 20752 | 50321 | USA | N45 | 77 | ABB INC | 27511 | UPS-FOBDEST | FCA Destination Charges Included | PUR | FCA Destination Charges Included | EA | EA | ABBE | TRUE |  | P | PPD | 100 |  | 077304-27-1
130469 | 6 | 1 | States | Weitz | Hayley Fabian | TRUE | 2025-12-23T00:00:00 | 2026-12-11T00:00:00 | 2026-11-09T00:00:00 | 28 | 0 | 28 | 1500 | 42000 | 50321 | USA | N45 | 77 | ABB INC | 27511 | 4NWR002204 | IntraPack Part No.: F012384-A02, Secondary top hat, Samsung Lithium-Ion UL9540A battery cabinet includes: - Cable management for Positive, Negative and Frame Ground Cables - Removable Front and Top Gland Plates - Paint color: Black | PUR | IntraPack Part No.: F012384-A02, Secondary top hat, Samsung Lithium-Ion UL9540A battery cabinet includes: - Cable management for Positive, Negative and Frame Ground Cables - Removable Front and Top Gland Plates - Paint color: Black | EA | EA | ABBE | TRUE |  | P | PPD | 100 |  | 077304-27-1
130469 | 13 | 1 | States | Weitz | Hayley Fabian | TRUE | 2025-12-23T00:00:00 | 2029-12-31T00:00:00 | 2029-12-31T00:00:00 | 1 | 0 | 1 | 4500 | 4500 | 50321 | USA | N45 | 77 | ABB INC | 27511 | MOBILIZATION_UPS | Mobilization for UPS Pkg (assume startup at same time for both UPS's) | PUR | Mobilization for UPS Pkg (assume startup at same time for both UPS's) | EA | EA | ABBE | TRUE |  | P | PPD | 100 |  | 077304-27-1
130469 | 10 | 2 | States | Weitz | Hayley Fabian | TRUE | 2025-12-23T00:00:00 | 2026-12-11T00:00:00 | 2026-11-09T00:00:00 | 4 | 0 | 4 | 3500 | 28000 | 50321 | USA | N45 | 77 | ABB INC | 27511 | FREIGHT_RIC | Freight: Incoterm FCA Factory - Freight allowed | PUR | Freight: Incoterm FCA Factory - Freight allowed | EA | EA | ABBE | TRUE |  | P | PPD | 100 |  | 077304-27-1
130469 | 19 | 1 | States | Weitz | Hayley Fabian | TRUE | 2025-12-23T00:00:00 | 2029-12-31T00:00:00 | 2029-12-31T00:00:00 | 4 | 0 | 4 | 4500 | 18000 | 50321 | USA | N45 | 77 | ABB INC | 27511 | S-IST | (1 day/UPS is recommended) Spec 263353, Par 3.6A Level-5 Integration System Testing (IST) (1 day included + daily rate applied if exceeds) | PUR | (1 day/UPS is recommended) Spec 263353, Par 3.6A Level-5 Integration System Testing (IST) (1 day included + daily rate applied if exceeds) | EA | EA | ABBE | TRUE |  | P | PPD | 100 |  | 077304-27-1
130469 | 18 | 1 | States | Weitz | Hayley Fabian | TRUE | 2025-12-23T00:00:00 | 2029-12-31T00:00:00 | 2029-12-31T00:00:00 | 16 | 0 | 16 | 4500 | 72000 | 50321 | USA | N45 | 77 | ABB INC | 27511 | SERVICEFLATRATE Spec | Spec 263353.1, Par 3.2.B - Battery installation by UPS Manufacturer | PUR | Spec 263353.1, Par 3.2.B - Battery installation by UPS Manufacturer | EA | EA | ABBE | TRUE |  | P | PPD | 100 |  | 077304-27-1
130469 | 23 | 1 | States | Weitz | Hayley Fabian | TRUE | 2025-12-23T00:00:00 | 2026-12-11T00:00:00 | 2026-11-10T00:00:00 | 4 | 0 | 4 | 4839 | 19356 | 50321 | USA | N45 | 77 | ABB INC | 27511 | UPS-FOBDEST_ | FCA Destination Charges Included | PUR | FCA Destination Charges Included | EA | EA | ABBE | TRUE |  | P | PPD | 100 |  | 077304-27-1
130469 | 12 | 1 | States | Weitz | Hayley Fabian | TRUE | 2025-12-23T00:00:00 | 2029-12-31T00:00:00 | 2029-12-31T00:00:00 | 4 | 0 | 4 | 11500 | 46000 | 50321 | USA | N45 | 77 | ABB INC | 27511 | FSUMEG1600P1 | Level-3 Startup of MegaFlex UPS | PUR | Level-3 Startup of MegaFlex UPS | EA | EA | ABBE | TRUE |  | P | PPD | 100 |  | 077304-27-1
130469 | 15 | 1 | States | Weitz | Hayley Fabian | TRUE | 2025-12-23T00:00:00 | 2026-12-11T00:00:00 | 2026-11-10T00:00:00 | 8 | 0 | 8 | 4500 | 36000 | 50321 | USA | N45 | 77 | ABB INC | 27511 | S-CM1_UPS 3.5.B | Spec 263353, Par 3.5.B Level-4 Performance Testing per system Par 3.5.B: 2 days onsite (Deviate from 10 to 2 days per Customer Request) | PUR | Spec 263353, Par 3.5.B Level-4 Performance Testing per system Par 3.5.B: 2 days onsite (Deviate from 10 to 2 days per Customer Request) | EA | EA | ABBE | TRUE |  | P | PPD | 100 |  | 077304-27-1
130469 | 17 | 1 | States | Weitz | Hayley Fabian | TRUE | 2025-12-23T00:00:00 | 2029-12-31T00:00:00 | 2029-12-31T00:00:00 | 2 | 0 | 2 | 4500 | 9000 | 50321 | USA | N45 | 77 | ABB INC | 27511 | SERVICEFLATRATE | Level-3 Startup: Additional startup time - interfacing with and checking of Maintenance Bypass Switchboards (not actual SU of MBC or MBS) | PUR | Level-3 Startup: Additional startup time - interfacing with and checking of Maintenance Bypass Switchboards (not actual SU of MBC or MBS) | EA | EA | ABBE | TRUE |  | P | PPD | 100 |  | 077304-27-1
130469 | 20 | 1 | States | Weitz | Hayley Fabian | TRUE | 2025-12-23T00:00:00 | 2026-12-11T00:00:00 | 2026-11-09T00:00:00 | 1 | 0 | 1 | 4500 | 4500 | 50321 | USA | N45 | 77 | ABB INC | 27511 | S-OST | Par 3.4.K - Onsite Training after startup/commissioning completion, contiguous US only (1 day / site + daily rate applied if exceeds) | PUR | Par 3.4.K - Onsite Training after startup/commissioning completion, contiguous US only (1 day / site + daily rate applied if exceeds) | EA | EA | ABBE | TRUE |  | P | PPD | 100 |  | 077304-27-1
130469 | 10 | 1 | States | Weitz | Hayley Fabian | TRUE | 2025-12-23T00:00:00 | 2026-12-11T00:00:00 | 2026-11-09T00:00:00 | 4 | 0 | 4 | 3500 | 28000 | 50321 | USA | N45 | 77 | ABB INC | 27511 | FREIGHT_RIC | Freight: Incoterm FCA Factory - Freight allowed | PUR | Freight: Incoterm FCA Factory - Freight allowed | EA | EA | ABBE | TRUE |  | P | PPD | 100 |  | 077304-27-1
125325 | 8 | 1 | States | GC - Rogers-Obrien Construction | Hayley Fabian | TRUE | 2024-12-13T00:00:00 | 2026-10-01T00:00:00 | 2026-05-06T00:00:00 | 1 | 0 | 1 | 8003 | 8003 | 76504 | USA | N30 | 77 | ABB INC | 27511 | SP3-SS4X-250480 | SPARES LIST, LEVEL 3: SS4, 250A, 480V |  | SPARES LIST, LEVEL 3: SS4, 250A, 480V | EA | EA | ABBE | TRUE | RG - RICK | P | PPD | 100 |  | 076898-39-1
125325 | 7 | 1 | States | GC - Rogers-Obrien Construction | Hayley Fabian | TRUE | 2024-12-13T00:00:00 | 2027-07-06T00:00:00 | 2027-07-06T00:00:00 | 1 | 0 | 1 | 3983 | 3983 | 76504 | USA | N30 | 77 | ABB INC | 27511 | SERVICEFLATRATE | Level-3 Startup: Additional startup time - interfacing with and checking of Maintenance Bypass Switchboards (not actual SU of MBC or MBS) |  | FLAT RATE SERVICE EFFORT | EA | EA | ABBE | TRUE | RG - RICK | P | PPD | 100 |  | 076898-9-1
130549 | 2 | 1 | States | Oppidan | Hayley Fabian | TRUE | 2026-01-05T00:00:00 | 2027-01-19T00:00:00 | 2027-01-19T00:00:00 | 48 | 0 | 48 | 28748.86 | 1379945.28 | 63134 | USA | N45 | 77 | ABB INC | 27511 | 4NWP104024R36U2, 8 LiBC/UPS | Samsung 136S Lithium Battery Cabinets/UPS: - High cycle / High Power Density - UL9540/UL9540A Listed - Top Cable Entry - DC Breaker in each battery cabinet - DIM/BC: 25.5 in W x 21 in D x 87 in H; - Approx Weight/BC: 1125 lbs - Battery runtime: 7 minn BOL / 5 min EOL for 1579 kWb battery loads | PUR | Samsung 136S Lithium Battery Cabinets/UPS: - High cycle / High Power Density - UL9540/UL9540A Listed - Top Cable Entry - DC Breaker in each battery cabinet - DIM/BC: 25.5 in W x 21 in D x 87 in H; - Approx Weight/BC: 1125 lbs - Battery runtime: 7 minn BOL / 5 min EOL for 1579 kWb battery loads | EA | EA | ABBE | TRUE |  | P | PPD | 100 |  | 077312-1-1
130549 | 17 | 1 | States | Oppidan | Hayley Fabian | TRUE | 2026-01-05T00:00:00 | 2029-12-31T00:00:00 | 2029-12-31T00:00:00 | 3 | 0 | 3 | 4500 | 13500 | 63134 | USA | N45 | 77 | ABB INC | 27511 | SERVICEFLATRATE | Level-3 Startup: Additional startup time - interfacing with and checking of Maintenance Bypass Switchboards (not actual SU of MBC or MBS) | PUR | Level-3 Startup: Additional startup time - interfacing with and checking of Maintenance Bypass Switchboards (not actual SU of MBC or MBS) | EA | EA | ABBE | TRUE |  | P | PPD | 100 |  | 077312-1-1
130549 | 7 | 1 | States | Oppidan | Hayley Fabian | TRUE | 2026-01-05T00:00:00 | 2027-01-19T00:00:00 | 2027-01-19T00:00:00 | 6 | 0 | 6 | 2950 | 17700 | 63134 | USA | N45 | 77 | ABB INC | 27511 | 4NWR002253 | IntraPack Part No.: F012382-A02, Standard Primary top hat, Samsung Lithium-Ion UL9540A battery cabinet includes: - Cable management for Positive, Negative and Frame Ground Cables - Removable Front and Top Gland Plates - Paint color: Black - Data logger provided by ABB | PUR | IntraPack Part No.: F012382-A02, Standard Primary top hat, Samsung Lithium-Ion UL9540A battery cabinet includes: - Cable management for Positive, Negative and Frame Ground Cables - Removable Front and Top Gland Plates - Paint color: Black - Data logger provided by ABB | EA | EA | ABBE | TRUE |  | P | PPD | 100 |  | 077312-1-1
130549 | 4 | 1 | States | Oppidan | Hayley Fabian | TRUE | 2026-01-05T00:00:00 | 2027-01-19T00:00:00 | 2027-01-19T00:00:00 | 6 | 0 | 6 | 1127.85 | 6767.1 | 63134 | USA | N45 | 77 | ABB INC | 27511 | 4NWP107801R0001 | ANC-L Network Communication Card | PUR | ANC-L Network Communication Card | EA | EA | ABBE | TRUE |  | P | PPD | 100 |  | 077312-1-1
130549 | 22 | 1 | States | Oppidan | Hayley Fabian | TRUE | 2026-01-05T00:00:00 | 2027-01-21T00:00:00 | 2027-01-21T00:00:00 | 6 | 0 | 6 | 5188 | 31128 | 63134 | USA | N45 | 77 | ABB INC | 27511 | UPS-FOBDEST | FCA Destination Charges Included | PUR | FCA Destination Charges Included | EA | EA | ABBE | TRUE |  | P | PPD | 100 |  | 077312-1-1
130549 | 15 | 1 | States | Oppidan | Hayley Fabian | TRUE | 2026-01-05T00:00:00 | 2027-01-21T00:00:00 | 2027-01-21T00:00:00 | 12 | 0 | 12 | 4500 | 54000 | 63134 | USA | N45 | 77 | ABB INC | 27511 | S-CM1_UPS 3.5.B | Spec 263353, Par 3.5.B Level-4 Performance Testing per system Par 3.5.B: 2 days onsite (Deviate from 10 to 2 days per Customer Request) | PUR | Spec 263353, Par 3.5.B Level-4 Performance Testing per system Par 3.5.B: 2 days onsite (Deviate from 10 to 2 days per Customer Request) | EA | EA | ABBE | TRUE |  | P | PPD | 100 |  | 077312-1-1
130549 | 9 | 1 | States | Oppidan | Hayley Fabian | TRUE | 2026-01-05T00:00:00 | 2027-01-19T00:00:00 | 2027-01-19T00:00:00 | 12 | 0 | 12 | 646.12 | 7753.44 | 63134 | USA | N45 | 77 | ABB INC | 27511 | 7GSP017351R0001 | UPS OPT IM0171E CUSTOMER INTERFAIEC_1605 | PUR | CIC Communication Card | EA | EA | ABBE | TRUE |  | P | PPD | 100 |  | 077312-1-1
130549 | 13 | 1 | States | Oppidan | Hayley Fabian | TRUE | 2026-01-05T00:00:00 | 2029-12-31T00:00:00 | 2029-12-31T00:00:00 | 1 | 0 | 1 | 4500 | 4500 | 63134 | USA | N45 | 77 | ABB INC | 27511 | MOBILIZATION_UPS | Mobilization for UPS Pkg (assume startup at same time for both UPS's) | PUR | Mobilization for UPS Pkg (assume startup at same time for both UPS's) | EA | EA | ABBE | TRUE |  | P | PPD | 100 |  | 077312-1-1
130549 | 20 | 1 | States | Oppidan | Hayley Fabian | TRUE | 2026-01-05T00:00:00 | 2027-01-19T00:00:00 | 2027-01-19T00:00:00 | 1 | 0 | 1 | 4500 | 4500 | 63134 | USA | N45 | 77 | ABB INC | 27511 | S-OST | Par 3.4.K - Onsite Training after startup/commissioning completion, contiguous US only (1 day / site + daily rate applied if exceeds) | PUR | Par 3.4.K - Onsite Training after startup/commissioning completion, contiguous US only (1 day / site + daily rate applied if exceeds) | EA | EA | ABBE | TRUE |  | P | PPD | 100 |  | 077312-1-1
130549 | 16 | 1 | States | Oppidan | Hayley Fabian | TRUE | 2026-01-05T00:00:00 | 2027-01-21T00:00:00 | 2027-01-21T00:00:00 | 12 | 0 | 12 | 4500 | 54000 | 63134 | USA | N45 | 77 | ABB INC | 27511 | S-CM1_UPS 3.5.D | (Customer to decide) Spec 263353, Par 3.5.D Level-4 Performance Testing per system Par 3.5.D: Exploratory period - 1st 2 days onsite Note: Customer to decide if this step is necessary | PUR | (Customer to decide) Spec 263353, Par 3.5.D Level-4 Performance Testing per system Par 3.5.D: Exploratory period - 1st 2 days onsite Note: Customer to decide if this step is necessary | EA | EA | ABBE | TRUE |  | P | PPD | 100 |  | 077312-1-1
130549 | 18 | 1 | States | Oppidan | Hayley Fabian | TRUE | 2026-01-05T00:00:00 | 2029-12-31T00:00:00 | 2029-12-31T00:00:00 | 24 | 0 | 24 | 4500 | 108000 | 63134 | USA | N45 | 77 | ABB INC | 27511 | SERVICEFLATRATE Spec | Spec 263353.1, Par 3.2.B - Battery installation by UPS Manufacturer | PUR | Spec 263353.1, Par 3.2.B - Battery installation by UPS Manufacturer | EA | EA | ABBE | TRUE |  | P | PPD | 100 |  | 077312-1-1
130549 | 10 | 1 | States | Oppidan | Hayley Fabian | TRUE | 2026-01-05T00:00:00 | 2027-01-19T00:00:00 | 2027-01-19T00:00:00 | 6 | 0 | 6 | 3500 | 42000 | 63134 | USA | N45 | 77 | ABB INC | 27511 | FREIGHT_RIC | Freight: Incoterm FCA Factory - Freight allowed | PUR | Freight: Incoterm FCA Factory - Freight allowed | EA | EA | ABBE | TRUE |  | P | PPD | 100 |  | 077312-1-1
130549 | 12 | 1 | States | Oppidan | Hayley Fabian | TRUE | 2026-01-05T00:00:00 | 2029-12-31T00:00:00 | 2029-12-31T00:00:00 | 6 | 0 | 6 | 11500 | 69000 | 63134 | USA | N45 | 77 | ABB INC | 27511 | FSUMEG1600P1 | Level-3 Startup of MegaFlex UPS | PUR | Level-3 Startup of MegaFlex UPS | EA | EA | ABBE | TRUE |  | P | PPD | 100 |  | 077312-1-1
130549 | 3 | 1 | States | Oppidan | Hayley Fabian | TRUE | 2026-01-05T00:00:00 | 2027-01-19T00:00:00 | 2027-01-19T00:00:00 | 6 | 0 | 6 | 286472.37 | 1718834.22 | 63134 | USA | N45 | 77 | ABB INC | 27511 | 4NWP106511R0002 | MegaFlex 1.5MW UPS 480V 60Hz: Static Bypass - 100% rated continuous duty; Cabinet color: RAL 9005 (black); Single or dual AC feed; Short circuit withstand rating: 100kAIC; Input Voltage: 480V 3-Phase + Gnd , +/- 15% voltage tolerance, Frequency: 60Hz +/- 10%, PF = 0.99; Output: 480V, 3W + Gnd, Frequency: 60Hz & PF = 1.0; Efficiency: Up to 97% Double Conversion (VFI) & Up to 99% eBoost mode (VFD); Compatible Battery Technologies: LiB, NiZn, VRLA | PUR | MegaFlex 1.5MW UPS 480V 60Hz: Static Bypass - 100% rated continuous duty; Cabinet color: RAL 9005 (black); Single or dual AC feed; Short circuit withstand rating: 100kAIC; Input Voltage: 480V 3-Phase + Gnd , +/- 15% voltage tolerance, Frequency: 60Hz +/- 10%, PF = 0.99; Output: 480V, 3W + Gnd, Frequency: 60Hz & PF = 1.0; Efficiency: Up to 97% Double Conversion (VFI) & Up to 99% eBoost mode (VFD); Compatible Battery Technologies: LiB, NiZn, VRLA | EA | EA | ABBE | TRUE |  | P | PPD | 100 |  | 077312-1-1
130549 | 8 | 1 | States | Oppidan | Hayley Fabian | TRUE | 2026-01-05T00:00:00 | 2027-01-19T00:00:00 | 2027-01-19T00:00:00 | 6 | 0 | 6 | 12590 | 75540 | 63134 | USA | N45 | 77 | ABB INC | 27511 | 79-5000-00000047 | 4000A DC Junction Cabinet: - NEMA-1 enclosure - Dim: 30"W x 24"D x 87"H - Front access; - Installed end cap of battery lineup closer to UPS I/O section - Accommodates up to 10 DC battery cabinet landings - Installed by contractor - see ABB installation drawing; | PUR | 4000A DC Junction Cabinet: - NEMA-1 enclosure - Dim: 30"W x 24"D x 87"H - Front access; - Installed end cap of battery lineup closer to UPS I/O section - Accommodates up to 10 DC battery cabinet landings - Installed by contractor - see ABB installation drawing; | EA | EA | ABBE | TRUE |  | P | PPD | 100 |  | 077312-1-1
130549 | 6 | 1 | States | Oppidan | Hayley Fabian | TRUE | 2026-01-05T00:00:00 | 2027-01-19T00:00:00 | 2027-01-19T00:00:00 | 42 | 0 | 42 | 1500 | 63000 | 63134 | USA | N45 | 77 | ABB INC | 27511 | 4NWR002204 | IntraPack Part No.: F012384-A02, Secondary top hat, Samsung Lithium-Ion UL9540A battery cabinet includes: - Cable management for Positive, Negative and Frame Ground Cables - Removable Front and Top Gland Plates - Paint color: Black | PUR | IntraPack Part No.: F012384-A02, Secondary top hat, Samsung Lithium-Ion UL9540A battery cabinet includes: - Cable management for Positive, Negative and Frame Ground Cables - Removable Front and Top Gland Plates - Paint color: Black | EA | EA | ABBE | TRUE |  | P | PPD | 100 |  | 077312-1-1
130549 | 11 | 1 | States | Oppidan | Hayley Fabian | TRUE | 2026-01-05T00:00:00 | 2027-01-21T00:00:00 | 2027-01-21T00:00:00 | 6 | 0 | 6 | 9000 | 54000 | 63134 | USA | N45 | 77 | ABB INC | 27511 | FSULITHI136X8P1 | Level-3 Startup of Lithium-Ion Batteries Note: Installation & connecting of batteries in the cabinets are by others (per adder above) | PUR | Level-3 Startup of Lithium-Ion Batteries Note: Installation & connecting of batteries in the cabinets are by others (per adder above) | EA | EA | ABBE | TRUE |  | P | PPD | 100 |  | 077312-1-1
130549 | 10 | 2 | States | Oppidan | Hayley Fabian | TRUE | 2026-01-05T00:00:00 | 2027-01-19T00:00:00 | 2027-01-19T00:00:00 | 6 | 0 | 6 | 3500 | 42000 | 63134 | USA | N45 | 77 | ABB INC | 27511 | FREIGHT_RIC | Freight: Incoterm FCA Factory - Freight allowed | PUR | Freight: Incoterm FCA Factory - Freight allowed | EA | EA | ABBE | TRUE |  | P | PPD | 100 |  | 077312-1-1
130549 | 23 | 1 | States | Oppidan | Hayley Fabian | TRUE | 2026-01-05T00:00:00 | 2027-01-21T00:00:00 | 2027-01-21T00:00:00 | 6 | 0 | 6 | 4839 | 29034 | 63134 | USA | N45 | 77 | ABB INC | 27511 | UPS-FOBDEST_ | FCA Destination Charges Included | PUR | FCA Destination Charges Included | EA | EA | ABBE | TRUE |  | P | PPD | 100 |  | 077312-1-1
130549 | 1 | 1 | States | Oppidan | Hayley Fabian | TRUE | 2026-01-05T00:00:00 | 2027-01-19T00:00:00 | 2027-01-19T00:00:00 | 6 | 0 | 6 | 1364.35 | 8186.1 | 63134 | USA | N45 | 77 | ABB INC | 27511 | 4NWA7000321568A | MegaFlex Seismic Bracket | PUR | MegaFlex Seismic Bracket | EA | EA | ABBE | TRUE |  | P | PPD | 100 |  | 077312-1-1
130549 | 19 | 1 | States | Oppidan | Hayley Fabian | TRUE | 2026-01-05T00:00:00 | 2029-12-31T00:00:00 | 2029-12-31T00:00:00 | 6 | 0 | 6 | 4500 | 27000 | 63134 | USA | N45 | 77 | ABB INC | 27511 | S-IST | (1 day/UPS is recommended) Spec 263353, Par 3.6A Level-5 Integration System Testing (IST) (1 day included + daily rate applied if exceeds) | PUR | (1 day/UPS is recommended) Spec 263353, Par 3.6A Level-5 Integration System Testing (IST) (1 day included + daily rate applied if exceeds) | EA | EA | ABBE | TRUE |  | P | PPD | 100 |  | 077312-1-1
130549 | 14 | 1 | States | Oppidan | Hayley Fabian | TRUE | 2026-01-05T00:00:00 | 2029-12-31T00:00:00 | 2029-12-31T00:00:00 | 1 | 0 | 1 | 4500 | 4500 | 63134 | USA | N45 | 77 | ABB INC | 27511 | MOBILIZATION_UPS PKG | Mobilization for UPS Pkg (for L4/L5/L6T Tasks) | PUR | Mobilization for UPS Pkg (for L4/L5/L6T Tasks) | EA | EA | ABBE | TRUE |  | P | PPD | 100 |  | 077312-1-1
130544 | 8 | 1 | States | Oppidan | Hayley Fabian | TRUE | 2026-01-05T00:00:00 | 2026-10-06T00:00:00 | 2026-10-06T00:00:00 | 1 | 0 | 1 | 41285 | 41285 | 60185 | USA | N45 | 77 | ABB INC | 27511 | Supplementary Item - Extended Warranty | 2 Year Extended Warranty w/1 PM QTY (6) 1200A STS Units | PUR | 2 Year Extended Warranty w/1 PM QTY (6) 1200A STS Units | EA | EA | ABBE | TRUE |  | P | PPD | 100 |  | 077309-2-1
130544 | 6 | 1 | States | Oppidan | Hayley Fabian | TRUE | 2026-01-05T00:00:00 | 2026-10-06T00:00:00 | 2026-10-06T00:00:00 | 9 | 0 | 9 | 4450 | 40050 | 60185 | USA | N45 | 77 | ABB INC | 27511 | Services - Start-up Service | On-site Service Per Day (not to exceed 3 days), M-F 8am-5pm | PUR | On-site Service Per Day (not to exceed 3 days), M-F 8am-5pm | EA | EA | ABBE | TRUE |  | P | PPD | 100 |  | 077309-2-1
130544 | 1 | 1 | States | Oppidan | Hayley Fabian | TRUE | 2026-01-05T00:00:00 | 2026-10-05T00:00:00 | 2026-10-05T00:00:00 | 18 | 0 | 18 | 9500 | 171000 | 60185 | USA | N45 | 77 | ABB INC | 27511 | 1200A 24" Front Access Sidecar | SuperSwitch 4 - 1200A 24" Front Access Sidecar | PUR | SuperSwitch 4 - 1200A 24" Front Access Sidecar | EA | EA | ABBE | TRUE |  | P | PPD | 100 |  | 077309-2-1
130544 | 9 | 1 | States | Oppidan | Hayley Fabian | TRUE | 2026-01-05T00:00:00 | 2026-10-05T00:00:00 | 2026-10-05T00:00:00 | 108 | 0 | 108 | 57 | 6156 | 60185 | USA | N45 | 77 | ABB INC | 27511 | Supplementary Item - STS | STS Pedestals | PUR | STS Pedestals | EA | EA | ABBE | TRUE |  | P | PPD | 100 |  | 077309-2-1
130544 | 4 | 1 | States | Oppidan | Hayley Fabian | TRUE | 2026-01-05T00:00:00 | 2026-10-06T00:00:00 | 2026-10-06T00:00:00 | 4 | 0 | 4 | 4255 | 17020 | 60185 | USA | N45 | 77 | ABB INC | 27511 | Other Services - Level 4 | Level 4 Performancy Testing - (4) Days(s) | PUR | Level 4 Performancy Testing - (4) Days(s) | EA | EA | ABBE | TRUE |  | P | PPD | 100 |  | 077309-2-1
130544 | 5 | 1 | States | Oppidan | Hayley Fabian | TRUE | 2026-01-05T00:00:00 | 2029-12-31T00:00:00 | 2029-12-31T00:00:00 | 3 | 0 | 3 | 4500 | 13500 | 60185 | USA | N45 | 77 | ABB INC | 27511 | Other Services - Mobilization | Mobilization - (3) Visit(s) | PUR | Mobilization - (3) Visit(s) | EA | EA | ABBE | TRUE |  | P | PPD | 100 |  | 077309-2-1
130544 | 7 | 1 | States | Oppidan | Hayley Fabian | TRUE | 2026-01-05T00:00:00 | 2026-10-05T00:00:00 | 2026-10-05T00:00:00 | 18 | 0 | 18 | 87169 | 1569042 | 60185 | USA | N45 | 77 | ABB INC | 27511 | SuperSwitch 4 (DSTS) | 1200A, 480V, DSTS (SS4) | PUR | 1200A, 480V, DSTS (SS4) | EA | EA | ABBE | TRUE |  | P | PPD | 100 |  | 077309-2-1
130544 | 2 | 1 | States | Oppidan | Hayley Fabian | TRUE | 2026-01-05T00:00:00 | 2026-10-05T00:00:00 | 2026-10-05T00:00:00 | 18 | 0 | 18 | 390 | 7020 | 60185 | USA | N45 | 77 | ABB INC | 27511 | 800A-1200A Vented Kickplates | SuperSwitch 4 - 800A-1200A Vented Kickplates | PUR | SuperSwitch 4 - 800A-1200A Vented Kickplates | EA | EA | ABBE | TRUE |  | P | PPD | 100 |  | 077309-2-1
130544 | 3 | 1 | States | Oppidan | Hayley Fabian | TRUE | 2026-01-05T00:00:00 | 2026-10-06T00:00:00 | 2026-10-06T00:00:00 | 1 | 0 | 1 | 4255 | 4255 | 60185 | USA | N45 | 77 | ABB INC | 27511 | Other Services - Integration Testing | Integration Testing - (1) Day(s) | PUR | Integration Testing - (1) Day(s) | EA | EA | ABBE | TRUE |  | P | PPD | 100 |  | 077309-2-1
130468 | 6 | 1 | States | Weitz | Hayley Fabian | TRUE | 2025-12-23T00:00:00 | 2026-10-06T00:00:00 | 2026-10-06T00:00:00 | 8 | 0 | 8 | 4450 | 35600 | 50321 | USA | N45 | 77 | ABB INC | 27511 | Services - Start-up Service | On-site Service Per Day (not to exceed 3 days), M-F 8am-5pm | PUR | On-site Service Per Day (not to exceed 3 days), M-F 8am-5pm | EA | EA | ABBE | TRUE |  | P | PPD | 100 |  | 077304-28-1
130468 | 4 | 1 | States | Weitz | Hayley Fabian | TRUE | 2025-12-23T00:00:00 | 2026-10-06T00:00:00 | 2026-10-06T00:00:00 | 4 | 0 | 4 | 4255 | 17020 | 50321 | USA | N45 | 77 | ABB INC | 27511 | Other Services - Level 4 | Level 4 Performancy Testing - (4) Days(s) | PUR | Level 4 Performancy Testing - (4) Days(s) | EA | EA | ABBE | TRUE |  | P | PPD | 100 |  | 077304-28-1
130468 | 9 | 1 | States | Weitz | Hayley Fabian | TRUE | 2025-12-23T00:00:00 | 2026-10-05T00:00:00 | 2026-10-05T00:00:00 | 96 | 0 | 96 | 57 | 5472 | 50321 | USA | N45 | 77 | ABB INC | 27511 | Supplementary Item - STS | STS Pedestals | PUR | STS Pedestals | EA | EA | ABBE | TRUE |  | P | PPD | 100 |  | 077304-28-1
130468 | 7 | 1 | States | Weitz | Hayley Fabian | TRUE | 2025-12-23T00:00:00 | 2026-10-05T00:00:00 | 2026-10-05T00:00:00 | 16 | 0 | 16 | 87169 | 1394704 | 50321 | USA | N45 | 77 | ABB INC | 27511 | SuperSwitch 4 (DSTS) | 1200A, 480V, DSTS (SS4) | PUR | 1200A, 480V, DSTS (SS4) | EA | EA | ABBE | TRUE |  | P | PPD | 100 |  | 077304-28-1
130468 | 3 | 1 | States | Weitz | Hayley Fabian | TRUE | 2025-12-23T00:00:00 | 2026-10-06T00:00:00 | 2026-10-06T00:00:00 | 1 | 0 | 1 | 4255 | 4255 | 50321 | USA | N45 | 77 | ABB INC | 27511 | Other Services - Integration Testing | Integration Testing - (1) Day(s) | PUR | Integration Testing - (1) Day(s) | EA | EA | ABBE | TRUE |  | P | PPD | 100 |  | 077304-28-1
130468 | 2 | 1 | States | Weitz | Hayley Fabian | TRUE | 2025-12-23T00:00:00 | 2026-10-05T00:00:00 | 2026-10-05T00:00:00 | 16 | 0 | 16 | 390 | 6240 | 50321 | USA | N45 | 77 | ABB INC | 27511 | 800A-1200A Vented Kickplates | SuperSwitch 4 - 800A-1200A Vented Kickplates | PUR | SuperSwitch 4 - 800A-1200A Vented Kickplates | EA | EA | ABBE | TRUE |  | P | PPD | 100 |  | 077304-28-1
130468 | 8 | 1 | States | Weitz | Hayley Fabian | TRUE | 2025-12-23T00:00:00 | 2026-10-05T00:00:00 | 2026-10-05T00:00:00 | 1 | 0 | 1 | 36698 | 36698 | 50321 | USA | N45 | 77 | ABB INC | 27511 | Supplementary Item - Extended Warranty | 2 Year Extended Warranty w/1 PM QTY (6) 1200A STS Units | PUR | 2 Year Extended Warranty w/1 PM QTY (6) 1200A STS Units | EA | EA | ABBE | TRUE |  | P | PPD | 100 |  | 077304-28-1
130468 | 1 | 1 | States | Weitz | Hayley Fabian | TRUE | 2025-12-23T00:00:00 | 2026-10-05T00:00:00 | 2026-10-05T00:00:00 | 16 | 0 | 16 | 9500 | 152000 | 50321 | USA | N45 | 77 | ABB INC | 27511 | 1200A 24" Front Access Sidecar | SuperSwitch 4 - 1200A 24" Front Access Sidecar | PUR | SuperSwitch 4 - 1200A 24" Front Access Sidecar | EA | EA | ABBE | TRUE |  | P | PPD | 100 |  | 077304-28-1
130468 | 5 | 1 | States | Weitz | Hayley Fabian | TRUE | 2025-12-23T00:00:00 | 2029-12-31T00:00:00 | 2029-12-31T00:00:00 | 3 | 0 | 3 | 4500 | 13500 | 50321 | USA | N45 | 77 | ABB INC | 27511 | Other Services - Mobilization | Mobilization - (3) Visit(s) | PUR | Mobilization - (3) Visit(s) | EA | EA | ABBE | TRUE |  | P | PPD | 100 |  | 077304-28-1
124729 | 2 | 1 | States | Hensel Phelps | Hayley Fabian | TRUE | 2024-10-22T00:00:00 | 2026-12-31T00:00:00 | 2025-12-15T00:00:00 | 2 | 0 | 2 | 5850.32 | 11700.64 | 82007 | USA | N30 | 77 | ABB INC | 27511 | FSUMEG1600P1 | Level-3 Startup of MegaFlex UPS |  | START-UP MEGAFLEX 1.5-1.6 L2 | EA | EA | ABBE | TRUE | RG - RICK | P | PPD | 100 |  | 076828-37-1
131377 | 1 | 1 | States | Champlin | Hayley Fabian | TRUE | 2026-02-20T00:00:00 | 2026-10-01T00:00:00 | 2026-10-01T00:00:00 | 15 | 0 | 15 | 5078.84 | 76182.6 | 55316 | USA | N45 | 77 | ABB INC | 27511 | ZGDK3XX12-CX2XT4XX | Automatic Transfer Switch, ZTG T-Series, 400 A-600 A"ZTG DT 400A3PH No Neu N1General Purpose Commercial and Industrial Automatic Transfer Switch400 A, 3 Phase (3 Pole), Delayed TransitionNEMA 1 Enclosure4 NO (Normally Open) and 4 NC (Normally Closed) Auxiliary ContactsNo NeutralNo MetersGB2 - (6)#8-1/0 Ground BarModbus TCP communicationsAdditional 4 I/O, programmableT1-Panel Voltage agnostic, Rated for 200 to 480V line to line voltageStandard Application-Sources on BottomUL 1008 listed up To 480VAC at 50/60HzSeismic certified To IEEE-693-2005 at HIGH level With 2.5 amplification factorSeismic certified To IBC-2015 at Ip=1.5 For z/h less than Or equal To 1Microprocessor activated Momentary test switch Programmable exerciser daily, 7-14-28-365 days user- selectable, with or without load Event log of last 250 eventsAdjustable over/under frequency sensor-Source 2-and Source 1Frequency Indication - on the controllerLED Source -2 - Position indicationLED Source -1 - Position indicationLED Source -2 - Source availability indicationLED Source -1 - Source availability indication""Engine start timer -adjustable up to 60secPhase rotation sensing of Source 1 and Source 2Under voltage sensing 3-phase Source 2In Phase Monitor between Source 1 and Source 2 to allow transfer-with enable/disableOver voltage sensing-3 phase Source 2Microprocessor activated Commit/no commit on transferring to Source 2-with enable/disableTime Delay from Neutral Position to Source 1 on RetransferTime Delay from Neutral Position to Source 2 on Retransfer.Adjustable time delay on transfer to Source 1Engine stop/cool adjustable cool down timerVoltage imbalance between phases-applies to 3-phase onlyAdjustable time delay on transfer to Source 2Bypass transfer timer function-soft switch in controllerProgrammable Input Modules:(Must be configured by user upon installation)E-StopRemote Control to S1 (R15 Load Shed)Remote Control to S2Remote Control to OFF (R15D Load Shed)Inhibit TransferManual-Auto ModeProgrammable Output Modules:(Must be configured by user upon installation)Alarm / Product AvailabilityLoad Connected to S1Load DisconnectedLoad Connected to S2Elevator Pre-transfer Signal (T3/W3)" |  | Automatic Transfer Switch, ZTG T-Series, 400 A-600 A"ZTG DT 400A3PH No Neu N1General Purpose Commercial and Industrial Automatic Transfer Switch400 A, 3 Phase (3 Pole), Delayed TransitionNEMA 1 Enclosure4 NO (Normally Open) and 4 NC (Normally Closed) Auxiliary ContactsNo NeutralNo MetersGB2 - (6)#8-1/0 Ground BarModbus TCP communicationsAdditional 4 I/O, programmableT1-Panel Voltage agnostic, Rated for 200 to 480V line to line voltageStandard Application-Sources on BottomUL 1008 listed up To 480VAC at 50/60HzSeismic certified To IEEE-693-2005 at HIGH level With 2.5 amplification factorSeismic certified To IBC-2015 at Ip=1.5 For z/h less than Or equal To 1Microprocessor activated Momentary test switch Programmable exerciser daily, 7-14-28-365 days user- selectable, with or without load Event log of last 250 eventsAdjustable over/under frequency sensor-Source 2-and Source 1Frequency Indication - on the controllerLED Source -2 - Position indicationLED Source -1 - Position indicationLED Source -2 - Source availability indicationLED Source -1 - Source availability indication""Engine start timer -adjustable up to 60secPhase rotation sensing of Source 1 and Source 2Under voltage sensing 3-phase Source 2In Phase Monitor between Source 1 and Source 2 to allow transfer-with enable/disableOver voltage sensing-3 phase Source 2Microprocessor activated Commit/no commit on transferring to Source 2-with enable/disableTime Delay from Neutral Position to Source 1 on RetransferTime Delay from Neutral Position to Source 2 on Retransfer.Adjustable time delay on transfer to Source 1Engine stop/cool adjustable cool down timerVoltage imbalance between phases-applies to 3-phase onlyAdjustable time delay on transfer to Source 2Bypass transfer timer function-soft switch in controllerProgrammable Input Modules:(Must be configured by user upon installation)E-StopRemote Control to S1 (R15 Load Shed)Remote Control to S2Remote Control to OFF (R15D Load Shed)Inhibit TransferManual-Auto ModeProgrammable Output Modules:(Must be configured by user upon installation)Alarm / Product AvailabilityLoad Connected to S1Load DisconnectedLoad Connected to S2Elevator Pre-transfer Signal (T3/W3)" | EA | EA | ABBE | TRUE |  | P | ALL
130631 | 8 | 1 | States | Caddell Construction | Hayley Fabian | TRUE | 2026-01-08T00:00:00 | 2026-10-06T00:00:00 | 2026-10-06T00:00:00 | 1 | 0 | 1 | 36698 | 36698 | 36116 | USA | N45 | 77 | ABB INC | 27511 | Supplementary Item - Extended Warranty | 2 Year Extended Warranty w/1 PM QTY (6) 1200A STS Units | PUR | 2 Year Extended Warranty w/1 PM QTY (6) 1200A STS Units | EA | EA | ABBE | TRUE |  | P | PPD | 100 |  | 077318-2-1
130631 | 6 | 1 | States | Caddell Construction | Hayley Fabian | TRUE | 2026-01-08T00:00:00 | 2026-10-06T00:00:00 | 2026-10-06T00:00:00 | 8 | 0 | 8 | 4450 | 35600 | 36116 | USA | N45 | 77 | ABB INC | 27511 | Services - Start-up Service | On-site Service Per Day (not to exceed 3 days), M-F 8am-5pm | PUR | On-site Service Per Day (not to exceed 8 days), M-F 8am-5pm | EA | EA | ABBE | TRUE |  | P | PPD | 100 |  | 077318-2-1
130631 | 2 | 1 | States | Caddell Construction | Hayley Fabian | TRUE | 2026-01-08T00:00:00 | 2026-10-05T00:00:00 | 2026-10-05T00:00:00 | 16 | 0 | 16 | 390 | 6240 | 36116 | USA | N45 | 77 | ABB INC | 27511 | 800A-1200A Vented Kickplates | SuperSwitch 4 - 800A-1200A Vented Kickplates | PUR | SuperSwitch 4 - 800A-1200A Vented Kickplates | EA | EA | ABBE | TRUE |  | P | PPD | 100 |  | 077318-2-1
130631 | 1 | 1 | States | Caddell Construction | Hayley Fabian | TRUE | 2026-01-08T00:00:00 | 2026-10-05T00:00:00 | 2026-10-05T00:00:00 | 16 | 0 | 16 | 9500 | 152000 | 36116 | USA | N45 | 77 | ABB INC | 27511 | 1200A 24" Front Access Sidecar | SuperSwitch 4 - 1200A 24" Front Access Sidecar | PUR | SuperSwitch 4 - 1200A 24" Front Access Sidecar | EA | EA | ABBE | TRUE |  | P | PPD | 100 |  | 077318-2-1
130631 | 7 | 1 | States | Caddell Construction | Hayley Fabian | TRUE | 2026-01-08T00:00:00 | 2026-10-05T00:00:00 | 2026-10-05T00:00:00 | 16 | 0 | 16 | 87169 | 1394704 | 36116 | USA | N45 | 77 | ABB INC | 27511 | SuperSwitch 4 (DSTS) | 1200A, 480V, DSTS (SS4) | PUR | 1200A, 480V, DSTS (SS4) | EA | EA | ABBE | TRUE |  | P | PPD | 100 |  | 077318-2-1
130631 | 3 | 1 | States | Caddell Construction | Hayley Fabian | TRUE | 2026-01-08T00:00:00 | 2026-10-06T00:00:00 | 2026-10-06T00:00:00 | 1 | 0 | 1 | 4255 | 4255 | 36116 | USA | N45 | 77 | ABB INC | 27511 | Other Services - Integration Testing | Integration Testing - (1) Day(s) | PUR | Integration Testing - (1) Day(s) | EA | EA | ABBE | TRUE |  | P | PPD | 100 |  | 077318-2-1
130631 | 4 | 1 | States | Caddell Construction | Hayley Fabian | TRUE | 2026-01-08T00:00:00 | 2026-10-06T00:00:00 | 2026-10-06T00:00:00 | 4 | 0 | 4 | 4255 | 17020 | 36116 | USA | N45 | 77 | ABB INC | 27511 | Other Services - Level 4 | Level 4 Performancy Testing - (4) Days(s) | PUR | Level 4 Performancy Testing - (4) Days(s) | EA | EA | ABBE | TRUE |  | P | PPD | 100 |  | 077318-2-1
130631 | 5 | 1 | States | Caddell Construction | Hayley Fabian | TRUE | 2026-01-08T00:00:00 | 2029-12-31T00:00:00 | 2029-12-31T00:00:00 | 3 | 0 | 3 | 4500 | 13500 | 36116 | USA | N45 | 77 | ABB INC | 27511 | Other Services - Mobilization | Mobilization - (3) Visit(s) | PUR | Mobilization - (3) Visit(s) | EA | EA | ABBE | TRUE |  | P | PPD | 100 |  | 077318-2-1
130631 | 9 | 1 | States | Caddell Construction | Hayley Fabian | TRUE | 2026-01-08T00:00:00 | 2026-10-06T00:00:00 | 2026-10-06T00:00:00 | 96 | 0 | 96 | 57 | 5472 | 36116 | USA | N45 | 77 | ABB INC | 27511 | Supplementary Item - STS | STS Pedestals | PUR | STS Pedestals | EA | EA | ABBE | TRUE |  | P | PPD | 100 |  | 077318-2-1
130630 | 13 | 1 | States | Caddell Construction | Hayley Fabian | TRUE | 2026-01-08T00:00:00 | 2029-12-31T00:00:00 | 2029-12-31T00:00:00 | 1 | 0 | 1 | 4500 | 4500 | 36116 | USA | N45 | 77 | ABB INC | 27511 | MOBILIZATION_UPS | Mobilization for UPS Pkg (assume startup at same time for both UPS's) | PUR | Mobilization for UPS Pkg (assume startup at same time for both UPS's) | EA | EA | ABBE | TRUE |  | P | PPD | 100 |  | 077318-1-1
130630 | 2 | 1 | States | Caddell Construction | Hayley Fabian | TRUE | 2026-01-08T00:00:00 | 2027-01-19T00:00:00 | 2027-01-19T00:00:00 | 32 | 0 | 32 | 28748.86 | 919963.52 | 36116 | USA | N45 | 77 | ABB INC | 27511 | 4NWP104024R36U2, 8 LiBC/UPS | Samsung 136S Lithium Battery Cabinets/UPS: - High cycle / High Power Density - UL9540/UL9540A Listed - Top Cable Entry - DC Breaker in each battery cabinet - DIM/BC: 25.5 in W x 21 in D x 87 in H; - Approx Weight/BC: 1125 lbs - Battery runtime: 7 minn BOL / 5 min EOL for 1579 kWb battery loads | PUR | Samsung 136S Lithium Battery Cabinets/UPS: - High cycle / High Power Density - UL9540/UL9540A Listed - Top Cable Entry - DC Breaker in each battery cabinet - DIM/BC: 25.5 in W x 21 in D x 87 in H; - Approx Weight/BC: 1125 lbs - Battery runtime: 7 minn BOL / 5 min EOL for 1579 kWb battery loads | EA | EA | ABBE | TRUE |  | P | PPD | 100 |  | 077318-1-1
130630 | 10 | 1 | States | Caddell Construction | Hayley Fabian | TRUE | 2026-01-08T00:00:00 | 2027-01-19T00:00:00 | 2027-01-19T00:00:00 | 4 | 0 | 4 | 3500 | 28000 | 36116 | USA | N45 | 77 | ABB INC | 27511 | FREIGHT_RIC | Freight: Incoterm FCA Factory - Freight allowed | PUR | Freight: Incoterm FCA Factory - Freight allowed | EA | EA | ABBE | TRUE |  | P | PPD | 100 |  | 077318-1-1
130630 | 17 | 1 | States | Caddell Construction | Hayley Fabian | TRUE | 2026-01-08T00:00:00 | 2029-12-31T00:00:00 | 2029-12-31T00:00:00 | 2 | 0 | 2 | 4500 | 9000 | 36116 | USA | N45 | 77 | ABB INC | 27511 | SERVICEFLATRATE | Level-3 Startup: Additional startup time - interfacing with and checking of Maintenance Bypass Switchboards (not actual SU of MBC or MBS) | PUR | Level-3 Startup: Additional startup time - interfacing with and checking of Maintenance Bypass Switchboards (not actual SU of MBC or MBS) | EA | EA | ABBE | TRUE |  | P | PPD | 100 |  | 077318-1-1
130630 | 14 | 1 | States | Caddell Construction | Hayley Fabian | TRUE | 2026-01-08T00:00:00 | 2029-12-31T00:00:00 | 2029-12-31T00:00:00 | 1 | 0 | 1 | 4500 | 4500 | 36116 | USA | N45 | 77 | ABB INC | 27511 | MOBILIZATION_UPS PKG | Mobilization for UPS Pkg (for L4/L5/L6T Tasks) | PUR | Mobilization for UPS Pkg (for L4/L5/L6T Tasks) | EA | EA | ABBE | TRUE |  | P | PPD | 100 |  | 077318-1-1
130630 | 12 | 1 | States | Caddell Construction | Hayley Fabian | TRUE | 2026-01-08T00:00:00 | 2027-01-20T00:00:00 | 2027-01-20T00:00:00 | 4 | 0 | 4 | 11500 | 46000 | 36116 | USA | N45 | 77 | ABB INC | 27511 | FSUMEG1600P1 | Level-3 Startup of MegaFlex UPS | PUR | Level-3 Startup of MegaFlex UPS | EA | EA | ABBE | TRUE |  | P | PPD | 100 |  | 077318-1-1
130630 | 3 | 1 | States | Caddell Construction | Hayley Fabian | TRUE | 2026-01-08T00:00:00 | 2027-01-19T00:00:00 | 2027-01-19T00:00:00 | 4 | 0 | 4 | 286472.37 | 1145889.48 | 36116 | USA | N45 | 77 | ABB INC | 27511 | 4NWP106511R0002 | MegaFlex 1.5MW UPS 480V 60Hz: Static Bypass - 100% rated continuous duty; Cabinet color: RAL 9005 (black); Single or dual AC feed; Short circuit withstand rating: 100kAIC; Input Voltage: 480V 3-Phase + Gnd , +/- 15% voltage tolerance, Frequency: 60Hz +/- 10%, PF = 0.99; Output: 480V, 3W + Gnd, Frequency: 60Hz & PF = 1.0; Efficiency: Up to 97% Double Conversion (VFI) & Up to 99% eBoost mode (VFD); Compatible Battery Technologies: LiB, NiZn, VRLA | PUR | MegaFlex 1.5MW UPS 480V 60Hz: Static Bypass - 100% rated continuous duty; Cabinet color: RAL 9005 (black); Single or dual AC feed; Short circuit withstand rating: 100kAIC; Input Voltage: 480V 3-Phase + Gnd , +/- 15% voltage tolerance, Frequency: 60Hz +/- 10%, PF = 0.99; Output: 480V, 3W + Gnd, Frequency: 60Hz & PF = 1.0; Efficiency: Up to 97% Double Conversion (VFI) & Up to 99% eBoost mode (VFD); Compatible Battery Technologies: LiB, NiZn, VRLA | EA | EA | ABBE | TRUE |  | P | PPD | 100 |  | 077318-1-1
130630 | 7 | 1 | States | Caddell Construction | Hayley Fabian | TRUE | 2026-01-08T00:00:00 | 2027-01-19T00:00:00 | 2027-01-19T00:00:00 | 4 | 0 | 4 | 2950 | 11800 | 36116 | USA | N45 | 77 | ABB INC | 27511 | 4NWR002253 | IntraPack Part No.: F012382-A02, Standard Primary top hat, Samsung Lithium-Ion UL9540A battery cabinet includes: - Cable management for Positive, Negative and Frame Ground Cables - Removable Front and Top Gland Plates - Paint color: Black - Data logger provided by ABB | PUR | IntraPack Part No.: F012382-A02, Standard Primary top hat, Samsung Lithium-Ion UL9540A battery cabinet includes: - Cable management for Positive, Negative and Frame Ground Cables - Removable Front and Top Gland Plates - Paint color: Black - Data logger provided by ABB | EA | EA | ABBE | TRUE |  | P | PPD | 100 |  | 077318-1-1
130630 | 23 | 1 | States | Caddell Construction | Hayley Fabian | TRUE | 2026-01-08T00:00:00 | 2027-01-20T00:00:00 | 2027-01-20T00:00:00 | 4 | 0 | 4 | 4839 | 19356 | 36116 | USA | N45 | 77 | ABB INC | 27511 | UPS-FOBDEST_ | FCA Destination Charges Included | PUR | FCA Destination Charges Included | EA | EA | ABBE | TRUE |  | P | PPD | 100 |  | 077318-1-1
130630 | 11 | 1 | States | Caddell Construction | Hayley Fabian | TRUE | 2026-01-08T00:00:00 | 2029-12-31T00:00:00 | 2029-12-31T00:00:00 | 4 | 0 | 4 | 9000 | 36000 | 36116 | USA | N45 | 77 | ABB INC | 27511 | FSULITHI136X8P1 | Level-3 Startup of Lithium-Ion Batteries Note: Installation & connecting of batteries in the cabinets are by others (per adder above) | PUR | Level-3 Startup of Lithium-Ion Batteries Note: Installation & connecting of batteries in the cabinets are by others (per adder above) | EA | EA | ABBE | TRUE |  | P | PPD | 100 |  | 077318-1-1
130630 | 20 | 1 | States | Caddell Construction | Hayley Fabian | TRUE | 2026-01-08T00:00:00 | 2027-01-19T00:00:00 | 2027-01-19T00:00:00 | 1 | 0 | 1 | 4500 | 4500 | 36116 | USA | N45 | 77 | ABB INC | 27511 | S-OST | Par 3.4.K - Onsite Training after startup/commissioning completion, contiguous US only (1 day / site + daily rate applied if exceeds) | PUR | Par 3.4.K - Onsite Training after startup/commissioning completion, contiguous US only (1 day / site + daily rate applied if exceeds) | EA | EA | ABBE | TRUE |  | P | PPD | 100 |  | 077318-1-1
130630 | 15 | 1 | States | Caddell Construction | Hayley Fabian | TRUE | 2026-01-08T00:00:00 | 2027-01-20T00:00:00 | 2027-01-20T00:00:00 | 8 | 0 | 8 | 4500 | 36000 | 36116 | USA | N45 | 77 | ABB INC | 27511 | S-CM1_UPS 3.5.B | Spec 263353, Par 3.5.B Level-4 Performance Testing per system Par 3.5.B: 2 days onsite (Deviate from 10 to 2 days per Customer Request) | PUR | Spec 263353, Par 3.5.B Level-4 Performance Testing per system Par 3.5.B: 2 days onsite (Deviate from 10 to 2 days per Customer Request) | EA | EA | ABBE | TRUE |  | P | PPD | 100 |  | 077318-1-1
130630 | 16 | 1 | States | Caddell Construction | Hayley Fabian | TRUE | 2026-01-08T00:00:00 | 2027-01-20T00:00:00 | 2027-01-20T00:00:00 | 8 | 0 | 8 | 4500 | 36000 | 36116 | USA | N45 | 77 | ABB INC | 27511 | S-CM1_UPS 3.5.D | (Customer to decide) Spec 263353, Par 3.5.D Level-4 Performance Testing per system Par 3.5.D: Exploratory period - 1st 2 days onsite Note: Customer to decide if this step is necessary | PUR | (Customer to decide) Spec 263353, Par 3.5.D Level-4 Performance Testing per system Par 3.5.D: Exploratory period - 1st 2 days onsite Note: Customer to decide if this step is necessary | EA | EA | ABBE | TRUE |  | P | PPD | 100 |  | 077318-1-1
130630 | 6 | 1 | States | Caddell Construction | Hayley Fabian | TRUE | 2026-01-08T00:00:00 | 2027-01-19T00:00:00 | 2027-01-19T00:00:00 | 28 | 0 | 28 | 1500 | 42000 | 36116 | USA | N45 | 77 | ABB INC | 27511 | 4NWR002204 | IntraPack Part No.: F012384-A02, Secondary top hat, Samsung Lithium-Ion UL9540A battery cabinet includes: - Cable management for Positive, Negative and Frame Ground Cables - Removable Front and Top Gland Plates - Paint color: Black | PUR | IntraPack Part No.: F012384-A02, Secondary top hat, Samsung Lithium-Ion UL9540A battery cabinet includes: - Cable management for Positive, Negative and Frame Ground Cables - Removable Front and Top Gland Plates - Paint color: Black | EA | EA | ABBE | TRUE |  | P | PPD | 100 |  | 077318-1-1
130630 | 22 | 1 | States | Caddell Construction | Hayley Fabian | TRUE | 2026-01-08T00:00:00 | 2027-01-20T00:00:00 | 2027-01-20T00:00:00 | 4 | 0 | 4 | 5188 | 20752 | 36116 | USA | N45 | 77 | ABB INC | 27511 | UPS-FOBDEST | FCA Destination Charges Included | PUR | FCA Destination Charges Included | EA | EA | ABBE | TRUE |  | P | PPD | 100 |  | 077318-1-1
130630 | 10 | 2 | States | Caddell Construction | Hayley Fabian | TRUE | 2026-01-08T00:00:00 | 2027-01-19T00:00:00 | 2027-01-19T00:00:00 | 4 | 0 | 4 | 3500 | 28000 | 36116 | USA | N45 | 77 | ABB INC | 27511 | FREIGHT_RIC | Freight: Incoterm FCA Factory - Freight allowed | PUR | Freight: Incoterm FCA Factory - Freight allowed | EA | EA | ABBE | TRUE |  | P | PPD | 100 |  | 077318-1-1
130630 | 18 | 1 | States | Caddell Construction | Hayley Fabian | TRUE | 2026-01-08T00:00:00 | 2029-12-31T00:00:00 | 2029-12-31T00:00:00 | 16 | 0 | 16 | 4500 | 72000 | 36116 | USA | N45 | 77 | ABB INC | 27511 | SERVICEFLATRATE Spec | Spec 263353.1, Par 3.2.B - Battery installation by UPS Manufacturer | PUR | Spec 263353.1, Par 3.2.B - Battery installation by UPS Manufacturer | EA | EA | ABBE | TRUE |  | P | PPD | 100 |  | 077318-1-1
130630 | 1 | 1 | States | Caddell Construction | Hayley Fabian | TRUE | 2026-01-08T00:00:00 | 2027-01-19T00:00:00 | 2027-01-19T00:00:00 | 4 | 0 | 4 | 1364.35 | 5457.4 | 36116 | USA | N45 | 77 | ABB INC | 27511 | 4NWA7000321568A | MegaFlex Seismic Bracket | PUR | MegaFlex Seismic Bracket | EA | EA | ABBE | TRUE |  | P | PPD | 100 |  | 077318-1-1
130630 | 9 | 1 | States | Caddell Construction | Hayley Fabian | TRUE | 2026-01-08T00:00:00 | 2027-01-19T00:00:00 | 2027-01-19T00:00:00 | 8 | 0 | 8 | 646.12 | 5168.96 | 36116 | USA | N45 | 77 | ABB INC | 27511 | 7GSP017351R0001 | UPS OPT IM0171E CUSTOMER INTERFAIEC_1605 | PUR | CIC Communication Card | EA | EA | ABBE | TRUE |  | P | PPD | 100 |  | 077318-1-1
130630 | 19 | 1 | States | Caddell Construction | Hayley Fabian | TRUE | 2026-01-08T00:00:00 | 2029-12-31T00:00:00 | 2029-12-31T00:00:00 | 4 | 0 | 4 | 4500 | 18000 | 36116 | USA | N45 | 77 | ABB INC | 27511 | S-IST | (1 day/UPS is recommended) Spec 263353, Par 3.6A Level-5 Integration System Testing (IST) (1 day included + daily rate applied if exceeds) | PUR | (1 day/UPS is recommended) Spec 263353, Par 3.6A Level-5 Integration System Testing (IST) (1 day included + daily rate applied if exceeds) | EA | EA | ABBE | TRUE |  | P | PPD | 100 |  | 077318-1-1
130630 | 4 | 1 | States | Caddell Construction | Hayley Fabian | TRUE | 2026-01-08T00:00:00 | 2027-01-19T00:00:00 | 2027-01-19T00:00:00 | 4 | 0 | 4 | 1127.85 | 4511.4 | 36116 | USA | N45 | 77 | ABB INC | 27511 | 4NWP107801R0001 | ANC-L Network Communication Card | PUR | ANC-L Network Communication Card | EA | EA | ABBE | TRUE |  | P | PPD | 100 |  | 077318-1-1
130630 | 8 | 1 | States | Caddell Construction | Hayley Fabian | TRUE | 2026-01-08T00:00:00 | 2027-01-19T00:00:00 | 2027-01-19T00:00:00 | 4 | 0 | 4 | 12590 | 50360 | 36116 | USA | N45 | 77 | ABB INC | 27511 | 79-5000-00000047 | 4000A DC Junction Cabinet: - NEMA-1 enclosure - Dim: 30"W x 24"D x 87"H - Front access; - Installed end cap of battery lineup closer to UPS I/O section - Accommodates up to 10 DC battery cabinet landings - Installed by contractor - see ABB installation drawing; | PUR | 4000A DC Junction Cabinet: - NEMA-1 enclosure - Dim: 30"W x 24"D x 87"H - Front access; - Installed end cap of battery lineup closer to UPS I/O section - Accommodates up to 10 DC battery cabinet landings - Installed by contractor - see ABB installation drawing; | EA | EA | ABBE | TRUE |  | P | PPD | 100 |  | 077318-1-1
124149 | 14 | 1 | States | Truebeck Construction | Hayley Fabian | TRUE | 2024-08-28T00:00:00 | 2026-12-31T00:00:00 | 2025-09-25T00:00:00 | 2 | 0 | 2 | 5850.32 | 11700.64 | 97756 | USA | N30 | 77 | ABB INC | 27511 | FSUMEG1600P1 | Level-3 Startup of MegaFlex UPS |  | START-UP MEGAFLEX 1.5-1.6 L2 | EA | EA | ABBE | TRUE |  | P | PPD | 100 |  | 076806-38-1
130628 | 11 | 1 | States | AML Construction | Hayley Fabian | TRUE | 2026-01-08T00:00:00 | 2029-12-31T00:00:00 | 2029-12-31T00:00:00 | 4 | 0 | 4 | 9000 | 36000 | 47130 | USA | N45 | 77 | ABB INC | 27511 | FSULITHI136X8P1 | Level-3 Startup of Lithium-Ion Batteries Note: Installation & connecting of batteries in the cabinets are by others (per adder above) | PUR | Level-3 Startup of Lithium-Ion Batteries Note: Installation & connecting of batteries in the cabinets are by others (per adder above) | EA | EA | ABBE | TRUE |  | P | PPD | 100 |  | 077317-1-1
130628 | 2 | 1 | States | AML Construction | Hayley Fabian | TRUE | 2026-01-08T00:00:00 | 2026-12-16T00:00:00 | 2026-12-16T00:00:00 | 32 | 0 | 32 | 28748.86 | 919963.52 | 47130 | USA | N45 | 77 | ABB INC | 27511 | 4NWP104024R36U2, 8 LiBC/UPS | Samsung 136S Lithium Battery Cabinets/UPS: - High cycle / High Power Density - UL9540/UL9540A Listed - Top Cable Entry - DC Breaker in each battery cabinet - DIM/BC: 25.5 in W x 21 in D x 87 in H; - Approx Weight/BC: 1125 lbs - Battery runtime: 7 minn BOL / 5 min EOL for 1579 kWb battery loads | PUR | Samsung 136S Lithium Battery Cabinets/UPS: - High cycle / High Power Density - UL9540/UL9540A Listed - Top Cable Entry - DC Breaker in each battery cabinet - DIM/BC: 25.5 in W x 21 in D x 87 in H; - Approx Weight/BC: 1125 lbs - Battery runtime: 7 minn BOL / 5 min EOL for 1579 kWb battery loads | EA | EA | ABBE | TRUE |  | P | PPD | 100 |  | 077317-1-1
130628 | 4 | 1 | States | AML Construction | Hayley Fabian | TRUE | 2026-01-08T00:00:00 | 2026-12-16T00:00:00 | 2026-12-16T00:00:00 | 4 | 0 | 4 | 1127.85 | 4511.4 | 47130 | USA | N45 | 77 | ABB INC | 27511 | 4NWP107801R0001 | ANC-L Network Communication Card | PUR | ANC-L Network Communication Card | EA | EA | ABBE | TRUE |  | P | PPD | 100 |  | 077317-1-1
130628 | 18 | 1 | States | AML Construction | Hayley Fabian | TRUE | 2026-01-08T00:00:00 | 2029-12-31T00:00:00 | 2029-12-31T00:00:00 | 16 | 0 | 16 | 4500 | 72000 | 47130 | USA | N45 | 77 | ABB INC | 27511 | SERVICEFLATRATE Spec | Spec 263353.1, Par 3.2.B - Battery installation by UPS Manufacturer | PUR | Spec 263353.1, Par 3.2.B - Battery installation by UPS Manufacturer | EA | EA | ABBE | TRUE |  | P | PPD | 100 |  | 077317-1-1
130628 | 6 | 1 | States | AML Construction | Hayley Fabian | TRUE | 2026-01-08T00:00:00 | 2026-12-16T00:00:00 | 2026-12-16T00:00:00 | 28 | 0 | 28 | 1500 | 42000 | 47130 | USA | N45 | 77 | ABB INC | 27511 | 4NWR002204 | IntraPack Part No.: F012384-A02, Secondary top hat, Samsung Lithium-Ion UL9540A battery cabinet includes: - Cable management for Positive, Negative and Frame Ground Cables - Removable Front and Top Gland Plates - Paint color: Black | PUR | IntraPack Part No.: F012384-A02, Secondary top hat, Samsung Lithium-Ion UL9540A battery cabinet includes: - Cable management for Positive, Negative and Frame Ground Cables - Removable Front and Top Gland Plates - Paint color: Black | EA | EA | ABBE | TRUE |  | P | PPD | 100 |  | 077317-1-1
130628 | 1 | 1 | States | AML Construction | Hayley Fabian | TRUE | 2026-01-08T00:00:00 | 2026-12-16T00:00:00 | 2026-12-16T00:00:00 | 4 | 0 | 4 | 1364.35 | 5457.4 | 47130 | USA | N45 | 77 | ABB INC | 27511 | 4NWA7000321568A | MegaFlex Seismic Bracket | PUR | MegaFlex Seismic Bracket | EA | EA | ABBE | TRUE |  | P | PPD | 100 |  | 077317-1-1
130628 | 20 | 1 | States | AML Construction | Hayley Fabian | TRUE | 2026-01-08T00:00:00 | 2026-12-16T00:00:00 | 2026-12-16T00:00:00 | 1 | 0 | 1 | 4500 | 4500 | 47130 | USA | N45 | 77 | ABB INC | 27511 | S-OST | Par 3.4.K - Onsite Training after startup/commissioning completion, contiguous US only (1 day / site + daily rate applied if exceeds) | PUR | Par 3.4.K - Onsite Training after startup/commissioning completion, contiguous US only (1 day / site + daily rate applied if exceeds) | EA | EA | ABBE | TRUE |  | P | PPD | 100 |  | 077317-1-1
130628 | 10 | 1 | States | AML Construction | Hayley Fabian | TRUE | 2026-01-08T00:00:00 | 2026-12-16T00:00:00 | 2026-12-16T00:00:00 | 4 | 0 | 4 | 3500 | 28000 | 47130 | USA | N45 | 77 | ABB INC | 27511 | FREIGHT_RIC | Freight: Incoterm FCA Factory - Freight allowed | PUR | Freight: Incoterm FCA Factory - Freight allowed | EA | EA | ABBE | TRUE |  | P | PPD | 100 |  | 077317-1-1
130628 | 17 | 1 | States | AML Construction | Hayley Fabian | TRUE | 2026-01-08T00:00:00 | 2029-12-31T00:00:00 | 2029-12-31T00:00:00 | 2 | 0 | 2 | 4500 | 9000 | 47130 | USA | N45 | 77 | ABB INC | 27511 | SERVICEFLATRATE | Level-3 Startup: Additional startup time - interfacing with and checking of Maintenance Bypass Switchboards (not actual SU of MBC or MBS) | PUR | Level-3 Startup: Additional startup time - interfacing with and checking of Maintenance Bypass Switchboards (not actual SU of MBC or MBS) | EA | EA | ABBE | TRUE |  | P | PPD | 100 |  | 077317-1-1
130628 | 16 | 1 | States | AML Construction | Hayley Fabian | TRUE | 2026-01-08T00:00:00 | 2026-12-17T00:00:00 | 2026-12-17T00:00:00 | 8 | 0 | 8 | 4500 | 36000 | 47130 | USA | N45 | 77 | ABB INC | 27511 | S-CM1_UPS 3.5.D | (Customer to decide) Spec 263353, Par 3.5.D Level-4 Performance Testing per system Par 3.5.D: Exploratory period - 1st 2 days onsite Note: Customer to decide if this step is necessary | PUR | (Customer to decide) Spec 263353, Par 3.5.D Level-4 Performance Testing per system Par 3.5.D: Exploratory period - 1st 2 days onsite Note: Customer to decide if this step is necessary | EA | EA | ABBE | TRUE |  | P | PPD | 100 |  | 077317-1-1
130628 | 23 | 1 | States | AML Construction | Hayley Fabian | TRUE | 2026-01-08T00:00:00 | 2026-12-17T00:00:00 | 2026-12-17T00:00:00 | 4 | 0 | 4 | 4839 | 19356 | 47130 | USA | N45 | 77 | ABB INC | 27511 | UPS-FOBDEST_ | FCA Destination Charges Included | PUR | FCA Destination Charges Included | EA | EA | ABBE | TRUE |  | P | PPD | 100 |  | 077317-1-1
130628 | 13 | 1 | States | AML Construction | Hayley Fabian | TRUE | 2026-01-08T00:00:00 | 2029-12-31T00:00:00 | 2029-12-31T00:00:00 | 1 | 0 | 1 | 4500 | 4500 | 47130 | USA | N45 | 77 | ABB INC | 27511 | MOBILIZATION_UPS | Mobilization for UPS Pkg (assume startup at same time for both UPS's) | PUR | Mobilization for UPS Pkg (assume startup at same time for both UPS's) | EA | EA | ABBE | TRUE |  | P | PPD | 100 |  | 077317-1-1
130628 | 3 | 1 | States | AML Construction | Hayley Fabian | TRUE | 2026-01-08T00:00:00 | 2026-12-16T00:00:00 | 2026-12-16T00:00:00 | 4 | 0 | 4 | 286472.37 | 1145889.48 | 47130 | USA | N45 | 77 | ABB INC | 27511 | 4NWP106511R0002 | MegaFlex 1.5MW UPS 480V 60Hz: Static Bypass - 100% rated continuous duty; Cabinet color: RAL 9005 (black); Single or dual AC feed; Short circuit withstand rating: 100kAIC; Input Voltage: 480V 3-Phase + Gnd , +/- 15% voltage tolerance, Frequency: 60Hz +/- 10%, PF = 0.99; Output: 480V, 3W + Gnd, Frequency: 60Hz & PF = 1.0; Efficiency: Up to 97% Double Conversion (VFI) & Up to 99% eBoost mode (VFD); Compatible Battery Technologies: LiB, NiZn, VRLA | PUR | MegaFlex 1.5MW UPS 480V 60Hz: Static Bypass - 100% rated continuous duty; Cabinet color: RAL 9005 (black); Single or dual AC feed; Short circuit withstand rating: 100kAIC; Input Voltage: 480V 3-Phase + Gnd , +/- 15% voltage tolerance, Frequency: 60Hz +/- 10%, PF = 0.99; Output: 480V, 3W + Gnd, Frequency: 60Hz & PF = 1.0; Efficiency: Up to 97% Double Conversion (VFI) & Up to 99% eBoost mode (VFD); Compatible Battery Technologies: LiB, NiZn, VRLA | EA | EA | ABBE | TRUE |  | P | PPD | 100 |  | 077317-1-1
130628 | 15 | 1 | States | AML Construction | Hayley Fabian | TRUE | 2026-01-08T00:00:00 | 2026-12-17T00:00:00 | 2026-12-17T00:00:00 | 8 | 0 | 8 | 4500 | 36000 | 47130 | USA | N45 | 77 | ABB INC | 27511 | S-CM1_UPS 3.5.B | Spec 263353, Par 3.5.B Level-4 Performance Testing per system Par 3.5.B: 2 days onsite (Deviate from 10 to 2 days per Customer Request) | PUR | Spec 263353, Par 3.5.B Level-4 Performance Testing per system Par 3.5.B: 2 days onsite (Deviate from 10 to 2 days per Customer Request) | EA | EA | ABBE | TRUE |  | P | PPD | 100 |  | 077317-1-1
130628 | 19 | 1 | States | AML Construction | Hayley Fabian | TRUE | 2026-01-08T00:00:00 | 2029-12-31T00:00:00 | 2029-12-31T00:00:00 | 4 | 0 | 4 | 4500 | 18000 | 47130 | USA | N45 | 77 | ABB INC | 27511 | S-IST | (1 day/UPS is recommended) Spec 263353, Par 3.6A Level-5 Integration System Testing (IST) (1 day included + daily rate applied if exceeds) | PUR | (1 day/UPS is recommended) Spec 263353, Par 3.6A Level-5 Integration System Testing (IST) (1 day included + daily rate applied if exceeds) | EA | EA | ABBE | TRUE |  | P | PPD | 100 |  | 077317-1-1
130628 | 10 | 2 | States | AML Construction | Hayley Fabian | TRUE | 2026-01-08T00:00:00 | 2026-12-16T00:00:00 | 2026-12-16T00:00:00 | 4 | 0 | 4 | 3500 | 28000 | 47130 | USA | N45 | 77 | ABB INC | 27511 | FREIGHT_RIC | Freight: Incoterm FCA Factory - Freight allowed | PUR | Freight: Incoterm FCA Factory - Freight allowed | EA | EA | ABBE | TRUE |  | P | PPD | 100 |  | 077317-1-1
130628 | 22 | 1 | States | AML Construction | Hayley Fabian | TRUE | 2026-01-08T00:00:00 | 2026-12-17T00:00:00 | 2026-12-17T00:00:00 | 4 | 0 | 4 | 5188 | 20752 | 47130 | USA | N45 | 77 | ABB INC | 27511 | UPS-FOBDEST | FCA Destination Charges Included | PUR | FCA Destination Charges Included | EA | EA | ABBE | TRUE |  | P | PPD | 100 |  | 077317-1-1
130628 | 7 | 1 | States | AML Construction | Hayley Fabian | TRUE | 2026-01-08T00:00:00 | 2026-12-16T00:00:00 | 2026-12-16T00:00:00 | 4 | 0 | 4 | 2950 | 11800 | 47130 | USA | N45 | 77 | ABB INC | 27511 | 4NWR002253 | IntraPack Part No.: F012382-A02, Standard Primary top hat, Samsung Lithium-Ion UL9540A battery cabinet includes: - Cable management for Positive, Negative and Frame Ground Cables - Removable Front and Top Gland Plates - Paint color: Black - Data logger provided by ABB | PUR | IntraPack Part No.: F012382-A02, Standard Primary top hat, Samsung Lithium-Ion UL9540A battery cabinet includes: - Cable management for Positive, Negative and Frame Ground Cables - Removable Front and Top Gland Plates - Paint color: Black - Data logger provided by ABB | EA | EA | ABBE | TRUE |  | P | PPD | 100 |  | 077317-1-1
130628 | 8 | 1 | States | AML Construction | Hayley Fabian | TRUE | 2026-01-08T00:00:00 | 2026-12-16T00:00:00 | 2026-12-16T00:00:00 | 4 | 0 | 4 | 12590 | 50360 | 47130 | USA | N45 | 77 | ABB INC | 27511 | 79-5000-00000047 | 4000A DC Junction Cabinet: - NEMA-1 enclosure - Dim: 30"W x 24"D x 87"H - Front access; - Installed end cap of battery lineup closer to UPS I/O section - Accommodates up to 10 DC battery cabinet landings - Installed by contractor - see ABB installation drawing; | PUR | 4000A DC Junction Cabinet: - NEMA-1 enclosure - Dim: 30"W x 24"D x 87"H - Front access; - Installed end cap of battery lineup closer to UPS I/O section - Accommodates up to 10 DC battery cabinet landings - Installed by contractor - see ABB installation drawing; | EA | EA | ABBE | TRUE |  | P | PPD | 100 |  | 077317-1-1
130628 | 12 | 1 | States | AML Construction | Hayley Fabian | TRUE | 2026-01-08T00:00:00 | 2029-12-31T00:00:00 | 2029-12-31T00:00:00 | 4 | 0 | 4 | 11500 | 46000 | 47130 | USA | N45 | 77 | ABB INC | 27511 | FSUMEG1600P1 | Level-3 Startup of MegaFlex UPS | PUR | Level-3 Startup of MegaFlex UPS | EA | EA | ABBE | TRUE |  | P | PPD | 100 |  | 077317-1-1
130628 | 9 | 1 | States | AML Construction | Hayley Fabian | TRUE | 2026-01-08T00:00:00 | 2026-12-16T00:00:00 | 2026-12-16T00:00:00 | 8 | 0 | 8 | 646.12 | 5168.96 | 47130 | USA | N45 | 77 | ABB INC | 27511 | 7GSP017351R0001 | UPS OPT IM0171E CUSTOMER INTERFAIEC_1605 | PUR | CIC Communication Card | EA | EA | ABBE | TRUE |  | P | PPD | 100 |  | 077317-1-1
130628 | 14 | 1 | States | AML Construction | Hayley Fabian | TRUE | 2026-01-08T00:00:00 | 2029-12-31T00:00:00 | 2029-12-31T00:00:00 | 1 | 0 | 1 | 4500 | 4500 | 47130 | USA | N45 | 77 | ABB INC | 27511 | MOBILIZATION_UPS PKG | Mobilization for UPS Pkg (for L4/L5/L6T Tasks) | PUR | Mobilization for UPS Pkg (for L4/L5/L6T Tasks) | EA | EA | ABBE | TRUE |  | P | PPD | 100 |  | 077317-1-1
130191 | 2 | 1 | States | EED REED | Hayley Fabian | TRUE | 2025-12-02T00:00:00 | 2026-10-30T00:00:00 | 2026-10-30T00:00:00 | 2 | 0 | 2 | 9751.3 | 19502.6 | 29847 | USA | N45 | 77 | ABB INC | 27511 | FSUMEG1600P1 | Level-3 Startup of MegaFlex UPS |  | START-UP MEGAFLEX 1.5-1.6 L2 | EA | EA | ABBE | TRUE |  | P | PPD | 100 |  | 076920-11-1
130548 | 4 | 1 | States | Oppidan | Hayley Fabian | TRUE | 2026-01-05T00:00:00 | 2026-10-06T00:00:00 | 2026-10-06T00:00:00 | 4 | 0 | 4 | 4255 | 17020 | 43026 | USA | N45 | 77 | ABB INC | 27511 | Other Services - Level 4 | Level 4 Performancy Testing - (4) Days(s) | PUR | Level 4 Performancy Testing - (4) Days(s) | EA | EA | ABBE | TRUE |  | P | PPD | 100 |  | 077311-2-1
130548 | 1 | 1 | States | Oppidan | Hayley Fabian | TRUE | 2026-01-05T00:00:00 | 2026-10-05T00:00:00 | 2026-10-05T00:00:00 | 18 | 0 | 18 | 9500 | 171000 | 43026 | USA | N45 | 77 | ABB INC | 27511 | 1200A 24" Front Access Sidecar | SuperSwitch 4 - 1200A 24" Front Access Sidecar | PUR | SuperSwitch 4 - 1200A 24" Front Access Sidecar | EA | EA | ABBE | TRUE |  | P | PPD | 100 |  | 077311-2-1
130548 | 7 | 1 | States | Oppidan | Hayley Fabian | TRUE | 2026-01-05T00:00:00 | 2026-10-05T00:00:00 | 2026-10-05T00:00:00 | 18 | 0 | 18 | 87169 | 1569042 | 43026 | USA | N45 | 77 | ABB INC | 27511 | SuperSwitch 4 (DSTS) | 1200A, 480V, DSTS (SS4) | PUR | 1200A, 480V, DSTS (SS4) | EA | EA | ABBE | TRUE |  | P | PPD | 100 |  | 077311-2-1
130548 | 8 | 1 | States | Oppidan | Hayley Fabian | TRUE | 2026-01-05T00:00:00 | 2026-10-06T00:00:00 | 2026-10-06T00:00:00 | 1 | 0 | 1 | 41285 | 41285 | 43026 | USA | N45 | 77 | ABB INC | 27511 | Supplementary Item - Extended Warranty | 2 Year Extended Warranty w/1 PM QTY (6) 1200A STS Units | PUR | 2 Year Extended Warranty w/1 PM QTY (18) 1200A STS Units | EA | EA | ABBE | TRUE |  | P | PPD | 100 |  | 077311-2-1
130548 | 6 | 1 | States | Oppidan | Hayley Fabian | TRUE | 2026-01-05T00:00:00 | 2026-10-06T00:00:00 | 2026-10-06T00:00:00 | 9 | 0 | 9 | 4450 | 40050 | 43026 | USA | N45 | 77 | ABB INC | 27511 | Services - Start-up Service | On-site Service Per Day (not to exceed 3 days), M-F 8am-5pm | PUR | On-site Service Per Day (not to exceed 3 days), M-F 8am-5pm | EA | EA | ABBE | TRUE |  | P | PPD | 100 |  | 077311-2-1
130548 | 5 | 1 | States | Oppidan | Hayley Fabian | TRUE | 2026-01-05T00:00:00 | 2029-12-31T00:00:00 | 2029-12-31T00:00:00 | 3 | 0 | 3 | 4500 | 13500 | 43026 | USA | N45 | 77 | ABB INC | 27511 | Other Services - Mobilization | Mobilization - (3) Visit(s) | PUR | Mobilization - (3) Visit(s) | EA | EA | ABBE | TRUE |  | P | PPD | 100 |  | 077311-2-1
130548 | 2 | 1 | States | Oppidan | Hayley Fabian | TRUE | 2026-01-05T00:00:00 | 2026-10-05T00:00:00 | 2026-10-05T00:00:00 | 18 | 0 | 18 | 390 | 7020 | 43026 | USA | N45 | 77 | ABB INC | 27511 | 800A-1200A Vented Kickplates | SuperSwitch 4 - 800A-1200A Vented Kickplates | PUR | SuperSwitch 4 - 800A-1200A Vented Kickplates | EA | EA | ABBE | TRUE |  | P | PPD | 100 |  | 077311-2-1
130548 | 9 | 1 | States | Oppidan | Hayley Fabian | TRUE | 2026-01-05T00:00:00 | 2026-10-05T00:00:00 | 2026-10-05T00:00:00 | 108 | 0 | 108 | 57 | 6156 | 43026 | USA | N45 | 77 | ABB INC | 27511 | Supplementary Item - STS | STS Pedestals | PUR | STS Pedestals | EA | EA | ABBE | TRUE |  | P | PPD | 100 |  | 077311-2-1
130548 | 3 | 1 | States | Oppidan | Hayley Fabian | TRUE | 2026-01-05T00:00:00 | 2026-10-06T00:00:00 | 2026-10-06T00:00:00 | 1 | 0 | 1 | 4255 | 4255 | 43026 | USA | N45 | 77 | ABB INC | 27511 | Other Services - Integration Testing | Integration Testing - (1) Day(s) | PUR | Integration Testing - (1) Day(s) | EA | EA | ABBE | TRUE |  | P | PPD | 100 |  | 077311-2-1
131110 | 1 | 1 | States | Dayton | Hayley Fabian | TRUE | 2026-02-05T00:00:00 | 2026-09-17T00:00:00 | 2026-09-17T00:00:00 | 16 | 0 | 16 | 4417.27 | 70676.32 | 55369 | USA | N45 | 77 | ABB INC | 27511 | BTO ATS 30A-260A | ZGDJ3XX12-CX2XT4XX - Automatic Transfer Switch, ZTG T-Series, 30 A-260 A "ZTG DT 260A3PH No Neu N1 General Purpose Commercial and Industrial Automatic Transfer Switch 260 A, 3 Phase (3 Pole), Delayed Transition NEMA 1 Enclosure 4 NO (Normally Open) and 4 NC (Normally Closed) Auxiliary Contacts No Neutral No Meters GB2 - (6)#8-1/0 Ground Bar Modbus TCP communications Additional 4 I/O, programmable T1-Panel Voltage agnostic, Rated for 200 to 480V line to line voltage Standard Application-Sources on Bottom UL 1008 listed up To 480VAC at 50/60Hz Seismic certified To IEEE-693-2005 at HIGH level With 2.5 amplification factor Seismic certified To IBC-2015 at Ip=1.5 For z/h less than Or equal To 1 Microprocessor activated Momentary test switch Programmable exerciser daily, 7-14-28-365 days user- selectable, with or without load Event log of last 250 events Adjustable over/under frequency sensor-Source 2-and Source 1 Frequency Indication - on the controller LED Source -2 - Position indication LED Source -1 - Position indication LED Source -2 - Source availability indication LED Source -1 - Source availability indication" "Engine start timer -adjustable up to 60sec Phase rotation sensing of Source 1 and Source 2 Under voltage sensing 3-phase Source 2 In Phase Monitor between Source 1 and Source 2 to allow transfer-with enable/disable Over voltage sensing-3 phase Source 2 Microprocessor activated Commit/no commit on transferring to Source 2-with enable/disable Time Delay from Neutral Position to Source 1 on Retransfer Time Delay from Neutral Position to Source 2 on Retransfer. Adjustable time delay on transfer to Source 1 Engine stop/cool adjustable cool down timer Voltage imbalance between phases-applies to 3-phase only Adjustable time delay on transfer to Source 2 Bypass transfer timer function-soft switch in controller Programmable Input Modules: (Must be configured by user upon installation) E-Stop Remote Control to S1 (R15 Load Shed) Remote Control to S2 Remote Control to OFF (R15D Load Shed) Inhibit Transfer Manual-Auto Mode Programmable Output Modules: (Must be configured by user upon installation) Alarm / Product Availability Load Connected to S1 Load Disconnected Load Connected to S2 Elevator Pre-transfer Signal (T3/W3)" | PUR | "Category: --- LV - Other --- Identifier: --- BTO ATS 30A-260A ---------------------------------- - Enclosure Rating: --- - System voltage: --- - Bus amperage: --- - Short Circuit Rating: --- - Sections: --- 0" | EA | EA | ABBE | TRUE |  | P | ALL | 100
130877 | 3 | 1 | States | Oppidan Cedar Rapids | Hayley Fabian | TRUE | 2026-01-23T00:00:00 | 2026-11-24T00:00:00 | 2026-11-24T00:00:00 | 1 | 0 | 1 | 4255 | 4255 | 52404 | USA | N45 | 77 | ABB INC | 27511 | Other Services - Level 4 | Level 4 Performancy Testing - (4) Days(s) | PUR | Level 4 Performancy Testing - (1) Day | EA | EA | ABBE | TRUE |  | P | PPD | 100 |  | 077321-2-1
130877 | 6 | 1 | States | Oppidan Cedar Rapids | Hayley Fabian | TRUE | 2026-01-23T00:00:00 | 2026-11-23T00:00:00 | 2026-11-23T00:00:00 | 6 | 0 | 6 | 87169 | 523014 | 52404 | USA | N45 | 77 | ABB INC | 27511 | SuperSwitch 4 (DSTS) | 1200A, 480V, DSTS (SS4) | PUR | 1200A, 480V, DSTS (SS4) | EA | EA | ABBE | TRUE |  | P | PPD | 100 |  | 077321-2-1
130877 | 1 | 1 | States | Oppidan Cedar Rapids | Hayley Fabian | TRUE | 2026-01-23T00:00:00 | 2026-11-23T00:00:00 | 2026-11-23T00:00:00 | 6 | 0 | 6 | 9500 | 57000 | 52404 | USA | N45 | 77 | ABB INC | 27511 | 1200A 24" Front Access Sidecar | SuperSwitch 4 - 1200A 24" Front Access Sidecar | PUR | SuperSwitch 4 - 1200A 24" Front Access Sidecar | EA | EA | ABBE | TRUE |  | P | PPD | 100 |  | 077321-2-1
130877 | 7 | 1 | States | Oppidan Cedar Rapids | Hayley Fabian | TRUE | 2026-01-23T00:00:00 | 2026-11-23T00:00:00 | 2026-11-23T00:00:00 | 36 | 0 | 36 | 57 | 2052 | 52404 | USA | N45 | 77 | ABB INC | 27511 | Supplementary Item - STS | STS Pedestals | PUR | STS Pedestals | EA | EA | ABBE | TRUE |  | P | PPD | 100 |  | 077321-2-1
130877 | 5 | 1 | States | Oppidan Cedar Rapids | Hayley Fabian | TRUE | 2026-01-23T00:00:00 | 2029-12-31T00:00:00 | 2029-12-31T00:00:00 | 3 | 0 | 3 | 4450 | 13350 | 52404 | USA | N45 | 77 | ABB INC | 27511 | Services - Start-up Service | On-site Service Per Day (not to exceed 3 days), M-F 8am-5pm | PUR | On-site Service Per Day (not to exceed 3 days), M-F 8am-5pm | EA | EA | ABBE | TRUE |  | P | PPD | 100 |  | 077321-2-1
130877 | 2 | 1 | States | Oppidan Cedar Rapids | Hayley Fabian | TRUE | 2026-01-23T00:00:00 | 2026-11-23T00:00:00 | 2026-11-23T00:00:00 | 6 | 0 | 6 | 390 | 2340 | 52404 | USA | N45 | 77 | ABB INC | 27511 | 800A-1200A Vented Kickplates | SuperSwitch 4 - 800A-1200A Vented Kickplates | PUR | SuperSwitch 4 - 800A-1200A Vented Kickplates | EA | EA | ABBE | TRUE |  | P | PPD | 100 |  | 077321-2-1
130877 | 4 | 1 | States | Oppidan Cedar Rapids | Hayley Fabian | TRUE | 2026-01-23T00:00:00 | 2029-12-31T00:00:00 | 2029-12-31T00:00:00 | 1 | 0 | 1 | 4500 | 4500 | 52404 | USA | N45 | 77 | ABB INC | 27511 | Other Services - Mobilization | Mobilization - (3) Visit(s) | PUR | Mobilization - (1) Visit | EA | EA | ABBE | TRUE |  | P | PPD | 100 |  | 077321-2-1
130535 | 2 | 1 | States | Oppidan | Hayley Fabian | TRUE | 2026-01-05T00:00:00 | 2026-12-04T00:00:00 | 2026-12-04T00:00:00 | 16 | 0 | 16 | 390 | 6240 | 82007 | USA | N45 | 77 | ABB INC | 27511 | 800A-1200A Vented Kickplates | SuperSwitch 4 - 800A-1200A Vented Kickplates | PUR | SuperSwitch 4 - 800A-1200A Vented Kickplates | EA | EA |  | TRUE |  | P | PPD | 100 |  | 077314-2-1
130535 | 5 | 1 | States | Oppidan | Hayley Fabian | TRUE | 2026-01-05T00:00:00 | 2029-12-31T00:00:00 | 2029-12-31T00:00:00 | 3 | 0 | 3 | 4500 | 13500 | 82007 | USA | N45 | 77 | ABB INC | 27511 | Other Services - Mobilization | Mobilization - (3) Visit(s) | PUR | Mobilization - (3) Visit(s) | EA | EA |  | TRUE |  | P | PPD | 100 |  | 077314-2-1
130535 | 4 | 1 | States | Oppidan | Hayley Fabian | TRUE | 2026-01-05T00:00:00 | 2026-12-07T00:00:00 | 2026-12-07T00:00:00 | 4 | 0 | 4 | 4255 | 17020 | 82007 | USA | N45 | 77 | ABB INC | 27511 | Other Services - Level 4 | Level 4 Performancy Testing - (4) Days(s) | PUR | Level 4 Performancy Testing - (4) Days(s) | EA | EA |  | TRUE |  | P | PPD | 100 |  | 077314-2-1
130535 | 6 | 1 | States | Oppidan | Hayley Fabian | TRUE | 2026-01-05T00:00:00 | 2026-12-07T00:00:00 | 2026-12-07T00:00:00 | 8 | 0 | 8 | 4450 | 35600 | 82007 | USA | N45 | 77 | ABB INC | 27511 | Services - Start-up Service | On-site Service Per Day (not to exceed 3 days), M-F 8am-5pm | PUR | On-site Service Per Day (not to exceed 8 days), M-F 8am-5pm | EA | EA |  | TRUE |  | P | PPD | 100 |  | 077314-2-1
130535 | 9 | 1 | States | Oppidan | Hayley Fabian | TRUE | 2026-01-05T00:00:00 | 2026-12-07T00:00:00 | 2026-12-07T00:00:00 | 96 | 0 | 96 | 57 | 5472 | 82007 | USA | N45 | 77 | ABB INC | 27511 | Supplementary Item - STS | STS Pedestals | PUR | STS Pedestals | EA | EA |  | TRUE |  | P | PPD | 100 |  | 077314-2-1
130535 | 1 | 1 | States | Oppidan | Hayley Fabian | TRUE | 2026-01-05T00:00:00 | 2026-12-04T00:00:00 | 2026-12-04T00:00:00 | 16 | 0 | 16 | 9500 | 152000 | 82007 | USA | N45 | 77 | ABB INC | 27511 | 1200A 24" Front Access Sidecar | SuperSwitch 4 - 1200A 24" Front Access Sidecar | PUR | SuperSwitch 4 - 1200A 24" Front Access Sidecar | EA | EA |  | TRUE |  | P | PPD | 100 |  | 077314-2-1
130535 | 3 | 1 | States | Oppidan | Hayley Fabian | TRUE | 2026-01-05T00:00:00 | 2026-12-07T00:00:00 | 2026-12-07T00:00:00 | 1 | 0 | 1 | 4255 | 4255 | 82007 | USA | N45 | 77 | ABB INC | 27511 | Other Services - Integration Testing | Integration Testing - (1) Day(s) | PUR | Integration Testing - (1) Day(s) | EA | EA |  | TRUE |  | P | PPD | 100 |  | 077314-2-1
130535 | 7 | 1 | States | Oppidan | Hayley Fabian | TRUE | 2026-01-05T00:00:00 | 2026-12-04T00:00:00 | 2026-12-04T00:00:00 | 16 | 0 | 16 | 87169 | 1394704 | 82007 | USA | N45 | 77 | ABB INC | 27511 | SuperSwitch 4 (DSTS) | 1200A, 480V, DSTS (SS4) | PUR | 1200A, 480V, DSTS (SS4) | EA | EA |  | TRUE |  | P | PPD | 100 |  | 077314-2-1
130535 | 8 | 1 | States | Oppidan | Hayley Fabian | TRUE | 2026-01-05T00:00:00 | 2026-12-07T00:00:00 | 2026-12-07T00:00:00 | 1 | 0 | 1 | 36698 | 36698 | 82007 | USA | N45 | 77 | ABB INC | 27511 | Supplementary Item - Extended Warranty | 2 Year Extended Warranty w/1 PM QTY (6) 1200A STS Units | PUR | 2 Year Extended Warranty w/1 PM QTY (6) 1200A STS Units | EA | EA |  | TRUE |  | P | PPD | 100 |  | 077314-2-1
126200 | 6 | 1 | States | Caddell Construction | Hayley Fabian | TRUE | 2025-03-05T00:00:00 | 2026-09-18T00:00:00 | 2026-05-18T00:00:00 | 1 | 0 | 1 | 8003 | 8003 | 36116 | USA | N30 | 77 | ABB INC | 27511 | SP3-SS4X-250480 | SPARES LIST, LEVEL 3: SS4, 250A, 480V |  | SPARES LIST, LEVEL 3: SS4, 250A, 480V | EA | EA | ABBE | TRUE | AR - AMANDA | P | PPD | 100 |  | 077037-39-1
126200 | 7 | 1 | States | Caddell Construction | Hayley Fabian | TRUE | 2025-03-05T00:00:00 | 2026-09-18T00:00:00 | 2026-05-18T00:00:00 | 1 | 0 | 1 | 8766 | 8766 | 36116 | USA | N30 | 77 | ABB INC | 27511 | SP3-SS4X-1KA480 | SPARES,LEVEL 3, 800-1000KVA, 480V, RIGHT |  | SPARES,LEVEL 3, 800-1000KVA, 480V, RIGHT | EA | EA | ABBE | TRUE | AR - AMANDA | P | PPD | 100 |  | 077037-39-1
130546 | 8 | 1 | States | Oppidan | Hayley Fabian | TRUE | 2026-01-05T00:00:00 | 2026-10-06T00:00:00 | 2026-10-06T00:00:00 | 1 | 0 | 1 | 41285 | 41285 | 38138 | USA | N45 | 77 | ABB INC | 27511 | Supplementary Item - Extended Warranty | 2 Year Extended Warranty w/1 PM QTY (6) 1200A STS Units | PUR | 2 Year Extended Warranty w/1 PM QTY (18) 1200A STS Units | EA | EA | ABBE | TRUE |  | P | PPD | 100 |  | 077310-2-1
130546 | 4 | 1 | States | Oppidan | Hayley Fabian | TRUE | 2026-01-05T00:00:00 | 2026-10-06T00:00:00 | 2026-10-06T00:00:00 | 4 | 0 | 4 | 4255 | 17020 | 38138 | USA | N45 | 77 | ABB INC | 27511 | Other Services - Level 4 | Level 4 Performancy Testing - (4) Days(s) | PUR | Level 4 Performancy Testing - (4) Days(s) | EA | EA | ABBE | TRUE |  | P | PPD | 100 |  | 077310-2-1
130546 | 6 | 1 | States | Oppidan | Hayley Fabian | TRUE | 2026-01-05T00:00:00 | 2026-10-06T00:00:00 | 2026-10-06T00:00:00 | 9 | 0 | 9 | 4450 | 40050 | 38138 | USA | N45 | 77 | ABB INC | 27511 | Services - Start-up Service | On-site Service Per Day (not to exceed 3 days), M-F 8am-5pm | PUR | On-site Service Per Day (not to exceed 9 days), M-F 8am-5pm | EA | EA | ABBE | TRUE |  | P | PPD | 100 |  | 077310-2-1
130546 | 9 | 1 | States | Oppidan | Hayley Fabian | TRUE | 2026-01-05T00:00:00 | 2026-10-06T00:00:00 | 2026-10-06T00:00:00 | 108 | 0 | 108 | 57 | 6156 | 38138 | USA | N45 | 77 | ABB INC | 27511 | Supplementary Item - STS | STS Pedestals | PUR | STS Pedestals | EA | EA | ABBE | TRUE |  | P | PPD | 100 |  | 077310-2-1
130546 | 5 | 1 | States | Oppidan | Hayley Fabian | TRUE | 2026-01-05T00:00:00 | 2029-12-31T00:00:00 | 2029-12-31T00:00:00 | 3 | 0 | 3 | 4500 | 13500 | 38138 | USA | N45 | 77 | ABB INC | 27511 | Other Services - Mobilization | Mobilization - (3) Visit(s) | PUR | Mobilization - (3) Visit(s) | EA | EA | ABBE | TRUE |  | P | PPD | 100 |  | 077310-2-1
130546 | 2 | 1 | States | Oppidan | Hayley Fabian | TRUE | 2026-01-05T00:00:00 | 2026-10-05T00:00:00 | 2026-10-05T00:00:00 | 18 | 0 | 18 | 390 | 7020 | 38138 | USA | N45 | 77 | ABB INC | 27511 | 800A-1200A Vented Kickplates | SuperSwitch 4 - 800A-1200A Vented Kickplates | PUR | SuperSwitch 4 - 800A-1200A Vented Kickplates | EA | EA | ABBE | TRUE |  | P | PPD | 100 |  | 077310-2-1
130546 | 7 | 1 | States | Oppidan | Hayley Fabian | TRUE | 2026-01-05T00:00:00 | 2026-10-05T00:00:00 | 2026-10-05T00:00:00 | 18 | 0 | 18 | 87169 | 1569042 | 38138 | USA | N45 | 77 | ABB INC | 27511 | SuperSwitch 4 (DSTS) | 1200A, 480V, DSTS (SS4) | PUR | 1200A, 480V, DSTS (SS4) | EA | EA | ABBE | TRUE |  | P | PPD | 100 |  | 077310-2-1
130546 | 1 | 1 | States | Oppidan | Hayley Fabian | TRUE | 2026-01-05T00:00:00 | 2026-10-05T00:00:00 | 2026-10-05T00:00:00 | 18 | 0 | 18 | 9500 | 171000 | 38138 | USA | N45 | 77 | ABB INC | 27511 | 1200A 24" Front Access Sidecar | SuperSwitch 4 - 1200A 24" Front Access Sidecar | PUR | SuperSwitch 4 - 1200A 24" Front Access Sidecar | EA | EA | ABBE | TRUE |  | P | PPD | 100 |  | 077310-2-1
130546 | 3 | 1 | States | Oppidan | Hayley Fabian | TRUE | 2026-01-05T00:00:00 | 2026-10-06T00:00:00 | 2026-10-06T00:00:00 | 1 | 0 | 1 | 4255 | 4255 | 38138 | USA | N45 | 77 | ABB INC | 27511 | Other Services - Integration Testing | Integration Testing - (1) Day(s) | PUR | Integration Testing - (1) Day(s) | EA | EA | ABBE | TRUE |  | P | PPD | 100 |  | 077310-2-1
130876 | 22 | 1 | States | Oppidan Cedar Rapids | Hayley Fabian | TRUE | 2026-01-23T00:00:00 | 2026-11-17T00:00:00 | 2026-11-17T00:00:00 | 4 | 0 | 4 | 5188 | 20752 | 52404 | USA | N45 | 77 | ABB INC | 27511 | UPS-FOBDEST | FCA Destination Charges Included | PUR | FCA Destination Charges Included | EA | EA | ABBE | TRUE |  | P | PPD | 100 |  | 077321-1-1
130876 | 8 | 1 | States | Oppidan Cedar Rapids | Hayley Fabian | TRUE | 2026-01-23T00:00:00 | 2026-11-13T00:00:00 | 2026-11-13T00:00:00 | 4 | 0 | 4 | 12590 | 50360 | 52404 | USA | N45 | 77 | ABB INC | 27511 | 79-5000-00000047 | 4000A DC Junction Cabinet: - NEMA-1 enclosure - Dim: 30"W x 24"D x 87"H - Front access; - Installed end cap of battery lineup closer to UPS I/O section - Accommodates up to 10 DC battery cabinet landings - Installed by contractor - see ABB installation drawing; | PUR | 4000A DC Junction Cabinet: - NEMA-1 enclosure - Dim: 30"W x 24"D x 87"H - Front access; - Installed end cap of battery lineup closer to UPS I/O section - Accommodates up to 10 DC battery cabinet landings - Installed by contractor - see ABB installation drawing; | EA | EA | ABBE | TRUE |  | P | PPD | 100 |  | 077321-1-1
130876 | 20 | 1 | States | Oppidan Cedar Rapids | Hayley Fabian | TRUE | 2026-01-23T00:00:00 | 2026-11-13T00:00:00 | 2026-11-13T00:00:00 | 1 | 0 | 1 | 4500 | 4500 | 52404 | USA | N45 | 77 | ABB INC | 27511 | S-OST | Par 3.4.K - Onsite Training after startup/commissioning completion, contiguous US only (1 day / site + daily rate applied if exceeds) | PUR | Par 3.4.K - Onsite Training after startup/commissioning completion, contiguous US only (1 day / site + daily rate applied if exceeds) | EA | EA | ABBE | TRUE |  | P | PPD | 100 |  | 077321-1-1
130876 | 7 | 1 | States | Oppidan Cedar Rapids | Hayley Fabian | TRUE | 2026-01-23T00:00:00 | 2026-11-13T00:00:00 | 2026-11-13T00:00:00 | 4 | 0 | 4 | 2950 | 11800 | 52404 | USA | N45 | 77 | ABB INC | 27511 | 4NWR002253 | IntraPack Part No.: F012382-A02, Standard Primary top hat, Samsung Lithium-Ion UL9540A battery cabinet includes: - Cable management for Positive, Negative and Frame Ground Cables - Removable Front and Top Gland Plates - Paint color: Black - Data logger provided by ABB | PUR | IntraPack Part No.: F012382-A02, Standard Primary top hat, Samsung Lithium-Ion UL9540A battery cabinet includes: - Cable management for Positive, Negative and Frame Ground Cables - Removable Front and Top Gland Plates - Paint color: Black - Data logger provided by ABB | EA | EA | ABBE | TRUE |  | P | PPD | 100 |  | 077321-1-1
130876 | 4 | 1 | States | Oppidan Cedar Rapids | Hayley Fabian | TRUE | 2026-01-23T00:00:00 | 2026-11-13T00:00:00 | 2026-11-13T00:00:00 | 4 | 0 | 4 | 1127.85 | 4511.4 | 52404 | USA | N45 | 77 | ABB INC | 27511 | 4NWP107801R0001 | ANC-L Network Communication Card | PUR | ANC-L Network Communication Card | EA | EA | ABBE | TRUE |  | P | PPD | 100 |  | 077321-1-1
130876 | 2 | 1 | States | Oppidan Cedar Rapids | Hayley Fabian | TRUE | 2026-01-23T00:00:00 | 2026-11-13T00:00:00 | 2026-11-13T00:00:00 | 32 | 0 | 32 | 28748.86 | 919963.52 | 52404 | USA | N45 | 77 | ABB INC | 27511 | 4NWP104024R36U2, 8 LiBC/UPS | Samsung 136S Lithium Battery Cabinets/UPS: - High cycle / High Power Density - UL9540/UL9540A Listed - Top Cable Entry - DC Breaker in each battery cabinet - DIM/BC: 25.5 in W x 21 in D x 87 in H; - Approx Weight/BC: 1125 lbs - Battery runtime: 7 minn BOL / 5 min EOL for 1579 kWb battery loads | PUR | Samsung 136S Lithium Battery Cabinets/UPS: - High cycle / High Power Density - UL9540/UL9540A Listed - Top Cable Entry - DC Breaker in each battery cabinet - DIM/BC: 25.5 in W x 21 in D x 87 in H; - Approx Weight/BC: 1125 lbs - Battery runtime: 7 minn BOL / 5 min EOL for 1579 kWb battery loads | EA | EA | ABBE | TRUE |  | P | PPD | 100 |  | 077321-1-1
130876 | 14 | 1 | States | Oppidan Cedar Rapids | Hayley Fabian | TRUE | 2026-01-23T00:00:00 | 2029-12-31T00:00:00 | 2029-12-31T00:00:00 | 1 | 0 | 1 | 4500 | 4500 | 52404 | USA | N45 | 77 | ABB INC | 27511 | MOBILIZATION_UPS PKG | Mobilization for UPS Pkg (for L4/L5/L6T Tasks) | PUR | Mobilization for UPS Pkg (for L4/L5/L6T Tasks) | EA | EA | ABBE | TRUE |  | P | PPD | 100 |  | 077321-1-1
130876 | 3 | 1 | States | Oppidan Cedar Rapids | Hayley Fabian | TRUE | 2026-01-23T00:00:00 | 2026-11-13T00:00:00 | 2026-11-13T00:00:00 | 4 | 0 | 4 | 286472.37 | 1145889.48 | 52404 | USA | N45 | 77 | ABB INC | 27511 | 4NWP106511R0002 | MegaFlex 1.5MW UPS 480V 60Hz: Static Bypass - 100% rated continuous duty; Cabinet color: RAL 9005 (black); Single or dual AC feed; Short circuit withstand rating: 100kAIC; Input Voltage: 480V 3-Phase + Gnd , +/- 15% voltage tolerance, Frequency: 60Hz +/- 10%, PF = 0.99; Output: 480V, 3W + Gnd, Frequency: 60Hz & PF = 1.0; Efficiency: Up to 97% Double Conversion (VFI) & Up to 99% eBoost mode (VFD); Compatible Battery Technologies: LiB, NiZn, VRLA | PUR | MegaFlex 1.5MW UPS 480V 60Hz: Static Bypass - 100% rated continuous duty; Cabinet color: RAL 9005 (black); Single or dual AC feed; Short circuit withstand rating: 100kAIC; Input Voltage: 480V 3-Phase + Gnd , +/- 15% voltage tolerance, Frequency: 60Hz +/- 10%, PF = 0.99; Output: 480V, 3W + Gnd, Frequency: 60Hz & PF = 1.0; Efficiency: Up to 97% Double Conversion (VFI) & Up to 99% eBoost mode (VFD); Compatible Battery Technologies: LiB, NiZn, VRLA | EA | EA | ABBE | TRUE |  | P | PPD | 100 |  | 077321-1-1
130876 | 10 | 2 | States | Oppidan Cedar Rapids | Hayley Fabian | TRUE | 2026-01-23T00:00:00 | 2026-11-13T00:00:00 | 2026-11-13T00:00:00 | 4 | 0 | 4 | 3500 | 28000 | 52404 | USA | N45 | 77 | ABB INC | 27511 | FREIGHT_RIC | Freight: Incoterm FCA Factory - Freight allowed | PUR | Freight: Incoterm FCA Factory - Freight allowed | EA | EA | ABBE | TRUE |  | P | PPD | 100 |  | 077321-1-1
130876 | 18 | 1 | States | Oppidan Cedar Rapids | Hayley Fabian | TRUE | 2026-01-23T00:00:00 | 2029-12-31T00:00:00 | 2029-12-31T00:00:00 | 16 | 0 | 16 | 4500 | 72000 | 52404 | USA | N45 | 77 | ABB INC | 27511 | SERVICEFLATRATE Spec | Spec 263353.1, Par 3.2.B - Battery installation by UPS Manufacturer | PUR | Spec 263353.1, Par 3.2.B - Battery installation by UPS Manufacturer | EA | EA | ABBE | TRUE |  | P | PPD | 100 |  | 077321-1-1
130876 | 19 | 1 | States | Oppidan Cedar Rapids | Hayley Fabian | TRUE | 2026-01-23T00:00:00 | 2029-12-31T00:00:00 | 2029-12-31T00:00:00 | 4 | 0 | 4 | 4500 | 18000 | 52404 | USA | N45 | 77 | ABB INC | 27511 | S-IST | (1 day/UPS is recommended) Spec 263353, Par 3.6A Level-5 Integration System Testing (IST) (1 day included + daily rate applied if exceeds) | PUR | (1 day/UPS is recommended) Spec 263353, Par 3.6A Level-5 Integration System Testing (IST) (1 day included + daily rate applied if exceeds) | EA | EA | ABBE | TRUE |  | P | PPD | 100 |  | 077321-1-1
130876 | 16 | 1 | States | Oppidan Cedar Rapids | Hayley Fabian | TRUE | 2026-01-23T00:00:00 | 2026-11-17T00:00:00 | 2026-11-17T00:00:00 | 8 | 0 | 8 | 4500 | 36000 | 52404 | USA | N45 | 77 | ABB INC | 27511 | S-CM1_UPS 3.5.D | (Customer to decide) Spec 263353, Par 3.5.D Level-4 Performance Testing per system Par 3.5.D: Exploratory period - 1st 2 days onsite Note: Customer to decide if this step is necessary | PUR | (Customer to decide) Spec 263353, Par 3.5.D Level-4 Performance Testing per system Par 3.5.D: Exploratory period - 1st 2 days onsite Note: Customer to decide if this step is necessary | EA | EA | ABBE | TRUE |  | P | PPD | 100 |  | 077321-1-1
130876 | 11 | 1 | States | Oppidan Cedar Rapids | Hayley Fabian | TRUE | 2026-01-23T00:00:00 | 2029-12-31T00:00:00 | 2029-12-31T00:00:00 | 4 | 0 | 4 | 9000 | 36000 | 52404 | USA | N45 | 77 | ABB INC | 27511 | FSULITHI136X8P1 | Level-3 Startup of Lithium-Ion Batteries Note: Installation & connecting of batteries in the cabinets are by others (per adder above) | PUR | Level-3 Startup of Lithium-Ion Batteries Note: Installation & connecting of batteries in the cabinets are by others (per adder above) | EA | EA | ABBE | TRUE |  | P | PPD | 100 |  | 077321-1-1
130876 | 6 | 1 | States | Oppidan Cedar Rapids | Hayley Fabian | TRUE | 2026-01-23T00:00:00 | 2026-11-13T00:00:00 | 2026-11-13T00:00:00 | 28 | 0 | 28 | 1500 | 42000 | 52404 | USA | N45 | 77 | ABB INC | 27511 | 4NWR002204 | IntraPack Part No.: F012384-A02, Secondary top hat, Samsung Lithium-Ion UL9540A battery cabinet includes: - Cable management for Positive, Negative and Frame Ground Cables - Removable Front and Top Gland Plates - Paint color: Black | PUR | IntraPack Part No.: F012384-A02, Secondary top hat, Samsung Lithium-Ion UL9540A battery cabinet includes: - Cable management for Positive, Negative and Frame Ground Cables - Removable Front and Top Gland Plates - Paint color: Black | EA | EA | ABBE | TRUE |  | P | PPD | 100 |  | 077321-1-1
130876 | 15 | 1 | States | Oppidan Cedar Rapids | Hayley Fabian | TRUE | 2026-01-23T00:00:00 | 2026-11-17T00:00:00 | 2026-11-17T00:00:00 | 8 | 0 | 8 | 4500 | 36000 | 52404 | USA | N45 | 77 | ABB INC | 27511 | S-CM1_UPS 3.5.B | Spec 263353, Par 3.5.B Level-4 Performance Testing per system Par 3.5.B: 2 days onsite (Deviate from 10 to 2 days per Customer Request) | PUR | Spec 263353, Par 3.5.B Level-4 Performance Testing per system Par 3.5.B: 2 days onsite (Deviate from 10 to 2 days per Customer Request) | EA | EA | ABBE | TRUE |  | P | PPD | 100 |  | 077321-1-1
130876 | 23 | 1 | States | Oppidan Cedar Rapids | Hayley Fabian | TRUE | 2026-01-23T00:00:00 | 2026-11-17T00:00:00 | 2026-11-17T00:00:00 | 4 | 0 | 4 | 4839 | 19356 | 52404 | USA | N45 | 77 | ABB INC | 27511 | UPS-FOBDEST_ | FCA Destination Charges Included | PUR | FCA Destination Charges Included | EA | EA | ABBE | TRUE |  | P | PPD | 100 |  | 077321-1-1
130876 | 1 | 1 | States | Oppidan Cedar Rapids | Hayley Fabian | TRUE | 2026-01-23T00:00:00 | 2026-11-13T00:00:00 | 2026-11-13T00:00:00 | 4 | 0 | 4 | 1364.35 | 5457.4 | 52404 | USA | N45 | 77 | ABB INC | 27511 | 4NWA7000321568A | MegaFlex Seismic Bracket | PUR | MegaFlex Seismic Bracket | EA | EA | ABBE | TRUE |  | P | PPD | 100 |  | 077321-1-1
130876 | 10 | 1 | States | Oppidan Cedar Rapids | Hayley Fabian | TRUE | 2026-01-23T00:00:00 | 2026-11-13T00:00:00 | 2026-11-13T00:00:00 | 4 | 0 | 4 | 3500 | 28000 | 52404 | USA | N45 | 77 | ABB INC | 27511 | FREIGHT_RIC | Freight: Incoterm FCA Factory - Freight allowed | PUR | Freight: Incoterm FCA Factory - Freight allowed | EA | EA | ABBE | TRUE |  | P | PPD | 100 |  | 077321-1-1
130876 | 17 | 1 | States | Oppidan Cedar Rapids | Hayley Fabian | TRUE | 2026-01-23T00:00:00 | 2029-12-31T00:00:00 | 2029-12-31T00:00:00 | 2 | 0 | 2 | 4500 | 9000 | 52404 | USA | N45 | 77 | ABB INC | 27511 | SERVICEFLATRATE | Level-3 Startup: Additional startup time - interfacing with and checking of Maintenance Bypass Switchboards (not actual SU of MBC or MBS) | PUR | Level-3 Startup: Additional startup time - interfacing with and checking of Maintenance Bypass Switchboards (not actual SU of MBC or MBS) | EA | EA | ABBE | TRUE |  | P | PPD | 100 |  | 077321-1-1
130876 | 12 | 1 | States | Oppidan Cedar Rapids | Hayley Fabian | TRUE | 2026-01-23T00:00:00 | 2029-12-31T00:00:00 | 2029-12-31T00:00:00 | 4 | 0 | 4 | 11500 | 46000 | 52404 | USA | N45 | 77 | ABB INC | 27511 | FSUMEG1600P1 | Level-3 Startup of MegaFlex UPS | PUR | Level-3 Startup of MegaFlex UPS | EA | EA | ABBE | TRUE |  | P | PPD | 100 |  | 077321-1-1
130876 | 13 | 1 | States | Oppidan Cedar Rapids | Hayley Fabian | TRUE | 2026-01-23T00:00:00 | 2029-12-31T00:00:00 | 2029-12-31T00:00:00 | 1 | 0 | 1 | 4500 | 4500 | 52404 | USA | N45 | 77 | ABB INC | 27511 | MOBILIZATION_UPS | Mobilization for UPS Pkg (assume startup at same time for both UPS's) | PUR | Mobilization for UPS Pkg (assume startup at same time for both UPS's) | EA | EA | ABBE | TRUE |  | P | PPD | 100 |  | 077321-1-1
130876 | 9 | 1 | States | Oppidan Cedar Rapids | Hayley Fabian | TRUE | 2026-01-23T00:00:00 | 2026-11-13T00:00:00 | 2026-11-13T00:00:00 | 8 | 0 | 8 | 646.12 | 5168.96 | 52404 | USA | N45 | 77 | ABB INC | 27511 | 7GSP017351R0001 | UPS OPT IM0171E CUSTOMER INTERFAIEC_1605 | PUR | CIC Communication Card | EA | EA | ABBE | TRUE |  | P | PPD | 100 |  | 077321-1-1
130172 | 2 | 1 | States | GC-Whiting Turner | Hayley Fabian | TRUE | 2025-12-01T00:00:00 | 2026-10-30T00:00:00 | 2026-10-30T00:00:00 | 2 | 0 | 2 | 5850.32 | 11700.64 | 68138 | USA | N45 | 77 | ABB INC | 27511 | FSUMEG1600P1 | Level-3 Startup of MegaFlex UPS | LVS | START-UP MEGAFLEX 1.5-1.6 L2 | EA | EA | ABBE | TRUE |  | P | PPD | 100 |  | 076893-11-1
130550 | 2 | 1 | States | Oppidan | Hayley Fabian | TRUE | 2026-01-05T00:00:00 | 2026-10-05T00:00:00 | 2026-10-05T00:00:00 | 18 | 0 | 18 | 390 | 7020 | 63134 | USA | N45 | 77 | ABB INC | 27511 | 800A-1200A Vented Kickplates | SuperSwitch 4 - 800A-1200A Vented Kickplates | PUR | SuperSwitch 4 - 800A-1200A Vented Kickplates | EA | EA | ABBE | TRUE |  | P | PPD | 100 |  | 077312-2-1
130550 | 8 | 1 | States | Oppidan | Hayley Fabian | TRUE | 2026-01-05T00:00:00 | 2026-10-06T00:00:00 | 2026-10-06T00:00:00 | 1 | 0 | 1 | 41285 | 41285 | 63134 | USA | N45 | 77 | ABB INC | 27511 | Supplementary Item - Extended Warranty | 2 Year Extended Warranty w/1 PM QTY (6) 1200A STS Units | PUR | 2 Year Extended Warranty w/1 PM QTY (18) 1200A STS Units | EA | EA | ABBE | TRUE |  | P | PPD | 100 |  | 077312-2-1
130550 | 7 | 1 | States | Oppidan | Hayley Fabian | TRUE | 2026-01-05T00:00:00 | 2026-10-05T00:00:00 | 2026-10-05T00:00:00 | 18 | 0 | 18 | 87169 | 1569042 | 63134 | USA | N45 | 77 | ABB INC | 27511 | SuperSwitch 4 (DSTS) | 1200A, 480V, DSTS (SS4) | PUR | 1200A, 480V, DSTS (SS4) | EA | EA | ABBE | TRUE |  | P | PPD | 100 |  | 077312-2-1
130550 | 3 | 1 | States | Oppidan | Hayley Fabian | TRUE | 2026-01-05T00:00:00 | 2026-10-06T00:00:00 | 2026-10-06T00:00:00 | 1 | 0 | 1 | 4255 | 4255 | 63134 | USA | N45 | 77 | ABB INC | 27511 | Other Services - Integration Testing | Integration Testing - (1) Day(s) | PUR | Integration Testing - (1) Day(s) | EA | EA | ABBE | TRUE |  | P | PPD | 100 |  | 077312-2-1
130550 | 1 | 1 | States | Oppidan | Hayley Fabian | TRUE | 2026-01-05T00:00:00 | 2026-10-05T00:00:00 | 2026-10-05T00:00:00 | 18 | 0 | 18 | 9500 | 171000 | 63134 | USA | N45 | 77 | ABB INC | 27511 | 1200A 24" Front Access Sidecar | SuperSwitch 4 - 1200A 24" Front Access Sidecar | PUR | SuperSwitch 4 - 1200A 24" Front Access Sidecar | EA | EA | ABBE | TRUE |  | P | PPD | 100 |  | 077312-2-1
130550 | 9 | 1 | States | Oppidan | Hayley Fabian | TRUE | 2026-01-05T00:00:00 | 2026-10-06T00:00:00 | 2026-10-06T00:00:00 | 108 | 0 | 108 | 57 | 6156 | 63134 | USA | N45 | 77 | ABB INC | 27511 | Supplementary Item - STS | STS Pedestals | PUR | STS Pedestals | EA | EA | ABBE | TRUE |  | P | PPD | 100 |  | 077312-2-1
130550 | 4 | 1 | States | Oppidan | Hayley Fabian | TRUE | 2026-01-05T00:00:00 | 2026-10-06T00:00:00 | 2026-10-06T00:00:00 | 4 | 0 | 4 | 4255 | 17020 | 63134 | USA | N45 | 77 | ABB INC | 27511 | Other Services - Level 4 | Level 4 Performancy Testing - (4) Days(s) | PUR | Level 4 Performancy Testing - (4) Days(s) | EA | EA | ABBE | TRUE |  | P | PPD | 100 |  | 077312-2-1
130550 | 5 | 1 | States | Oppidan | Hayley Fabian | TRUE | 2026-01-05T00:00:00 | 2029-12-31T00:00:00 | 2029-12-31T00:00:00 | 3 | 0 | 3 | 4500 | 13500 | 63134 | USA | N45 | 77 | ABB INC | 27511 | Other Services - Mobilization | Mobilization - (3) Visit(s) | PUR | Mobilization - (3) Visit(s) | EA | EA | ABBE | TRUE |  | P | PPD | 100 |  | 077312-2-1
130550 | 6 | 1 | States | Oppidan | Hayley Fabian | TRUE | 2026-01-05T00:00:00 | 2026-10-06T00:00:00 | 2026-10-06T00:00:00 | 9 | 0 | 9 | 4450 | 40050 | 63134 | USA | N45 | 77 | ABB INC | 27511 | Services - Start-up Service | On-site Service Per Day (not to exceed 3 days), M-F 8am-5pm | PUR | On-site Service Per Day (not to exceed 9 days), M-F 8am-5pm | EA | EA | ABBE | TRUE |  | P | PPD | 100 |  | 077312-2-1
130537 | 9 | 1 | States | Oppidan | Hayley Fabian | TRUE | 2026-01-05T00:00:00 | 2026-10-05T00:00:00 | 2026-10-05T00:00:00 | 96 | 0 | 96 | 57 | 5472 | 79927 | USA | N45 | 77 | ABB INC | 27511 | Supplementary Item - STS | STS Pedestals | PUR | STS Pedestals | EA | EA | ABBE | TRUE |  | P | PPD | 100 |  | 077315-2-1
130537 | 7 | 1 | States | Oppidan | Hayley Fabian | TRUE | 2026-01-05T00:00:00 | 2026-10-05T00:00:00 | 2026-10-05T00:00:00 | 16 | 0 | 16 | 87169 | 1394704 | 79927 | USA | N45 | 77 | ABB INC | 27511 | SuperSwitch 4 (DSTS) | 1200A, 480V, DSTS (SS4) | PUR | 1200A, 480V, DSTS (SS4) | EA | EA | ABBE | TRUE |  | P | PPD | 100 |  | 077315-2-1
130537 | 1 | 1 | States | Oppidan | Hayley Fabian | TRUE | 2026-01-05T00:00:00 | 2026-10-05T00:00:00 | 2026-10-05T00:00:00 | 16 | 0 | 16 | 9500 | 152000 | 79927 | USA | N45 | 77 | ABB INC | 27511 | 1200A 24" Front Access Sidecar | SuperSwitch 4 - 1200A 24" Front Access Sidecar | PUR | SuperSwitch 4 - 1200A 24" Front Access Sidecar | EA | EA | ABBE | TRUE |  | P | PPD | 100 |  | 077315-2-1
130537 | 6 | 1 | States | Oppidan | Hayley Fabian | TRUE | 2026-01-05T00:00:00 | 2026-10-06T00:00:00 | 2026-10-06T00:00:00 | 8 | 0 | 8 | 4450 | 35600 | 79927 | USA | N45 | 77 | ABB INC | 27511 | Services - Start-up Service | On-site Service Per Day (not to exceed 3 days), M-F 8am-5pm | PUR | On-site Service Per Day (not to exceed 8 days), M-F 8am-5pm | EA | EA | ABBE | TRUE |  | P | PPD | 100 |  | 077315-2-1
130537 | 4 | 1 | States | Oppidan | Hayley Fabian | TRUE | 2026-01-05T00:00:00 | 2026-10-06T00:00:00 | 2026-10-06T00:00:00 | 4 | 0 | 4 | 4255 | 17020 | 79927 | USA | N45 | 77 | ABB INC | 27511 | Other Services - Level 4 | Level 4 Performancy Testing - (4) Days(s) | PUR | Level 4 Performancy Testing - (4) Days(s) | EA | EA | ABBE | TRUE |  | P | PPD | 100 |  | 077315-2-1
130537 | 2 | 1 | States | Oppidan | Hayley Fabian | TRUE | 2026-01-05T00:00:00 | 2026-10-05T00:00:00 | 2026-10-05T00:00:00 | 16 | 0 | 16 | 390 | 6240 | 79927 | USA | N45 | 77 | ABB INC | 27511 | 800A-1200A Vented Kickplates | SuperSwitch 4 - 800A-1200A Vented Kickplates | PUR | SuperSwitch 4 - 800A-1200A Vented Kickplates | EA | EA | ABBE | TRUE |  | P | PPD | 100 |  | 077315-2-1
130537 | 3 | 1 | States | Oppidan | Hayley Fabian | TRUE | 2026-01-05T00:00:00 | 2026-10-06T00:00:00 | 2026-10-06T00:00:00 | 1 | 0 | 1 | 4255 | 4255 | 79927 | USA | N45 | 77 | ABB INC | 27511 | Other Services - Integration Testing | Integration Testing - (1) Day(s) | PUR | Integration Testing - (1) Day(s) | EA | EA | ABBE | TRUE |  | P | PPD | 100 |  | 077315-2-1
130537 | 8 | 1 | States | Oppidan | Hayley Fabian | TRUE | 2026-01-05T00:00:00 | 2026-10-06T00:00:00 | 2026-10-06T00:00:00 | 1 | 0 | 1 | 36698 | 36698 | 79927 | USA | N45 | 77 | ABB INC | 27511 | Supplementary Item - Extended Warranty | 2 Year Extended Warranty w/1 PM QTY (6) 1200A STS Units | PUR | 2 Year Extended Warranty w/1 PM QTY (6) 1200A STS Units | EA | EA | ABBE | TRUE |  | P | PPD | 100 |  | 077315-2-1
130537 | 5 | 1 | States | Oppidan | Hayley Fabian | TRUE | 2026-01-05T00:00:00 | 2029-12-31T00:00:00 | 2029-12-31T00:00:00 | 3 | 0 | 3 | 4500 | 13500 | 79927 | USA | N45 | 77 | ABB INC | 27511 | Other Services - Mobilization | Mobilization - (3) Visit(s) | PUR | Mobilization - (3) Visit(s) | EA | EA | ABBE | TRUE |  | P | PPD | 100 |  | 077315-2-1
130534 | 14 | 1 | States | Oppidan | Hayley Fabian | TRUE | 2026-01-05T00:00:00 | 2029-12-31T00:00:00 | 2029-12-31T00:00:00 | 1 | 0 | 1 | 4500 | 4500 | 82007 | USA | N45 | 77 | ABB INC | 27511 | MOBILIZATION_UPS PKG | Mobilization for UPS Pkg (for L4/L5/L6T Tasks) | PUR | Mobilization for UPS Pkg (for L4/L5/L6T Tasks) | EA | EA | ABBE | TRUE |  | P | PPD | 100 |  | 077314-1-1
130534 | 11 | 1 | States | Oppidan | Hayley Fabian | TRUE | 2026-01-05T00:00:00 | 2029-12-31T00:00:00 | 2029-12-31T00:00:00 | 4 | 0 | 4 | 9000 | 36000 | 82007 | USA | N45 | 77 | ABB INC | 27511 | FSULITHI136X8P1 | Level-3 Startup of Lithium-Ion Batteries Note: Installation & connecting of batteries in the cabinets are by others (per adder above) | PUR | Level-3 Startup of Lithium-Ion Batteries Note: Installation & connecting of batteries in the cabinets are by others (per adder above) | EA | EA | ABBE | TRUE |  | P | PPD | 100 |  | 077314-1-1
130534 | 17 | 1 | States | Oppidan | Hayley Fabian | TRUE | 2026-01-05T00:00:00 | 2029-12-31T00:00:00 | 2029-12-31T00:00:00 | 2 | 0 | 2 | 4500 | 9000 | 82007 | USA | N45 | 77 | ABB INC | 27511 | SERVICEFLATRATE | Level-3 Startup: Additional startup time - interfacing with and checking of Maintenance Bypass Switchboards (not actual SU of MBC or MBS) | PUR | Level-3 Startup: Additional startup time - interfacing with and checking of Maintenance Bypass Switchboards (not actual SU of MBC or MBS) | EA | EA | ABBE | TRUE |  | P | PPD | 100 |  | 077314-1-1
130534 | 7 | 1 | States | Oppidan | Hayley Fabian | TRUE | 2026-01-05T00:00:00 | 2027-01-05T00:00:00 | 2027-01-05T00:00:00 | 4 | 0 | 4 | 2950 | 11800 | 82007 | USA | N45 | 77 | ABB INC | 27511 | 4NWR002253 | IntraPack Part No.: F012382-A02, Standard Primary top hat, Samsung Lithium-Ion UL9540A battery cabinet includes: - Cable management for Positive, Negative and Frame Ground Cables - Removable Front and Top Gland Plates - Paint color: Black - Data logger provided by ABB | PUR | IntraPack Part No.: F012382-A02, Standard Primary top hat, Samsung Lithium-Ion UL9540A battery cabinet includes: - Cable management for Positive, Negative and Frame Ground Cables - Removable Front and Top Gland Plates - Paint color: Black - Data logger provided by ABB | EA | EA | ABBE | TRUE |  | P | PPD | 100 |  | 077314-1-1
130534 | 20 | 1 | States | Oppidan | Hayley Fabian | TRUE | 2026-01-05T00:00:00 | 2027-01-05T00:00:00 | 2027-01-05T00:00:00 | 1 | 0 | 1 | 4500 | 4500 | 82007 | USA | N45 | 77 | ABB INC | 27511 | S-OST | Par 3.4.K - Onsite Training after startup/commissioning completion, contiguous US only (1 day / site + daily rate applied if exceeds) | PUR | Par 3.4.K - Onsite Training after startup/commissioning completion, contiguous US only (1 day / site + daily rate applied if exceeds) | EA | EA | ABBE | TRUE |  | P | PPD | 100 |  | 077314-1-1
130534 | 1 | 1 | States | Oppidan | Hayley Fabian | TRUE | 2026-01-05T00:00:00 | 2027-01-05T00:00:00 | 2027-01-05T00:00:00 | 4 | 0 | 4 | 1364.35 | 5457.4 | 82007 | USA | N45 | 77 | ABB INC | 27511 | 4NWA7000321568A | MegaFlex Seismic Bracket | PUR | MegaFlex Seismic Bracket | EA | EA | ABBE | TRUE |  | P | PPD | 100 |  | 077314-1-1
130534 | 15 | 1 | States | Oppidan | Hayley Fabian | TRUE | 2026-01-05T00:00:00 | 2027-01-06T00:00:00 | 2027-01-06T00:00:00 | 8 | 0 | 8 | 4500 | 36000 | 82007 | USA | N45 | 77 | ABB INC | 27511 | S-CM1_UPS 3.5.B | Spec 263353, Par 3.5.B Level-4 Performance Testing per system Par 3.5.B: 2 days onsite (Deviate from 10 to 2 days per Customer Request) | PUR | Spec 263353, Par 3.5.B Level-4 Performance Testing per system Par 3.5.B: 2 days onsite (Deviate from 10 to 2 days per Customer Request) | EA | EA | ABBE | TRUE |  | P | PPD | 100 |  | 077314-1-1
130534 | 22 | 1 | States | Oppidan | Hayley Fabian | TRUE | 2026-01-05T00:00:00 | 2027-01-06T00:00:00 | 2027-01-06T00:00:00 | 4 | 0 | 4 | 5188 | 20752 | 82007 | USA | N45 | 77 | ABB INC | 27511 | UPS-FOBDEST | FCA Destination Charges Included | PUR | FCA Destination Charges Included | EA | EA | ABBE | TRUE |  | P | PPD | 100 |  | 077314-1-1
130534 | 4 | 1 | States | Oppidan | Hayley Fabian | TRUE | 2026-01-05T00:00:00 | 2027-01-05T00:00:00 | 2027-01-05T00:00:00 | 4 | 0 | 4 | 1127.85 | 4511.4 | 82007 | USA | N45 | 77 | ABB INC | 27511 | 4NWP107801R0001 | ANC-L Network Communication Card | PUR | ANC-L Network Communication Card | EA | EA | ABBE | TRUE |  | P | PPD | 100 |  | 077314-1-1
130534 | 18 | 1 | States | Oppidan | Hayley Fabian | TRUE | 2026-01-05T00:00:00 | 2029-12-31T00:00:00 | 2029-12-31T00:00:00 | 16 | 0 | 16 | 4500 | 72000 | 82007 | USA | N45 | 77 | ABB INC | 27511 | SERVICEFLATRATE Spec | Spec 263353.1, Par 3.2.B - Battery installation by UPS Manufacturer | PUR | Spec 263353.1, Par 3.2.B - Battery installation by UPS Manufacturer | EA | EA | ABBE | TRUE |  | P | PPD | 100 |  | 077314-1-1
130534 | 9 | 1 | States | Oppidan | Hayley Fabian | TRUE | 2026-01-05T00:00:00 | 2027-01-05T00:00:00 | 2027-01-05T00:00:00 | 8 | 0 | 8 | 646.12 | 5168.96 | 82007 | USA | N45 | 77 | ABB INC | 27511 | 7GSP017351R0001 | UPS OPT IM0171E CUSTOMER INTERFAIEC_1605 | PUR | CIC Communication Card | EA | EA | ABBE | TRUE |  | P | PPD | 100 |  | 077314-1-1
130534 | 3 | 1 | States | Oppidan | Hayley Fabian | TRUE | 2026-01-05T00:00:00 | 2027-01-05T00:00:00 | 2027-01-05T00:00:00 | 4 | 0 | 4 | 286472.37 | 1145889.48 | 82007 | USA | N45 | 77 | ABB INC | 27511 | 4NWP106511R0002 | MegaFlex 1.5MW UPS 480V 60Hz: Static Bypass - 100% rated continuous duty; Cabinet color: RAL 9005 (black); Single or dual AC feed; Short circuit withstand rating: 100kAIC; Input Voltage: 480V 3-Phase + Gnd , +/- 15% voltage tolerance, Frequency: 60Hz +/- 10%, PF = 0.99; Output: 480V, 3W + Gnd, Frequency: 60Hz & PF = 1.0; Efficiency: Up to 97% Double Conversion (VFI) & Up to 99% eBoost mode (VFD); Compatible Battery Technologies: LiB, NiZn, VRLA | PUR | MegaFlex 1.5MW UPS 480V 60Hz: Static Bypass - 100% rated continuous duty; Cabinet color: RAL 9005 (black); Single or dual AC feed; Short circuit withstand rating: 100kAIC; Input Voltage: 480V 3-Phase + Gnd , +/- 15% voltage tolerance, Frequency: 60Hz +/- 10%, PF = 0.99; Output: 480V, 3W + Gnd, Frequency: 60Hz & PF = 1.0; Efficiency: Up to 97% Double Conversion (VFI) & Up to 99% eBoost mode (VFD); Compatible Battery Technologies: LiB, NiZn, VRLA | EA | EA | ABBE | TRUE |  | P | PPD | 100 |  | 077314-1-1
130534 | 23 | 1 | States | Oppidan | Hayley Fabian | TRUE | 2026-01-05T00:00:00 | 2027-01-06T00:00:00 | 2027-01-06T00:00:00 | 4 | 0 | 4 | 4839 | 19356 | 82007 | USA | N45 | 77 | ABB INC | 27511 | UPS-FOBDEST_ | FCA Destination Charges Included | PUR | FCA Destination Charges Included | EA | EA | ABBE | TRUE |  | P | PPD | 100 |  | 077314-1-1
130534 | 10 | 1 | States | Oppidan | Hayley Fabian | TRUE | 2026-01-05T00:00:00 | 2027-01-05T00:00:00 | 2027-01-05T00:00:00 | 4 | 0 | 4 | 3500 | 28000 | 82007 | USA | N45 | 77 | ABB INC | 27511 | FREIGHT_RIC | Freight: Incoterm FCA Factory - Freight allowed | PUR | Freight: Incoterm FCA Factory - Freight allowed | EA | EA | ABBE | TRUE |  | P | PPD | 100 |  | 077314-1-1
130534 | 19 | 1 | States | Oppidan | Hayley Fabian | TRUE | 2026-01-05T00:00:00 | 2029-12-31T00:00:00 | 2029-12-31T00:00:00 | 4 | 0 | 4 | 4500 | 18000 | 82007 | USA | N45 | 77 | ABB INC | 27511 | S-IST | (1 day/UPS is recommended) Spec 263353, Par 3.6A Level-5 Integration System Testing (IST) (1 day included + daily rate applied if exceeds) | PUR | (1 day/UPS is recommended) Spec 263353, Par 3.6A Level-5 Integration System Testing (IST) (1 day included + daily rate applied if exceeds) | EA | EA | ABBE | TRUE |  | P | PPD | 100 |  | 077314-1-1
130534 | 6 | 1 | States | Oppidan | Hayley Fabian | TRUE | 2026-01-05T00:00:00 | 2027-01-05T00:00:00 | 2027-01-05T00:00:00 | 28 | 0 | 28 | 1500 | 42000 | 82007 | USA | N45 | 77 | ABB INC | 27511 | 4NWR002204 | IntraPack Part No.: F012384-A02, Secondary top hat, Samsung Lithium-Ion UL9540A battery cabinet includes: - Cable management for Positive, Negative and Frame Ground Cables - Removable Front and Top Gland Plates - Paint color: Black | PUR | IntraPack Part No.: F012384-A02, Secondary top hat, Samsung Lithium-Ion UL9540A battery cabinet includes: - Cable management for Positive, Negative and Frame Ground Cables - Removable Front and Top Gland Plates - Paint color: Black | EA | EA | ABBE | TRUE |  | P | PPD | 100 |  | 077314-1-1
130534 | 13 | 1 | States | Oppidan | Hayley Fabian | TRUE | 2026-01-05T00:00:00 | 2029-12-31T00:00:00 | 2029-12-31T00:00:00 | 1 | 0 | 1 | 4500 | 4500 | 82007 | USA | N45 | 77 | ABB INC | 27511 | MOBILIZATION_UPS | Mobilization for UPS Pkg (assume startup at same time for both UPS's) | PUR | Mobilization for UPS Pkg (assume startup at same time for both UPS's) | EA | EA | ABBE | TRUE |  | P | PPD | 100 |  | 077314-1-1
130534 | 12 | 1 | States | Oppidan | Hayley Fabian | TRUE | 2026-01-05T00:00:00 | 2027-01-06T00:00:00 | 2027-01-06T00:00:00 | 4 | 0 | 4 | 11500 | 46000 | 82007 | USA | N45 | 77 | ABB INC | 27511 | FSUMEG1600P1 | Level-3 Startup of MegaFlex UPS | PUR | Level-3 Startup of MegaFlex UPS | EA | EA | ABBE | TRUE |  | P | PPD | 100 |  | 077314-1-1
130534 | 2 | 1 | States | Oppidan | Hayley Fabian | TRUE | 2026-01-05T00:00:00 | 2027-01-05T00:00:00 | 2027-01-05T00:00:00 | 32 | 0 | 32 | 28748.86 | 919963.52 | 82007 | USA | N45 | 77 | ABB INC | 27511 | 4NWP104024R36U2, 8 LiBC/UPS | Samsung 136S Lithium Battery Cabinets/UPS: - High cycle / High Power Density - UL9540/UL9540A Listed - Top Cable Entry - DC Breaker in each battery cabinet - DIM/BC: 25.5 in W x 21 in D x 87 in H; - Approx Weight/BC: 1125 lbs - Battery runtime: 7 minn BOL / 5 min EOL for 1579 kWb battery loads | PUR | Samsung 136S Lithium Battery Cabinets/UPS: - High cycle / High Power Density - UL9540/UL9540A Listed - Top Cable Entry - DC Breaker in each battery cabinet - DIM/BC: 25.5 in W x 21 in D x 87 in H; - Approx Weight/BC: 1125 lbs - Battery runtime: 7 minn BOL / 5 min EOL for 1579 kWb battery loads | EA | EA | ABBE | TRUE |  | P | PPD | 100 |  | 077314-1-1
130534 | 10 | 2 | States | Oppidan | Hayley Fabian | TRUE | 2026-01-05T00:00:00 | 2027-01-05T00:00:00 | 2027-01-05T00:00:00 | 4 | 0 | 4 | 3500 | 28000 | 82007 | USA | N45 | 77 | ABB INC | 27511 | FREIGHT_RIC | Freight: Incoterm FCA Factory - Freight allowed | PUR | Freight: Incoterm FCA Factory - Freight allowed | EA | EA | ABBE | TRUE |  | P | PPD | 100 |  | 077314-1-1
130534 | 16 | 1 | States | Oppidan | Hayley Fabian | TRUE | 2026-01-05T00:00:00 | 2027-01-06T00:00:00 | 2027-01-06T00:00:00 | 8 | 0 | 8 | 4500 | 36000 | 82007 | USA | N45 | 77 | ABB INC | 27511 | S-CM1_UPS 3.5.D | (Customer to decide) Spec 263353, Par 3.5.D Level-4 Performance Testing per system Par 3.5.D: Exploratory period - 1st 2 days onsite Note: Customer to decide if this step is necessary | PUR | (Customer to decide) Spec 263353, Par 3.5.D Level-4 Performance Testing per system Par 3.5.D: Exploratory period - 1st 2 days onsite Note: Customer to decide if this step is necessary | EA | EA | ABBE | TRUE |  | P | PPD | 100 |  | 077314-1-1
130534 | 8 | 1 | States | Oppidan | Hayley Fabian | TRUE | 2026-01-05T00:00:00 | 2027-01-05T00:00:00 | 2027-01-05T00:00:00 | 4 | 0 | 4 | 12590 | 50360 | 82007 | USA | N45 | 77 | ABB INC | 27511 | 79-5000-00000047 | 4000A DC Junction Cabinet: - NEMA-1 enclosure - Dim: 30"W x 24"D x 87"H - Front access; - Installed end cap of battery lineup closer to UPS I/O section - Accommodates up to 10 DC battery cabinet landings - Installed by contractor - see ABB installation drawing; | PUR | 4000A DC Junction Cabinet: - NEMA-1 enclosure - Dim: 30"W x 24"D x 87"H - Front access; - Installed end cap of battery lineup closer to UPS I/O section - Accommodates up to 10 DC battery cabinet landings - Installed by contractor - see ABB installation drawing; | EA | EA | ABBE | TRUE |  | P | PPD | 100 |  | 077314-1-1
130545 | 23 | 1 | States | Oppidan | Hayley Fabian | TRUE | 2026-01-05T00:00:00 | 2026-12-03T00:00:00 | 2026-12-03T00:00:00 | 6 | 0 | 6 | 4839 | 29034 | 38138 | USA | N45 | 77 | ABB INC | 27511 | UPS-FOBDEST_ | FCA Destination Charges Included | PUR | FCA Destination Charges Included | EA | EA | ABBE | TRUE |  | P | PPD | 100 |  | 077310-1-1
130545 | 3 | 1 | States | Oppidan | Hayley Fabian | TRUE | 2026-01-05T00:00:00 | 2026-12-01T00:00:00 | 2026-12-01T00:00:00 | 6 | 0 | 6 | 286472.37 | 1718834.22 | 38138 | USA | N45 | 77 | ABB INC | 27511 | 4NWP106511R0002 | MegaFlex 1.5MW UPS 480V 60Hz: Static Bypass - 100% rated continuous duty; Cabinet color: RAL 9005 (black); Single or dual AC feed; Short circuit withstand rating: 100kAIC; Input Voltage: 480V 3-Phase + Gnd , +/- 15% voltage tolerance, Frequency: 60Hz +/- 10%, PF = 0.99; Output: 480V, 3W + Gnd, Frequency: 60Hz & PF = 1.0; Efficiency: Up to 97% Double Conversion (VFI) & Up to 99% eBoost mode (VFD); Compatible Battery Technologies: LiB, NiZn, VRLA | PUR | MegaFlex 1.5MW UPS 480V 60Hz: Static Bypass - 100% rated continuous duty; Cabinet color: RAL 9005 (black); Single or dual AC feed; Short circuit withstand rating: 100kAIC; Input Voltage: 480V 3-Phase + Gnd , +/- 15% voltage tolerance, Frequency: 60Hz +/- 10%, PF = 0.99; Output: 480V, 3W + Gnd, Frequency: 60Hz & PF = 1.0; Efficiency: Up to 97% Double Conversion (VFI) & Up to 99% eBoost mode (VFD); Compatible Battery Technologies: LiB, NiZn, VRLA | EA | EA | ABBE | TRUE |  | P | PPD | 100 |  | 077310-1-1
130545 | 22 | 1 | States | Oppidan | Hayley Fabian | TRUE | 2026-01-05T00:00:00 | 2026-12-03T00:00:00 | 2026-12-03T00:00:00 | 6 | 0 | 6 | 5188 | 31128 | 38138 | USA | N45 | 77 | ABB INC | 27511 | UPS-FOBDEST | FCA Destination Charges Included | PUR | FCA Destination Charges Included | EA | EA | ABBE | TRUE |  | P | PPD | 100 |  | 077310-1-1
130545 | 19 | 1 | States | Oppidan | Hayley Fabian | TRUE | 2026-01-05T00:00:00 | 2029-12-31T00:00:00 | 2029-12-31T00:00:00 | 6 | 0 | 6 | 4500 | 27000 | 38138 | USA | N45 | 77 | ABB INC | 27511 | S-IST | (1 day/UPS is recommended) Spec 263353, Par 3.6A Level-5 Integration System Testing (IST) (1 day included + daily rate applied if exceeds) | PUR | (1 day/UPS is recommended) Spec 263353, Par 3.6A Level-5 Integration System Testing (IST) (1 day included + daily rate applied if exceeds) | EA | EA | ABBE | TRUE |  | P | PPD | 100 |  | 077310-1-1
130545 | 8 | 1 | States | Oppidan | Hayley Fabian | TRUE | 2026-01-05T00:00:00 | 2026-12-01T00:00:00 | 2026-12-01T00:00:00 | 6 | 0 | 6 | 12590 | 75540 | 38138 | USA | N45 | 77 | ABB INC | 27511 | 79-5000-00000047 | 4000A DC Junction Cabinet: - NEMA-1 enclosure - Dim: 30"W x 24"D x 87"H - Front access; - Installed end cap of battery lineup closer to UPS I/O section - Accommodates up to 10 DC battery cabinet landings - Installed by contractor - see ABB installation drawing; | PUR | 4000A DC Junction Cabinet: - NEMA-1 enclosure - Dim: 30"W x 24"D x 87"H - Front access; - Installed end cap of battery lineup closer to UPS I/O section - Accommodates up to 10 DC battery cabinet landings - Installed by contractor - see ABB installation drawing; | EA | EA | ABBE | TRUE |  | P | PPD | 100 |  | 077310-1-1
130545 | 2 | 1 | States | Oppidan | Hayley Fabian | TRUE | 2026-01-05T00:00:00 | 2026-12-01T00:00:00 | 2026-12-01T00:00:00 | 48 | 0 | 48 | 28748.86 | 1379945.28 | 38138 | USA | N45 | 77 | ABB INC | 27511 | 4NWP104024R36U2, 8 LiBC/UPS | Samsung 136S Lithium Battery Cabinets/UPS: - High cycle / High Power Density - UL9540/UL9540A Listed - Top Cable Entry - DC Breaker in each battery cabinet - DIM/BC: 25.5 in W x 21 in D x 87 in H; - Approx Weight/BC: 1125 lbs - Battery runtime: 7 minn BOL / 5 min EOL for 1579 kWb battery loads | PUR | Samsung 136S Lithium Battery Cabinets/UPS: - High cycle / High Power Density - UL9540/UL9540A Listed - Top Cable Entry - DC Breaker in each battery cabinet - DIM/BC: 25.5 in W x 21 in D x 87 in H; - Approx Weight/BC: 1125 lbs - Battery runtime: 7 minn BOL / 5 min EOL for 1579 kWb battery loads | EA | EA | ABBE | TRUE |  | P | PPD | 100 |  | 077310-1-1
130545 | 20 | 1 | States | Oppidan | Hayley Fabian | TRUE | 2026-01-05T00:00:00 | 2026-12-01T00:00:00 | 2026-12-01T00:00:00 | 1 | 0 | 1 | 4500 | 4500 | 38138 | USA | N45 | 77 | ABB INC | 27511 | S-OST | Par 3.4.K - Onsite Training after startup/commissioning completion, contiguous US only (1 day / site + daily rate applied if exceeds) | PUR | Par 3.4.K - Onsite Training after startup/commissioning completion, contiguous US only (1 day / site + daily rate applied if exceeds) | EA | EA | ABBE | TRUE |  | P | PPD | 100 |  | 077310-1-1
130545 | 10 | 1 | States | Oppidan | Hayley Fabian | TRUE | 2026-01-05T00:00:00 | 2026-12-01T00:00:00 | 2026-12-01T00:00:00 | 6 | 0 | 6 | 3500 | 42000 | 38138 | USA | N45 | 77 | ABB INC | 27511 | FREIGHT_RIC | Freight: Incoterm FCA Factory - Freight allowed | PUR | Freight: Incoterm FCA Factory - Freight allowed | EA | EA | ABBE | TRUE |  | P | PPD | 100 |  | 077310-1-1
130545 | 16 | 1 | States | Oppidan | Hayley Fabian | TRUE | 2026-01-05T00:00:00 | 2026-12-03T00:00:00 | 2026-12-03T00:00:00 | 12 | 0 | 12 | 4500 | 54000 | 38138 | USA | N45 | 77 | ABB INC | 27511 | S-CM1_UPS 3.5.D | (Customer to decide) Spec 263353, Par 3.5.D Level-4 Performance Testing per system Par 3.5.D: Exploratory period - 1st 2 days onsite Note: Customer to decide if this step is necessary | PUR | (Customer to decide) Spec 263353, Par 3.5.D Level-4 Performance Testing per system Par 3.5.D: Exploratory period - 1st 2 days onsite Note: Customer to decide if this step is necessary | EA | EA | ABBE | TRUE |  | P | PPD | 100 |  | 077310-1-1
130545 | 6 | 1 | States | Oppidan | Hayley Fabian | TRUE | 2026-01-05T00:00:00 | 2026-12-01T00:00:00 | 2026-12-01T00:00:00 | 42 | 0 | 42 | 1500 | 63000 | 38138 | USA | N45 | 77 | ABB INC | 27511 | 4NWR002204 | IntraPack Part No.: F012384-A02, Secondary top hat, Samsung Lithium-Ion UL9540A battery cabinet includes: - Cable management for Positive, Negative and Frame Ground Cables - Removable Front and Top Gland Plates - Paint color: Black | PUR | IntraPack Part No.: F012384-A02, Secondary top hat, Samsung Lithium-Ion UL9540A battery cabinet includes: - Cable management for Positive, Negative and Frame Ground Cables - Removable Front and Top Gland Plates - Paint color: Black | EA | EA | ABBE | TRUE |  | P | PPD | 100 |  | 077310-1-1
130545 | 18 | 1 | States | Oppidan | Hayley Fabian | TRUE | 2026-01-05T00:00:00 | 2029-12-31T00:00:00 | 2029-12-31T00:00:00 | 24 | 0 | 24 | 4500 | 108000 | 38138 | USA | N45 | 77 | ABB INC | 27511 | SERVICEFLATRATE Spec | Spec 263353.1, Par 3.2.B - Battery installation by UPS Manufacturer | PUR | Spec 263353.1, Par 3.2.B - Battery installation by UPS Manufacturer | EA | EA | ABBE | TRUE |  | P | PPD | 100 |  | 077310-1-1
130545 | 17 | 1 | States | Oppidan | Hayley Fabian | TRUE | 2026-01-05T00:00:00 | 2029-12-31T00:00:00 | 2029-12-31T00:00:00 | 3 | 0 | 3 | 4500 | 13500 | 38138 | USA | N45 | 77 | ABB INC | 27511 | SERVICEFLATRATE | Level-3 Startup: Additional startup time - interfacing with and checking of Maintenance Bypass Switchboards (not actual SU of MBC or MBS) | PUR | Level-3 Startup: Additional startup time - interfacing with and checking of Maintenance Bypass Switchboards (not actual SU of MBC or MBS) | EA | EA | ABBE | TRUE |  | P | PPD | 100 |  | 077310-1-1
130545 | 4 | 1 | States | Oppidan | Hayley Fabian | TRUE | 2026-01-05T00:00:00 | 2026-12-01T00:00:00 | 2026-12-01T00:00:00 | 6 | 0 | 6 | 1127.85 | 6767.1 | 38138 | USA | N45 | 77 | ABB INC | 27511 | 4NWP107801R0001 | ANC-L Network Communication Card | PUR | ANC-L Network Communication Card | EA | EA | ABBE | TRUE |  | P | PPD | 100 |  | 077310-1-1
130545 | 9 | 1 | States | Oppidan | Hayley Fabian | TRUE | 2026-01-05T00:00:00 | 2026-12-01T00:00:00 | 2026-12-01T00:00:00 | 12 | 0 | 12 | 646.12 | 7753.44 | 38138 | USA | N45 | 77 | ABB INC | 27511 | 7GSP017351R0001 | UPS OPT IM0171E CUSTOMER INTERFAIEC_1605 | PUR | CIC Communication Card | EA | EA | ABBE | TRUE |  | P | PPD | 100 |  | 077310-1-1
130545 | 7 | 1 | States | Oppidan | Hayley Fabian | TRUE | 2026-01-05T00:00:00 | 2026-12-01T00:00:00 | 2026-12-01T00:00:00 | 6 | 0 | 6 | 2950 | 17700 | 38138 | USA | N45 | 77 | ABB INC | 27511 | 4NWR002253 | IntraPack Part No.: F012382-A02, Standard Primary top hat, Samsung Lithium-Ion UL9540A battery cabinet includes: - Cable management for Positive, Negative and Frame Ground Cables - Removable Front and Top Gland Plates - Paint color: Black - Data logger provided by ABB | PUR | IntraPack Part No.: F012382-A02, Standard Primary top hat, Samsung Lithium-Ion UL9540A battery cabinet includes: - Cable management for Positive, Negative and Frame Ground Cables - Removable Front and Top Gland Plates - Paint color: Black - Data logger provided by ABB | EA | EA | ABBE | TRUE |  | P | PPD | 100 |  | 077310-1-1
130545 | 10 | 2 | States | Oppidan | Hayley Fabian | TRUE | 2026-01-05T00:00:00 | 2026-12-01T00:00:00 | 2026-12-01T00:00:00 | 6 | 0 | 6 | 3500 | 42000 | 38138 | USA | N45 | 77 | ABB INC | 27511 | FREIGHT_RIC | Freight: Incoterm FCA Factory - Freight allowed | PUR | Freight: Incoterm FCA Factory - Freight allowed | EA | EA | ABBE | TRUE |  | P | PPD | 100 |  | 077310-1-1
130545 | 12 | 1 | States | Oppidan | Hayley Fabian | TRUE | 2026-01-05T00:00:00 | 2029-12-31T00:00:00 | 2029-12-31T00:00:00 | 6 | 0 | 6 | 11500 | 69000 | 38138 | USA | N45 | 77 | ABB INC | 27511 | FSUMEG1600P1 | Level-3 Startup of MegaFlex UPS | PUR | Level-3 Startup of MegaFlex UPS | EA | EA | ABBE | TRUE |  | P | PPD | 100 |  | 077310-1-1
130545 | 14 | 1 | States | Oppidan | Hayley Fabian | TRUE | 2026-01-05T00:00:00 | 2029-12-31T00:00:00 | 2029-12-31T00:00:00 | 1 | 0 | 1 | 4500 | 4500 | 38138 | USA | N45 | 77 | ABB INC | 27511 | MOBILIZATION_UPS PKG | Mobilization for UPS Pkg (for L4/L5/L6T Tasks) | PUR | Mobilization for UPS Pkg (for L4/L5/L6T Tasks) | EA | EA | ABBE | TRUE |  | P | PPD | 100 |  | 077310-1-1
130545 | 11 | 1 | States | Oppidan | Hayley Fabian | TRUE | 2026-01-05T00:00:00 | 2029-12-31T00:00:00 | 2029-12-31T00:00:00 | 6 | 0 | 6 | 9000 | 54000 | 38138 | USA | N45 | 77 | ABB INC | 27511 | FSULITHI136X8P1 | Level-3 Startup of Lithium-Ion Batteries Note: Installation & connecting of batteries in the cabinets are by others (per adder above) | PUR | Level-3 Startup of Lithium-Ion Batteries Note: Installation & connecting of batteries in the cabinets are by others (per adder above) | EA | EA | ABBE | TRUE |  | P | PPD | 100 |  | 077310-1-1
130545 | 15 | 1 | States | Oppidan | Hayley Fabian | TRUE | 2026-01-05T00:00:00 | 2026-12-03T00:00:00 | 2026-12-03T00:00:00 | 12 | 0 | 12 | 4500 | 54000 | 38138 | USA | N45 | 77 | ABB INC | 27511 | S-CM1_UPS 3.5.B | Spec 263353, Par 3.5.B Level-4 Performance Testing per system Par 3.5.B: 2 days onsite (Deviate from 10 to 2 days per Customer Request) | PUR | Spec 263353, Par 3.5.B Level-4 Performance Testing per system Par 3.5.B: 2 days onsite (Deviate from 10 to 2 days per Customer Request) | EA | EA | ABBE | TRUE |  | P | PPD | 100 |  | 077310-1-1
130545 | 13 | 1 | States | Oppidan | Hayley Fabian | TRUE | 2026-01-05T00:00:00 | 2029-12-31T00:00:00 | 2029-12-31T00:00:00 | 1 | 0 | 1 | 4500 | 4500 | 38138 | USA | N45 | 77 | ABB INC | 27511 | MOBILIZATION_UPS | Mobilization for UPS Pkg (assume startup at same time for both UPS's) | PUR | Mobilization for UPS Pkg (assume startup at same time for both UPS's) | EA | EA | ABBE | TRUE |  | P | PPD | 100 |  | 077310-1-1
130545 | 1 | 1 | States | Oppidan | Hayley Fabian | TRUE | 2026-01-05T00:00:00 | 2026-12-01T00:00:00 | 2026-12-01T00:00:00 | 6 | 0 | 6 | 1364.35 | 8186.1 | 38138 | USA | N45 | 77 | ABB INC | 27511 | 4NWA7000321568A | MegaFlex Seismic Bracket | PUR | MegaFlex Seismic Bracket | EA | EA | ABBE | TRUE |  | P | PPD | 100 |  | 077310-1-1
131088 | 10 | 1 | States | Dayton | Hayley Fabian | TRUE | 2026-02-04T00:00:00 | 2026-11-03T00:00:00 | 2026-11-03T00:00:00 | 15 | 0 | 15 | 5078.84 | 76182.6 | 55369 | USA | N45 | 77 | ABB INC | 27511 | BTO ATS 400A-600A | ZGDK3XX12-CX2XT4XX Automatic Transfer Switch, ZTG T-Series, 400 A-600 A "ZTG DT 400A3PH No Neu N1 General Purpose Commercial and Industrial Automatic Transfer Switch 400 A, 3 Phase (3 Pole), Delayed Transition NEMA 1 Enclosure 4 NO (Normally Open) and 4 NC (Normally Closed) Auxiliary Contacts No Neutral No Meters GB2 - (6)#8-1/0 Ground Bar Modbus TCP communications Additional 4 I/O, programmable T1-Panel Voltage agnostic, Rated for 200 to 480V line to line voltage Standard Application-Sources on Bottom UL 1008 listed up To 480VAC at 50/60Hz Seismic certified To IEEE-693-2005 at HIGH level With 2.5 amplification factor Seismic certified To IBC-2015 at Ip=1.5 For z/h less than Or equal To 1 Microprocessor activated Momentary test switch Programmable exerciser daily, 7-14-28-365 days user- selectable, with or without load Event log of last 250 events Adjustable over/under frequency sensor-Source 2-and Source 1 Frequency Indication - on the controller LED Source -2 - Position indication LED Source -1 - Position indication LED Source -2 - Source availability indication LED Source -1 - Source availability indication" "Engine start timer -adjustable up to 60sec Phase rotation sensing of Source 1 and Source 2 Under voltage sensing 3-phase Source 2 In Phase Monitor between Source 1 and Source 2 to allow transfer-with enable/disable Over voltage sensing-3 phase Source 2 Microprocessor activated Commit/no commit on transferring to Source 2-with enable/disable Time Delay from Neutral Position to Source 1 on Retransfer Time Delay from Neutral Position to Source 2 on Retransfer. Adjustable time delay on transfer to Source 1 Engine stop/cool adjustable cool down timer Voltage imbalance between phases-applies to 3-phase only Adjustable time delay on transfer to Source 2 Bypass transfer timer function-soft switch in controller Programmable Input Modules: (Must be configured by user upon installation) E-Stop Remote Control to S1 (R15 Load Shed) Remote Control to S2 Remote Control to OFF (R15D Load Shed) Inhibit Transfer Manual-Auto Mode Programmable Output Modules: (Must be configured by user upon installation) Alarm / Product Availability Load Connected to S1 Load Disconnected Load Connected to S2 Elevator Pre-transfer Signal (T3/W3)" |  | "Category: --- LV - Other --- Identifier: --- BTO ATS 400A-600A ---------------------------------- - Enclosure Rating: --- - System voltage: --- - Bus amperage: --- - Short Circuit Rating: --- - Sections: --- 0" | EA | EA | ABBE | TRUE |  | P | ALL
131108 | 3 | 1 | States | Dayton | Hayley Fabian | TRUE | 2026-02-05T00:00:00 | 2027-02-04T00:00:00 | 2027-02-04T00:00:00 | 5 | 0 | 5 | 5078.84 | 25394.2 | 55369 | USA | N45 | 77 | ABB INC | 27511 | BTO ATS 400A-600A | ZGDK3XX12-CX2XT4XX Automatic Transfer Switch, ZTG T-Series, 400 A-600 A "ZTG DT 400A3PH No Neu N1 General Purpose Commercial and Industrial Automatic Transfer Switch 400 A, 3 Phase (3 Pole), Delayed Transition NEMA 1 Enclosure 4 NO (Normally Open) and 4 NC (Normally Closed) Auxiliary Contacts No Neutral No Meters GB2 - (6)#8-1/0 Ground Bar Modbus TCP communications Additional 4 I/O, programmable T1-Panel Voltage agnostic, Rated for 200 to 480V line to line voltage Standard Application-Sources on Bottom UL 1008 listed up To 480VAC at 50/60Hz Seismic certified To IEEE-693-2005 at HIGH level With 2.5 amplification factor Seismic certified To IBC-2015 at Ip=1.5 For z/h less than Or equal To 1 Microprocessor activated Momentary test switch Programmable exerciser daily, 7-14-28-365 days user- selectable, with or without load Event log of last 250 events Adjustable over/under frequency sensor-Source 2-and Source 1 Frequency Indication - on the controller LED Source -2 - Position indication LED Source -1 - Position indication LED Source -2 - Source availability indication LED Source -1 - Source availability indication" "Engine start timer -adjustable up to 60sec Phase rotation sensing of Source 1 and Source 2 Under voltage sensing 3-phase Source 2 In Phase Monitor between Source 1 and Source 2 to allow transfer-with enable/disable Over voltage sensing-3 phase Source 2 Microprocessor activated Commit/no commit on transferring to Source 2-with enable/disable Time Delay from Neutral Position to Source 1 on Retransfer Time Delay from Neutral Position to Source 2 on Retransfer. Adjustable time delay on transfer to Source 1 Engine stop/cool adjustable cool down timer Voltage imbalance between phases-applies to 3-phase only Adjustable time delay on transfer to Source 2 Bypass transfer timer function-soft switch in controller Programmable Input Modules: (Must be configured by user upon installation) E-Stop Remote Control to S1 (R15 Load Shed) Remote Control to S2 Remote Control to OFF (R15D Load Shed) Inhibit Transfer Manual-Auto Mode Programmable Output Modules: (Must be configured by user upon installation) Alarm / Product Availability Load Connected to S1 Load Disconnected Load Connected to S2 Elevator Pre-transfer Signal (T3/W3)" | PUR | "Category: --- LV - Other --- Identifier: --- BTO ATS 400A-600A ---------------------------------- - Enclosure Rating: --- - System voltage: --- - Bus amperage: --- - Short Circuit Rating: --- - Sections: --- 0" | EA | EA | ABBE | TRUE |  | P | ALL | Dayton
131108 | 2 | 1 | States | Dayton | Hayley Fabian | TRUE | 2026-02-05T00:00:00 | 2027-02-04T00:00:00 | 2027-02-04T00:00:00 | 2 | 0 | 2 | 4280.66 | 8561.32 | 55369 | USA | N45 | 77 | ABB INC | 27511 | BTO ATS 30A-260A | ZGDJ3XX12-CX2XT4XX - Automatic Transfer Switch, ZTG T-Series, 30 A-260 A "ZTG DT 260A3PH No Neu N1 General Purpose Commercial and Industrial Automatic Transfer Switch 260 A, 3 Phase (3 Pole), Delayed Transition NEMA 1 Enclosure 4 NO (Normally Open) and 4 NC (Normally Closed) Auxiliary Contacts No Neutral No Meters GB2 - (6)#8-1/0 Ground Bar Modbus TCP communications Additional 4 I/O, programmable T1-Panel Voltage agnostic, Rated for 200 to 480V line to line voltage Standard Application-Sources on Bottom UL 1008 listed up To 480VAC at 50/60Hz Seismic certified To IEEE-693-2005 at HIGH level With 2.5 amplification factor Seismic certified To IBC-2015 at Ip=1.5 For z/h less than Or equal To 1 Microprocessor activated Momentary test switch Programmable exerciser daily, 7-14-28-365 days user- selectable, with or without load Event log of last 250 events Adjustable over/under frequency sensor-Source 2-and Source 1 Frequency Indication - on the controller LED Source -2 - Position indication LED Source -1 - Position indication LED Source -2 - Source availability indication LED Source -1 - Source availability indication" "Engine start timer -adjustable up to 60sec Phase rotation sensing of Source 1 and Source 2 Under voltage sensing 3-phase Source 2 In Phase Monitor between Source 1 and Source 2 to allow transfer-with enable/disable Over voltage sensing-3 phase Source 2 Microprocessor activated Commit/no commit on transferring to Source 2-with enable/disable Time Delay from Neutral Position to Source 1 on Retransfer Time Delay from Neutral Position to Source 2 on Retransfer. Adjustable time delay on transfer to Source 1 Engine stop/cool adjustable cool down timer Voltage imbalance between phases-applies to 3-phase only Adjustable time delay on transfer to Source 2 Bypass transfer timer function-soft switch in controller Programmable Input Modules: (Must be configured by user upon installation) E-Stop Remote Control to S1 (R15 Load Shed) Remote Control to S2 Remote Control to OFF (R15D Load Shed) Inhibit Transfer Manual-Auto Mode Programmable Output Modules: (Must be configured by user upon installation) Alarm / Product Availability Load Connected to S1 Load Disconnected Load Connected to S2 Elevator Pre-transfer Signal (T3/W3)" | PUR | "Category: --- LV - Other --- Identifier: --- BTO ATS 30A-260A ---------------------------------- - Enclosure Rating: --- - System voltage: --- - Bus amperage: --- - Short Circuit Rating: --- - Sections: --- 0" | EA | EA | ABBE | TRUE |  | P | ALL
131108 | 1 | 1 | States | Dayton | Hayley Fabian | TRUE | 2026-02-05T00:00:00 | 2027-02-04T00:00:00 | 2027-02-04T00:00:00 | 2 | 0 | 2 | 5411.8 | 10823.6 | 55369 | USA | N45 | 77 | ABB INC | 27511 | BTO ATS 400A-600A | ZGDK3XX12-CX2XT4XX Automatic Transfer Switch, ZTG T-Series, 400 A-600 A "ZTG DT 400A3PH No Neu N1 General Purpose Commercial and Industrial Automatic Transfer Switch 400 A, 3 Phase (3 Pole), Delayed Transition NEMA 1 Enclosure 4 NO (Normally Open) and 4 NC (Normally Closed) Auxiliary Contacts No Neutral No Meters GB2 - (6)#8-1/0 Ground Bar Modbus TCP communications Additional 4 I/O, programmable T1-Panel Voltage agnostic, Rated for 200 to 480V line to line voltage Standard Application-Sources on Bottom UL 1008 listed up To 480VAC at 50/60Hz Seismic certified To IEEE-693-2005 at HIGH level With 2.5 amplification factor Seismic certified To IBC-2015 at Ip=1.5 For z/h less than Or equal To 1 Microprocessor activated Momentary test switch Programmable exerciser daily, 7-14-28-365 days user- selectable, with or without load Event log of last 250 events Adjustable over/under frequency sensor-Source 2-and Source 1 Frequency Indication - on the controller LED Source -2 - Position indication LED Source -1 - Position indication LED Source -2 - Source availability indication LED Source -1 - Source availability indication" "Engine start timer -adjustable up to 60sec Phase rotation sensing of Source 1 and Source 2 Under voltage sensing 3-phase Source 2 In Phase Monitor between Source 1 and Source 2 to allow transfer-with enable/disable Over voltage sensing-3 phase Source 2 Microprocessor activated Commit/no commit on transferring to Source 2-with enable/disable Time Delay from Neutral Position to Source 1 on Retransfer Time Delay from Neutral Position to Source 2 on Retransfer. Adjustable time delay on transfer to Source 1 Engine stop/cool adjustable cool down timer Voltage imbalance between phases-applies to 3-phase only Adjustable time delay on transfer to Source 2 Bypass transfer timer function-soft switch in controller Programmable Input Modules: (Must be configured by user upon installation) E-Stop Remote Control to S1 (R15 Load Shed) Remote Control to S2 Remote Control to OFF (R15D Load Shed) Inhibit Transfer Manual-Auto Mode Programmable Output Modules: (Must be configured by user upon installation) Alarm / Product Availability Load Connected to S1 Load Disconnected Load Connected to S2 Elevator Pre-transfer Signal (T3/W3)" | PUR | "Category: --- LV - Other --- Identifier: --- BTO ATS 400A-600A ---------------------------------- - Enclosure Rating: --- - System voltage: --- - Bus amperage: --- - Short Circuit Rating: --- - Sections: --- 0" | EA | EA | ABBE | TRUE |  | P | ALL
128887 | 7 | 1 | States | Champlin | Hayley Fabian | TRUE | 2025-09-09T00:00:00 | 2026-09-21T00:00:00 | 2026-02-09T00:00:00 | 13 | 12 | 1 | 3615.76 | 47004.88 | 55316 | USA | N30 | 77 | ABB INC | 27511 | 923A277G05 | Current Transformer: bar type 3000:5A, Single Ratio, C200 Relay Class, | CTRA | Current Transformer: bar type 3000:5A, Single Ratio, C200 Relay Class, | EA | EA |  | TRUE |  | P | PPD | 100
130875 | 6 | 1 | States | Oppidan Cedar Rapids | Hayley Fabian | TRUE | 2026-01-23T00:00:00 | 2026-11-24T00:00:00 | 2026-11-24T00:00:00 | 7 | 0 | 7 | 4450 | 31150 | 52404 | USA | N45 | 77 | ABB INC | 27511 | Services - Start-up Service | On-site Service Per Day (not to exceed 3 days), M-F 8am-5pm | PUR | On-site Service Per Day (not to exceed 7 days), M-F 8am-5pm | EA | EA | ABBE | TRUE |  | P | PPD | 100 |  | 077319-2-1
130875 | 3 | 1 | States | Oppidan Cedar Rapids | Hayley Fabian | TRUE | 2026-01-23T00:00:00 | 2026-11-24T00:00:00 | 2026-11-24T00:00:00 | 1 | 0 | 1 | 4255 | 4255 | 52404 | USA | N45 | 77 | ABB INC | 27511 | Other Services - Integration Testing | Integration Testing - (1) Day(s) | PUR | Integration Testing - (1) Day(s) | EA | EA | ABBE | TRUE |  | P | PPD | 100 |  | 077319-2-1
130875 | 9 | 1 | States | Oppidan Cedar Rapids | Hayley Fabian | TRUE | 2026-01-23T00:00:00 | 2026-11-24T00:00:00 | 2026-11-24T00:00:00 | 1 | 0 | 1 | 43578 | 43578 | 52404 | USA | N45 | 77 | ABB INC | 27511 | Supplementary Item - Extended Warranty | 2 Year Extended Warranty w/1 PM QTY (6) 1200A STS Units | PUR | 2 Year Extended Warranty w/1 PM QTY (6) 1200A STS Units | EA | EA | ABBE | TRUE |  | P | PPD | 100 |  | 077319-2-1
130875 | 7 | 1 | States | Oppidan Cedar Rapids | Hayley Fabian | TRUE | 2026-01-23T00:00:00 | 2026-11-23T00:00:00 | 2026-11-23T00:00:00 | 12 | 0 | 12 | 87169 | 1046028 | 52404 | USA | N45 | 77 | ABB INC | 27511 | SuperSwitch 4 (DSTS) | 1200A, 480V, DSTS (SS4) | PUR | 1200A, 480V, DSTS (SS4) | EA | EA | ABBE | TRUE |  | P | PPD | 100 |  | 077319-2-1
130875 | 10 | 1 | States | Oppidan Cedar Rapids | Hayley Fabian | TRUE | 2026-01-23T00:00:00 | 2026-11-23T00:00:00 | 2026-11-23T00:00:00 | 72 | 0 | 72 | 57 | 4104 | 52404 | USA | N45 | 77 | ABB INC | 27511 | Supplementary Item - STS | STS Pedestals | PUR | STS Pedestals | EA | EA | ABBE | TRUE |  | P | PPD | 100 |  | 077319-2-1
130875 | 4 | 1 | States | Oppidan Cedar Rapids | Hayley Fabian | TRUE | 2026-01-23T00:00:00 | 2026-11-24T00:00:00 | 2026-11-24T00:00:00 | 3 | 0 | 3 | 4255 | 12765 | 52404 | USA | N45 | 77 | ABB INC | 27511 | Other Services - Level 4 | Level 4 Performancy Testing - (4) Days(s) | PUR | Level 4 Performancy Testing - (3) Days(s) | EA | EA | ABBE | TRUE |  | P | PPD | 100 |  | 077319-2-1
130875 | 1 | 1 | States | Oppidan Cedar Rapids | Hayley Fabian | TRUE | 2026-01-23T00:00:00 | 2026-11-23T00:00:00 | 2026-11-23T00:00:00 | 12 | 0 | 12 | 9500 | 114000 | 52404 | USA | N45 | 77 | ABB INC | 27511 | 1200A 24" Front Access Sidecar | SuperSwitch 4 - 1200A 24" Front Access Sidecar | PUR | SuperSwitch 4 - 1200A 24" Front Access Sidecar | EA | EA | ABBE | TRUE |  | P | PPD | 100 |  | 077319-2-1
130875 | 2 | 1 | States | Oppidan Cedar Rapids | Hayley Fabian | TRUE | 2026-01-23T00:00:00 | 2026-11-23T00:00:00 | 2026-11-23T00:00:00 | 12 | 0 | 12 | 390 | 4680 | 52404 | USA | N45 | 77 | ABB INC | 27511 | 800A-1200A Vented Kickplates | SuperSwitch 4 - 800A-1200A Vented Kickplates | PUR | SuperSwitch 4 - 800A-1200A Vented Kickplates | EA | EA | ABBE | TRUE |  | P | PPD | 100 |  | 077319-2-1
130875 | 5 | 1 | States | Oppidan Cedar Rapids | Hayley Fabian | TRUE | 2026-01-23T00:00:00 | 2029-12-31T00:00:00 | 2029-12-31T00:00:00 | 2 | 0 | 2 | 4500 | 9000 | 52404 | USA | N45 | 77 | ABB INC | 27511 | Other Services - Mobilization | Mobilization - (3) Visit(s) | PUR | Mobilization - (2) Visit(s) | EA | EA | ABBE | TRUE |  | P | PPD | 100 |  | 077319-2-1
130547 | 3 | 1 | States | Oppidan | Hayley Fabian | TRUE | 2026-01-05T00:00:00 | 2026-11-03T00:00:00 | 2026-11-03T00:00:00 | 6 | 0 | 6 | 286472.37 | 1718834.22 | 43026 | USA | N45 | 77 | ABB INC | 27511 | 4NWP106511R0002 | MegaFlex 1.5MW UPS 480V 60Hz: Static Bypass - 100% rated continuous duty; Cabinet color: RAL 9005 (black); Single or dual AC feed; Short circuit withstand rating: 100kAIC; Input Voltage: 480V 3-Phase + Gnd , +/- 15% voltage tolerance, Frequency: 60Hz +/- 10%, PF = 0.99; Output: 480V, 3W + Gnd, Frequency: 60Hz & PF = 1.0; Efficiency: Up to 97% Double Conversion (VFI) & Up to 99% eBoost mode (VFD); Compatible Battery Technologies: LiB, NiZn, VRLA | PUR | MegaFlex 1.5MW UPS 480V 60Hz: Static Bypass - 100% rated continuous duty; Cabinet color: RAL 9005 (black); Single or dual AC feed; Short circuit withstand rating: 100kAIC; Input Voltage: 480V 3-Phase + Gnd , +/- 15% voltage tolerance, Frequency: 60Hz +/- 10%, PF = 0.99; Output: 480V, 3W + Gnd, Frequency: 60Hz & PF = 1.0; Efficiency: Up to 97% Double Conversion (VFI) & Up to 99% eBoost mode (VFD); Compatible Battery Technologies: LiB, NiZn, VRLA | EA | EA | ABBE | TRUE |  | P | PPD | 100 |  | 077311-1-1
130547 | 14 | 1 | States | Oppidan | Hayley Fabian | TRUE | 2026-01-05T00:00:00 | 2029-12-31T00:00:00 | 2029-12-31T00:00:00 | 1 | 0 | 1 | 4500 | 4500 | 43026 | USA | N45 | 77 | ABB INC | 27511 | MOBILIZATION_UPS PKG | Mobilization for UPS Pkg (for L4/L5/L6T Tasks) | PUR | Mobilization for UPS Pkg (for L4/L5/L6T Tasks) | EA | EA | ABBE | TRUE |  | P | PPD | 100 |  | 077311-1-1
130547 | 10 | 2 | States | Oppidan | Hayley Fabian | TRUE | 2026-01-05T00:00:00 | 2026-11-03T00:00:00 | 2026-11-03T00:00:00 | 6 | 0 | 6 | 3500 | 42000 | 43026 | USA | N45 | 77 | ABB INC | 27511 | FREIGHT_RIC | Freight: Incoterm FCA Factory - Freight allowed | PUR | Freight: Incoterm FCA Factory - Freight allowed | EA | EA | ABBE | TRUE |  | P | PPD | 100 |  | 077311-1-1
130547 | 19 | 1 | States | Oppidan | Hayley Fabian | TRUE | 2026-01-05T00:00:00 | 2029-12-31T00:00:00 | 2029-12-31T00:00:00 | 6 | 0 | 6 | 4500 | 27000 | 43026 | USA | N45 | 77 | ABB INC | 27511 | S-IST | (1 day/UPS is recommended) Spec 263353, Par 3.6A Level-5 Integration System Testing (IST) (1 day included + daily rate applied if exceeds) | PUR | (1 day/UPS is recommended) Spec 263353, Par 3.6A Level-5 Integration System Testing (IST) (1 day included + daily rate applied if exceeds) | EA | EA | ABBE | TRUE |  | P | PPD | 100 |  | 077311-1-1
130547 | 17 | 1 | States | Oppidan | Hayley Fabian | TRUE | 2026-01-05T00:00:00 | 2029-12-31T00:00:00 | 2029-12-31T00:00:00 | 3 | 0 | 3 | 4500 | 13500 | 43026 | USA | N45 | 77 | ABB INC | 27511 | SERVICEFLATRATE | Level-3 Startup: Additional startup time - interfacing with and checking of Maintenance Bypass Switchboards (not actual SU of MBC or MBS) | PUR | Level-3 Startup: Additional startup time - interfacing with and checking of Maintenance Bypass Switchboards (not actual SU of MBC or MBS) | EA | EA | ABBE | TRUE |  | P | PPD | 100 |  | 077311-1-1
130547 | 22 | 1 | States | Oppidan | Hayley Fabian | TRUE | 2026-01-05T00:00:00 | 2026-11-05T00:00:00 | 2026-11-05T00:00:00 | 6 | 0 | 6 | 5188 | 31128 | 43026 | USA | N45 | 77 | ABB INC | 27511 | UPS-FOBDEST | FCA Destination Charges Included | PUR | FCA Destination Charges Included | EA | EA | ABBE | TRUE |  | P | PPD | 100 |  | 077311-1-1
130547 | 10 | 1 | States | Oppidan | Hayley Fabian | TRUE | 2026-01-05T00:00:00 | 2026-11-03T00:00:00 | 2026-11-03T00:00:00 | 6 | 0 | 6 | 3500 | 42000 | 43026 | USA | N45 | 77 | ABB INC | 27511 | FREIGHT_RIC | Freight: Incoterm FCA Factory - Freight allowed | PUR | Freight: Incoterm FCA Factory - Freight allowed | EA | EA | ABBE | TRUE |  | P | PPD | 100 |  | 077311-1-1
130547 | 8 | 1 | States | Oppidan | Hayley Fabian | TRUE | 2026-01-05T00:00:00 | 2026-11-03T00:00:00 | 2026-11-03T00:00:00 | 6 | 0 | 6 | 12590 | 75540 | 43026 | USA | N45 | 77 | ABB INC | 27511 | 79-5000-00000047 | 4000A DC Junction Cabinet: - NEMA-1 enclosure - Dim: 30"W x 24"D x 87"H - Front access; - Installed end cap of battery lineup closer to UPS I/O section - Accommodates up to 10 DC battery cabinet landings - Installed by contractor - see ABB installation drawing; | PUR | 4000A DC Junction Cabinet: - NEMA-1 enclosure - Dim: 30"W x 24"D x 87"H - Front access; - Installed end cap of battery lineup closer to UPS I/O section - Accommodates up to 10 DC battery cabinet landings - Installed by contractor - see ABB installation drawing; | EA | EA | ABBE | TRUE |  | P | PPD | 100 |  | 077311-1-1
130547 | 11 | 1 | States | Oppidan | Hayley Fabian | TRUE | 2026-01-05T00:00:00 | 2029-12-31T00:00:00 | 2029-12-31T00:00:00 | 6 | 0 | 6 | 9000 | 54000 | 43026 | USA | N45 | 77 | ABB INC | 27511 | FSULITHI136X8P1 | Level-3 Startup of Lithium-Ion Batteries Note: Installation & connecting of batteries in the cabinets are by others (per adder above) | PUR | Level-3 Startup of Lithium-Ion Batteries Note: Installation & connecting of batteries in the cabinets are by others (per adder above) | EA | EA | ABBE | TRUE |  | P | PPD | 100 |  | 077311-1-1
130547 | 15 | 1 | States | Oppidan | Hayley Fabian | TRUE | 2026-01-05T00:00:00 | 2026-11-05T00:00:00 | 2026-11-05T00:00:00 | 12 | 0 | 12 | 4500 | 54000 | 43026 | USA | N45 | 77 | ABB INC | 27511 | S-CM1_UPS 3.5.B | Spec 263353, Par 3.5.B Level-4 Performance Testing per system Par 3.5.B: 2 days onsite (Deviate from 10 to 2 days per Customer Request) | PUR | Spec 263353, Par 3.5.B Level-4 Performance Testing per system Par 3.5.B: 2 days onsite (Deviate from 10 to 2 days per Customer Request) | EA | EA | ABBE | TRUE |  | P | PPD | 100 |  | 077311-1-1
130547 | 18 | 1 | States | Oppidan | Hayley Fabian | TRUE | 2026-01-05T00:00:00 | 2029-12-31T00:00:00 | 2029-12-31T00:00:00 | 24 | 0 | 24 | 4500 | 108000 | 43026 | USA | N45 | 77 | ABB INC | 27511 | SERVICEFLATRATE Spec | Spec 263353.1, Par 3.2.B - Battery installation by UPS Manufacturer | PUR | Spec 263353.1, Par 3.2.B - Battery installation by UPS Manufacturer | EA | EA | ABBE | TRUE |  | P | PPD | 100 |  | 077311-1-1
130547 | 6 | 1 | States | Oppidan | Hayley Fabian | TRUE | 2026-01-05T00:00:00 | 2026-11-03T00:00:00 | 2026-11-03T00:00:00 | 42 | 0 | 42 | 1500 | 63000 | 43026 | USA | N45 | 77 | ABB INC | 27511 | 4NWR002204 | IntraPack Part No.: F012384-A02, Secondary top hat, Samsung Lithium-Ion UL9540A battery cabinet includes: - Cable management for Positive, Negative and Frame Ground Cables - Removable Front and Top Gland Plates - Paint color: Black | PUR | IntraPack Part No.: F012384-A02, Secondary top hat, Samsung Lithium-Ion UL9540A battery cabinet includes: - Cable management for Positive, Negative and Frame Ground Cables - Removable Front and Top Gland Plates - Paint color: Black | EA | EA | ABBE | TRUE |  | P | PPD | 100 |  | 077311-1-1
130547 | 23 | 1 | States | Oppidan | Hayley Fabian | TRUE | 2026-01-05T00:00:00 | 2026-11-05T00:00:00 | 2026-11-05T00:00:00 | 6 | 0 | 6 | 4839 | 29034 | 43026 | USA | N45 | 77 | ABB INC | 27511 | UPS-FOBDEST_ | FCA Destination Charges Included | PUR | FCA Destination Charges Included | EA | EA | ABBE | TRUE |  | P | PPD | 100 |  | 077311-1-1
130547 | 12 | 1 | States | Oppidan | Hayley Fabian | TRUE | 2026-01-05T00:00:00 | 2029-12-31T00:00:00 | 2029-12-31T00:00:00 | 6 | 0 | 6 | 11500 | 69000 | 43026 | USA | N45 | 77 | ABB INC | 27511 | FSUMEG1600P1 | Level-3 Startup of MegaFlex UPS | PUR | Level-3 Startup of MegaFlex UPS | EA | EA | ABBE | TRUE |  | P | PPD | 100 |  | 077311-1-1
130547 | 2 | 1 | States | Oppidan | Hayley Fabian | TRUE | 2026-01-05T00:00:00 | 2026-11-03T00:00:00 | 2026-11-03T00:00:00 | 48 | 0 | 48 | 28748.86 | 1379945.28 | 43026 | USA | N45 | 77 | ABB INC | 27511 | 4NWP104024R36U2, 8 LiBC/UPS | Samsung 136S Lithium Battery Cabinets/UPS: - High cycle / High Power Density - UL9540/UL9540A Listed - Top Cable Entry - DC Breaker in each battery cabinet - DIM/BC: 25.5 in W x 21 in D x 87 in H; - Approx Weight/BC: 1125 lbs - Battery runtime: 7 minn BOL / 5 min EOL for 1579 kWb battery loads | PUR | Samsung 136S Lithium Battery Cabinets/UPS: - High cycle / High Power Density - UL9540/UL9540A Listed - Top Cable Entry - DC Breaker in each battery cabinet - DIM/BC: 25.5 in W x 21 in D x 87 in H; - Approx Weight/BC: 1125 lbs - Battery runtime: 7 minn BOL / 5 min EOL for 1579 kWb battery loads | EA | EA | ABBE | TRUE |  | P | PPD | 100 |  | 077311-1-1
130547 | 20 | 1 | States | Oppidan | Hayley Fabian | TRUE | 2026-01-05T00:00:00 | 2026-11-03T00:00:00 | 2026-11-03T00:00:00 | 1 | 0 | 1 | 4500 | 4500 | 43026 | USA | N45 | 77 | ABB INC | 27511 | S-OST | Par 3.4.K - Onsite Training after startup/commissioning completion, contiguous US only (1 day / site + daily rate applied if exceeds) | PUR | Par 3.4.K - Onsite Training after startup/commissioning completion, contiguous US only (1 day / site + daily rate applied if exceeds) | EA | EA | ABBE | TRUE |  | P | PPD | 100 |  | 077311-1-1
130547 | 4 | 1 | States | Oppidan | Hayley Fabian | TRUE | 2026-01-05T00:00:00 | 2026-11-03T00:00:00 | 2026-11-03T00:00:00 | 6 | 0 | 6 | 1127.85 | 6767.1 | 43026 | USA | N45 | 77 | ABB INC | 27511 | 4NWP107801R0001 | ANC-L Network Communication Card | PUR | ANC-L Network Communication Card | EA | EA | ABBE | TRUE |  | P | PPD | 100 |  | 077311-1-1
130547 | 1 | 1 | States | Oppidan | Hayley Fabian | TRUE | 2026-01-05T00:00:00 | 2026-11-03T00:00:00 | 2026-11-03T00:00:00 | 6 | 0 | 6 | 1364.35 | 8186.1 | 43026 | USA | N45 | 77 | ABB INC | 27511 | 4NWA7000321568A | MegaFlex Seismic Bracket | PUR | MegaFlex Seismic Bracket | EA | EA | ABBE | TRUE |  | P | PPD | 100 |  | 077311-1-1
130547 | 9 | 1 | States | Oppidan | Hayley Fabian | TRUE | 2026-01-05T00:00:00 | 2026-11-03T00:00:00 | 2026-11-03T00:00:00 | 12 | 0 | 12 | 646.12 | 7753.44 | 43026 | USA | N45 | 77 | ABB INC | 27511 | 7GSP017351R0001 | UPS OPT IM0171E CUSTOMER INTERFAIEC_1605 | PUR | CIC Communication Card | EA | EA | ABBE | TRUE |  | P | PPD | 100 |  | 077311-1-1
130547 | 7 | 1 | States | Oppidan | Hayley Fabian | TRUE | 2026-01-05T00:00:00 | 2026-11-03T00:00:00 | 2026-11-03T00:00:00 | 6 | 0 | 6 | 2950 | 17700 | 43026 | USA | N45 | 77 | ABB INC | 27511 | 4NWR002253 | IntraPack Part No.: F012382-A02, Standard Primary top hat, Samsung Lithium-Ion UL9540A battery cabinet includes: - Cable management for Positive, Negative and Frame Ground Cables - Removable Front and Top Gland Plates - Paint color: Black - Data logger provided by ABB | PUR | IntraPack Part No.: F012382-A02, Standard Primary top hat, Samsung Lithium-Ion UL9540A battery cabinet includes: - Cable management for Positive, Negative and Frame Ground Cables - Removable Front and Top Gland Plates - Paint color: Black - Data logger provided by ABB | EA | EA | ABBE | TRUE |  | P | PPD | 100 |  | 077311-1-1
130547 | 16 | 1 | States | Oppidan | Hayley Fabian | TRUE | 2026-01-05T00:00:00 | 2026-11-05T00:00:00 | 2026-11-05T00:00:00 | 12 | 0 | 12 | 4500 | 54000 | 43026 | USA | N45 | 77 | ABB INC | 27511 | S-CM1_UPS 3.5.D | (Customer to decide) Spec 263353, Par 3.5.D Level-4 Performance Testing per system Par 3.5.D: Exploratory period - 1st 2 days onsite Note: Customer to decide if this step is necessary | PUR | (Customer to decide) Spec 263353, Par 3.5.D Level-4 Performance Testing per system Par 3.5.D: Exploratory period - 1st 2 days onsite Note: Customer to decide if this step is necessary | EA | EA | ABBE | TRUE |  | P | PPD | 100 |  | 077311-1-1
130547 | 13 | 1 | States | Oppidan | Hayley Fabian | TRUE | 2026-01-05T00:00:00 | 2029-12-31T00:00:00 | 2029-12-31T00:00:00 | 1 | 0 | 1 | 4500 | 4500 | 43026 | USA | N45 | 77 | ABB INC | 27511 | MOBILIZATION_UPS | Mobilization for UPS Pkg (assume startup at same time for both UPS's) | PUR | Mobilization for UPS Pkg (assume startup at same time for both UPS's) | EA | EA | ABBE | TRUE |  | P | PPD | 100 |  | 077311-1-1
126202 | 12 | 1 | States | Caddell Construction | Hayley Fabian | TRUE | 2025-03-05T00:00:00 | 2026-12-31T00:00:00 | 2026-12-31T00:00:00 | 2 | 0 | 2 | 9750 | 19500 | 36116 | USA | N30 | 77 | ABB INC | 27511 | FSUMEG1600P1 | Level-3 Startup of MegaFlex UPS |  | START-UP MEGAFLEX 1.5-1.6 L2 | EA | EA | ABBE | TRUE | AR - AMANDA | P | PPD |  |  | 077037-11-1
130702 | 1 | 1 | States | Dayton | Hayley Fabian | TRUE | 2026-01-13T00:00:00 | 2026-12-31T00:00:00 | 2026-12-31T00:00:00 | 1 | 0 | 1 | 22200 | 22200 | 55369 | USA | N45 | 77 | ABB INC | 27511 | Level 4 & 5 Onsite testing for ABB UPS & STS | Category: --- Identifier: --- Level 4 & 5 Onsite testing for ABB UPS & STS ---------------------------------- - Enclosure Rating: --- - System voltage: --- - Bus amperage: --- - Short Circuit Rating: --- - Sections: --- 0 | Buy | "Category: --- Identifier: --- Level 4 & 5 Onsite testing for ABB UPS & STS ---------------------------------- - Enclosure Rating: --- - System voltage: --- - Bus amperage: --- - Short Circuit Rating: --- - Sections: --- 0" | EA | EA | ABBE | TRUE |  | P | ALL
130536 | 17 | 1 | States | Oppidan | Hayley Fabian | TRUE | 2026-01-05T00:00:00 | 2029-12-31T00:00:00 | 2029-12-31T00:00:00 | 2 | 0 | 2 | 4500 | 9000 | 79927 | USA | N45 | 77 | ABB INC | 27511 | SERVICEFLATRATE | Level-3 Startup: Additional startup time - interfacing with and checking of Maintenance Bypass Switchboards (not actual SU of MBC or MBS) | PUR | Level-3 Startup: Additional startup time - interfacing with and checking of Maintenance Bypass Switchboards (not actual SU of MBC or MBS) | EA | EA | ABBE | TRUE |  | P | PPD | 100 |  | 077315-1-1
130536 | 13 | 1 | States | Oppidan | Hayley Fabian | TRUE | 2026-01-05T00:00:00 | 2029-12-31T00:00:00 | 2029-12-31T00:00:00 | 1 | 0 | 1 | 4500 | 4500 | 79927 | USA | N45 | 77 | ABB INC | 27511 | MOBILIZATION_UPS | Mobilization for UPS Pkg (assume startup at same time for both UPS's) | PUR | Mobilization for UPS Pkg (assume startup at same time for both UPS's) | EA | EA | ABBE | TRUE |  | P | PPD | 100 |  | 077315-1-1
130536 | 1 | 1 | States | Oppidan | Hayley Fabian | TRUE | 2026-01-05T00:00:00 | 2027-01-05T00:00:00 | 2027-01-05T00:00:00 | 4 | 0 | 4 | 1364.35 | 5457.4 | 79927 | USA | N45 | 77 | ABB INC | 27511 | 4NWA7000321568A | MegaFlex Seismic Bracket | PUR | MegaFlex Seismic Bracket | EA | EA | ABBE | TRUE |  | P | PPD | 100 |  | 077315-1-1
130536 | 2 | 1 | States | Oppidan | Hayley Fabian | TRUE | 2026-01-05T00:00:00 | 2027-01-05T00:00:00 | 2027-01-05T00:00:00 | 32 | 0 | 32 | 28748.86 | 919963.52 | 79927 | USA | N45 | 77 | ABB INC | 27511 | 4NWP104024R36U2, 8 LiBC/UPS | Samsung 136S Lithium Battery Cabinets/UPS: - High cycle / High Power Density - UL9540/UL9540A Listed - Top Cable Entry - DC Breaker in each battery cabinet - DIM/BC: 25.5 in W x 21 in D x 87 in H; - Approx Weight/BC: 1125 lbs - Battery runtime: 7 minn BOL / 5 min EOL for 1579 kWb battery loads | PUR | Samsung 136S Lithium Battery Cabinets/UPS: - High cycle / High Power Density - UL9540/UL9540A Listed - Top Cable Entry - DC Breaker in each battery cabinet - DIM/BC: 25.5 in W x 21 in D x 87 in H; - Approx Weight/BC: 1125 lbs - Battery runtime: 7 minn BOL / 5 min EOL for 1579 kWb battery loads | EA | EA | ABBE | TRUE |  | P | PPD | 100 |  | 077315-1-1
130536 | 3 | 1 | States | Oppidan | Hayley Fabian | TRUE | 2026-01-05T00:00:00 | 2027-01-05T00:00:00 | 2027-01-05T00:00:00 | 4 | 0 | 4 | 286472.37 | 1145889.48 | 79927 | USA | N45 | 77 | ABB INC | 27511 | 4NWP106511R0002 | MegaFlex 1.5MW UPS 480V 60Hz: Static Bypass - 100% rated continuous duty; Cabinet color: RAL 9005 (black); Single or dual AC feed; Short circuit withstand rating: 100kAIC; Input Voltage: 480V 3-Phase + Gnd , +/- 15% voltage tolerance, Frequency: 60Hz +/- 10%, PF = 0.99; Output: 480V, 3W + Gnd, Frequency: 60Hz & PF = 1.0; Efficiency: Up to 97% Double Conversion (VFI) & Up to 99% eBoost mode (VFD); Compatible Battery Technologies: LiB, NiZn, VRLA | PUR | MegaFlex 1.5MW UPS 480V 60Hz: Static Bypass - 100% rated continuous duty; Cabinet color: RAL 9005 (black); Single or dual AC feed; Short circuit withstand rating: 100kAIC; Input Voltage: 480V 3-Phase + Gnd , +/- 15% voltage tolerance, Frequency: 60Hz +/- 10%, PF = 0.99; Output: 480V, 3W + Gnd, Frequency: 60Hz & PF = 1.0; Efficiency: Up to 97% Double Conversion (VFI) & Up to 99% eBoost mode (VFD); Compatible Battery Technologies: LiB, NiZn, VRLA | EA | EA | ABBE | TRUE |  | P | PPD | 100 |  | 077315-1-1
130536 | 22 | 1 | States | Oppidan | Hayley Fabian | TRUE | 2026-01-05T00:00:00 | 2027-01-06T00:00:00 | 2027-01-06T00:00:00 | 4 | 0 | 4 | 5188 | 20752 | 79927 | USA | N45 | 77 | ABB INC | 27511 | UPS-FOBDEST | FCA Destination Charges Included | PUR | FCA Destination Charges Included | EA | EA | ABBE | TRUE |  | P | PPD | 100 |  | 077315-1-1
130536 | 18 | 1 | States | Oppidan | Hayley Fabian | TRUE | 2026-01-05T00:00:00 | 2029-12-31T00:00:00 | 2029-12-31T00:00:00 | 16 | 0 | 16 | 4500 | 72000 | 79927 | USA | N45 | 77 | ABB INC | 27511 | SERVICEFLATRATE Spec | Spec 263353.1, Par 3.2.B - Battery installation by UPS Manufacturer | PUR | Spec 263353.1, Par 3.2.B - Battery installation by UPS Manufacturer | EA | EA | ABBE | TRUE |  | P | PPD | 100 |  | 077315-1-1
130536 | 11 | 1 | States | Oppidan | Hayley Fabian | TRUE | 2026-01-05T00:00:00 | 2029-12-31T00:00:00 | 2029-12-31T00:00:00 | 4 | 0 | 4 | 9000 | 36000 | 79927 | USA | N45 | 77 | ABB INC | 27511 | FSULITHI136X8P1 | Level-3 Startup of Lithium-Ion Batteries Note: Installation & connecting of batteries in the cabinets are by others (per adder above) | PUR | Level-3 Startup of Lithium-Ion Batteries Note: Installation & connecting of batteries in the cabinets are by others (per adder above) | EA | EA | ABBE | TRUE |  | P | PPD | 100 |  | 077315-1-1
130536 | 16 | 1 | States | Oppidan | Hayley Fabian | TRUE | 2026-01-05T00:00:00 | 2027-01-06T00:00:00 | 2027-01-06T00:00:00 | 8 | 0 | 8 | 4500 | 36000 | 79927 | USA | N45 | 77 | ABB INC | 27511 | S-CM1_UPS 3.5.D | (Customer to decide) Spec 263353, Par 3.5.D Level-4 Performance Testing per system Par 3.5.D: Exploratory period - 1st 2 days onsite Note: Customer to decide if this step is necessary | PUR | (Customer to decide) Spec 263353, Par 3.5.D Level-4 Performance Testing per system Par 3.5.D: Exploratory period - 1st 2 days onsite Note: Customer to decide if this step is necessary | EA | EA | ABBE | TRUE |  | P | PPD | 100 |  | 077315-1-1
130536 | 10 | 2 | States | Oppidan | Hayley Fabian | TRUE | 2026-01-05T00:00:00 | 2027-01-05T00:00:00 | 2027-01-05T00:00:00 | 4 | 0 | 4 | 3500 | 28000 | 79927 | USA | N45 | 77 | ABB INC | 27511 | FREIGHT_RIC | Freight: Incoterm FCA Factory - Freight allowed | PUR | Freight: Incoterm FCA Factory - Freight allowed | EA | EA | ABBE | TRUE |  | P | PPD | 100 |  | 077315-1-1
130536 | 19 | 1 | States | Oppidan | Hayley Fabian | TRUE | 2026-01-05T00:00:00 | 2029-12-31T00:00:00 | 2029-12-31T00:00:00 | 4 | 0 | 4 | 4500 | 18000 | 79927 | USA | N45 | 77 | ABB INC | 27511 | S-IST | (1 day/UPS is recommended) Spec 263353, Par 3.6A Level-5 Integration System Testing (IST) (1 day included + daily rate applied if exceeds) | PUR | (1 day/UPS is recommended) Spec 263353, Par 3.6A Level-5 Integration System Testing (IST) (1 day included + daily rate applied if exceeds) | EA | EA | ABBE | TRUE |  | P | PPD | 100 |  | 077315-1-1
130536 | 4 | 1 | States | Oppidan | Hayley Fabian | TRUE | 2026-01-05T00:00:00 | 2027-01-05T00:00:00 | 2027-01-05T00:00:00 | 4 | 0 | 4 | 1127.85 | 4511.4 | 79927 | USA | N45 | 77 | ABB INC | 27511 | 4NWP107801R0001 | ANC-L Network Communication Card | PUR | ANC-L Network Communication Card | EA | EA | ABBE | TRUE |  | P | PPD | 100 |  | 077315-1-1
130536 | 9 | 1 | States | Oppidan | Hayley Fabian | TRUE | 2026-01-05T00:00:00 | 2027-01-05T00:00:00 | 2027-01-05T00:00:00 | 8 | 0 | 8 | 646.12 | 5168.96 | 79927 | USA | N45 | 77 | ABB INC | 27511 | 7GSP017351R0001 | UPS OPT IM0171E CUSTOMER INTERFAIEC_1605 | PUR | CIC Communication Card | EA | EA | ABBE | TRUE |  | P | PPD | 100 |  | 077315-1-1
130536 | 15 | 1 | States | Oppidan | Hayley Fabian | TRUE | 2026-01-05T00:00:00 | 2027-01-06T00:00:00 | 2027-01-06T00:00:00 | 8 | 0 | 8 | 4500 | 36000 | 79927 | USA | N45 | 77 | ABB INC | 27511 | S-CM1_UPS 3.5.B | Spec 263353, Par 3.5.B Level-4 Performance Testing per system Par 3.5.B: 2 days onsite (Deviate from 10 to 2 days per Customer Request) | PUR | Spec 263353, Par 3.5.B Level-4 Performance Testing per system Par 3.5.B: 2 days onsite (Deviate from 10 to 2 days per Customer Request) | EA | EA | ABBE | TRUE |  | P | PPD | 100 |  | 077315-1-1
130536 | 23 | 1 | States | Oppidan | Hayley Fabian | TRUE | 2026-01-05T00:00:00 | 2027-01-06T00:00:00 | 2027-01-06T00:00:00 | 4 | 0 | 4 | 4839 | 19356 | 79927 | USA | N45 | 77 | ABB INC | 27511 | UPS-FOBDEST_ | FCA Destination Charges Included | PUR | FCA Destination Charges Included | EA | EA | ABBE | TRUE |  | P | PPD | 100 |  | 077315-1-1
130536 | 10 | 1 | States | Oppidan | Hayley Fabian | TRUE | 2026-01-05T00:00:00 | 2027-01-05T00:00:00 | 2027-01-05T00:00:00 | 4 | 0 | 4 | 3500 | 28000 | 79927 | USA | N45 | 77 | ABB INC | 27511 | FREIGHT_RIC | Freight: Incoterm FCA Factory - Freight allowed | PUR | Freight: Incoterm FCA Factory - Freight allowed | EA | EA | ABBE | TRUE |  | P | PPD | 100 |  | 077315-1-1
130536 | 12 | 1 | States | Oppidan | Hayley Fabian | TRUE | 2026-01-05T00:00:00 | 2029-12-31T00:00:00 | 2029-12-31T00:00:00 | 4 | 0 | 4 | 11500 | 46000 | 79927 | USA | N45 | 77 | ABB INC | 27511 | FSUMEG1600P1 | Level-3 Startup of MegaFlex UPS | PUR | Level-3 Startup of MegaFlex UPS | EA | EA | ABBE | TRUE |  | P | PPD | 100 |  | 077315-1-1
130536 | 6 | 1 | States | Oppidan | Hayley Fabian | TRUE | 2026-01-05T00:00:00 | 2027-01-05T00:00:00 | 2027-01-05T00:00:00 | 28 | 0 | 28 | 1500 | 42000 | 79927 | USA | N45 | 77 | ABB INC | 27511 | 4NWR002204 | IntraPack Part No.: F012384-A02, Secondary top hat, Samsung Lithium-Ion UL9540A battery cabinet includes: - Cable management for Positive, Negative and Frame Ground Cables - Removable Front and Top Gland Plates - Paint color: Black | PUR | IntraPack Part No.: F012384-A02, Secondary top hat, Samsung Lithium-Ion UL9540A battery cabinet includes: - Cable management for Positive, Negative and Frame Ground Cables - Removable Front and Top Gland Plates - Paint color: Black | EA | EA | ABBE | TRUE |  | P | PPD | 100 |  | 077315-1-1
130536 | 7 | 1 | States | Oppidan | Hayley Fabian | TRUE | 2026-01-05T00:00:00 | 2027-01-05T00:00:00 | 2027-01-05T00:00:00 | 4 | 0 | 4 | 2950 | 11800 | 79927 | USA | N45 | 77 | ABB INC | 27511 | 4NWR002253 | IntraPack Part No.: F012382-A02, Standard Primary top hat, Samsung Lithium-Ion UL9540A battery cabinet includes: - Cable management for Positive, Negative and Frame Ground Cables - Removable Front and Top Gland Plates - Paint color: Black - Data logger provided by ABB | PUR | IntraPack Part No.: F012382-A02, Standard Primary top hat, Samsung Lithium-Ion UL9540A battery cabinet includes: - Cable management for Positive, Negative and Frame Ground Cables - Removable Front and Top Gland Plates - Paint color: Black - Data logger provided by ABB | EA | EA | ABBE | TRUE |  | P | PPD | 100 |  | 077315-1-1
130536 | 20 | 1 | States | Oppidan | Hayley Fabian | TRUE | 2026-01-05T00:00:00 | 2027-01-05T00:00:00 | 2027-01-05T00:00:00 | 1 | 0 | 1 | 4500 | 4500 | 79927 | USA | N45 | 77 | ABB INC | 27511 | S-OST | Par 3.4.K - Onsite Training after startup/commissioning completion, contiguous US only (1 day / site + daily rate applied if exceeds) | PUR | Par 3.4.K - Onsite Training after startup/commissioning completion, contiguous US only (1 day / site + daily rate applied if exceeds) | EA | EA | ABBE | TRUE |  | P | PPD | 100 |  | 077315-1-1
130536 | 14 | 1 | States | Oppidan | Hayley Fabian | TRUE | 2026-01-05T00:00:00 | 2029-12-31T00:00:00 | 2029-12-31T00:00:00 | 1 | 0 | 1 | 4500 | 4500 | 79927 | USA | N45 | 77 | ABB INC | 27511 | MOBILIZATION_UPS PKG | Mobilization for UPS Pkg (for L4/L5/L6T Tasks) | PUR | Mobilization for UPS Pkg (for L4/L5/L6T Tasks) | EA | EA | ABBE | TRUE |  | P | PPD | 100 |  | 077315-1-1
130536 | 8 | 1 | States | Oppidan | Hayley Fabian | TRUE | 2026-01-05T00:00:00 | 2027-01-05T00:00:00 | 2027-01-05T00:00:00 | 4 | 0 | 4 | 12590 | 50360 | 79927 | USA | N45 | 77 | ABB INC | 27511 | 79-5000-00000047 | 4000A DC Junction Cabinet: - NEMA-1 enclosure - Dim: 30"W x 24"D x 87"H - Front access; - Installed end cap of battery lineup closer to UPS I/O section - Accommodates up to 10 DC battery cabinet landings - Installed by contractor - see ABB installation drawing; | PUR | 4000A DC Junction Cabinet: - NEMA-1 enclosure - Dim: 30"W x 24"D x 87"H - Front access; - Installed end cap of battery lineup closer to UPS I/O section - Accommodates up to 10 DC battery cabinet landings - Installed by contractor - see ABB installation drawing; | EA | EA | ABBE | TRUE |  | P | PPD | 100 |  | 077315-1-1
131182 | 10 | 1 | States | Dayton | Hayley Fabian | TRUE | 2026-02-06T00:00:00 | 2027-03-11T00:00:00 | 2027-03-11T00:00:00 | 10 | 0 | 10 | 5078.84 | 50788.4 | 55369 | USA | N45 | 77 | ABB INC | 27511 | BTO ATS 400A-600A | ZGDK3XX12-CX2XT4XX Automatic Transfer Switch, ZTG T-Series, 400 A-600 A "ZTG DT 400A3PH No Neu N1 General Purpose Commercial and Industrial Automatic Transfer Switch 400 A, 3 Phase (3 Pole), Delayed Transition NEMA 1 Enclosure 4 NO (Normally Open) and 4 NC (Normally Closed) Auxiliary Contacts No Neutral No Meters GB2 - (6)#8-1/0 Ground Bar Modbus TCP communications Additional 4 I/O, programmable T1-Panel Voltage agnostic, Rated for 200 to 480V line to line voltage Standard Application-Sources on Bottom UL 1008 listed up To 480VAC at 50/60Hz Seismic certified To IEEE-693-2005 at HIGH level With 2.5 amplification factor Seismic certified To IBC-2015 at Ip=1.5 For z/h less than Or equal To 1 Microprocessor activated Momentary test switch Programmable exerciser daily, 7-14-28-365 days user- selectable, with or without load Event log of last 250 events Adjustable over/under frequency sensor-Source 2-and Source 1 Frequency Indication - on the controller LED Source -2 - Position indication LED Source -1 - Position indication LED Source -2 - Source availability indication LED Source -1 - Source availability indication" "Engine start timer -adjustable up to 60sec Phase rotation sensing of Source 1 and Source 2 Under voltage sensing 3-phase Source 2 In Phase Monitor between Source 1 and Source 2 to allow transfer-with enable/disable Over voltage sensing-3 phase Source 2 Microprocessor activated Commit/no commit on transferring to Source 2-with enable/disable Time Delay from Neutral Position to Source 1 on Retransfer Time Delay from Neutral Position to Source 2 on Retransfer. Adjustable time delay on transfer to Source 1 Engine stop/cool adjustable cool down timer Voltage imbalance between phases-applies to 3-phase only Adjustable time delay on transfer to Source 2 Bypass transfer timer function-soft switch in controller Programmable Input Modules: (Must be configured by user upon installation) E-Stop Remote Control to S1 (R15 Load Shed) Remote Control to S2 Remote Control to OFF (R15D Load Shed) Inhibit Transfer Manual-Auto Mode Programmable Output Modules: (Must be configured by user upon installation) Alarm / Product Availability Load Connected to S1 Load Disconnected Load Connected to S2 Elevator Pre-transfer Signal (T3/W3)" |  | "Category: --- LV - Other --- Identifier: --- BTO ATS 400A-600A ---------------------------------- - Enclosure Rating: --- - System voltage: --- - Bus amperage: --- - Short Circuit Rating: --- - Sections: --- 0" | EA | EA | ABBE | TRUE |  | P | ALL
130538 | 4 | 1 | States | Oppidan | Hayley Fabian | TRUE | 2026-01-05T00:00:00 | 2027-01-05T00:00:00 | 2027-01-05T00:00:00 | 4 | 0 | 4 | 1127.85 | 4511.4 | 76504 | USA | N45 | 77 | ABB INC | 27511 | 4NWP107801R0001 | ANC-L Network Communication Card | PUR | ANC-L Network Communication Card | EA | EA | ABBE | TRUE |  | P | PPD | 100 |  | 077316-1-1
130538 | 7 | 1 | States | Oppidan | Hayley Fabian | TRUE | 2026-01-05T00:00:00 | 2027-01-05T00:00:00 | 2027-01-05T00:00:00 | 4 | 0 | 4 | 2950 | 11800 | 76504 | USA | N45 | 77 | ABB INC | 27511 | 4NWR002253 | IntraPack Part No.: F012382-A02, Standard Primary top hat, Samsung Lithium-Ion UL9540A battery cabinet includes: - Cable management for Positive, Negative and Frame Ground Cables - Removable Front and Top Gland Plates - Paint color: Black - Data logger provided by ABB | PUR | IntraPack Part No.: F012382-A02, Standard Primary top hat, Samsung Lithium-Ion UL9540A battery cabinet includes: - Cable management for Positive, Negative and Frame Ground Cables - Removable Front and Top Gland Plates - Paint color: Black - Data logger provided by ABB | EA | EA | ABBE | TRUE |  | P | PPD | 100 |  | 077316-1-1
130538 | 11 | 1 | States | Oppidan | Hayley Fabian | TRUE | 2026-01-05T00:00:00 | 2029-12-31T00:00:00 | 2029-12-31T00:00:00 | 4 | 0 | 4 | 9000 | 36000 | 76504 | USA | N45 | 77 | ABB INC | 27511 | FSULITHI136X8P1 | Level-3 Startup of Lithium-Ion Batteries Note: Installation & connecting of batteries in the cabinets are by others (per adder above) | PUR | Level-3 Startup of Lithium-Ion Batteries Note: Installation & connecting of batteries in the cabinets are by others (per adder above) | EA | EA | ABBE | TRUE |  | P | PPD | 100 |  | 077316-1-1
130538 | 17 | 1 | States | Oppidan | Hayley Fabian | TRUE | 2026-01-05T00:00:00 | 2029-12-31T00:00:00 | 2029-12-31T00:00:00 | 2 | 0 | 2 | 4500 | 9000 | 76504 | USA | N45 | 77 | ABB INC | 27511 | SERVICEFLATRATE | Level-3 Startup: Additional startup time - interfacing with and checking of Maintenance Bypass Switchboards (not actual SU of MBC or MBS) | PUR | Level-3 Startup: Additional startup time - interfacing with and checking of Maintenance Bypass Switchboards (not actual SU of MBC or MBS) | EA | EA | ABBE | TRUE |  | P | PPD | 100 |  | 077316-1-1
130538 | 14 | 1 | States | Oppidan | Hayley Fabian | TRUE | 2026-01-05T00:00:00 | 2029-12-31T00:00:00 | 2029-12-31T00:00:00 | 1 | 0 | 1 | 4500 | 4500 | 76504 | USA | N45 | 77 | ABB INC | 27511 | MOBILIZATION_UPS PKG | Mobilization for UPS Pkg (for L4/L5/L6T Tasks) | PUR | Mobilization for UPS Pkg (for L4/L5/L6T Tasks) | EA | EA | ABBE | TRUE |  | P | PPD | 100 |  | 077316-1-1
130538 | 13 | 1 | States | Oppidan | Hayley Fabian | TRUE | 2026-01-05T00:00:00 | 2029-12-31T00:00:00 | 2029-12-31T00:00:00 | 1 | 0 | 1 | 4500 | 4500 | 76504 | USA | N45 | 77 | ABB INC | 27511 | MOBILIZATION_UPS | Mobilization for UPS Pkg (assume startup at same time for both UPS's) | PUR | Mobilization for UPS Pkg (assume startup at same time for both UPS's) | EA | EA | ABBE | TRUE |  | P | PPD | 100 |  | 077316-1-1
130538 | 15 | 1 | States | Oppidan | Hayley Fabian | TRUE | 2026-01-05T00:00:00 | 2027-01-06T00:00:00 | 2027-01-06T00:00:00 | 8 | 0 | 8 | 4500 | 36000 | 76504 | USA | N45 | 77 | ABB INC | 27511 | S-CM1_UPS 3.5.B | Spec 263353, Par 3.5.B Level-4 Performance Testing per system Par 3.5.B: 2 days onsite (Deviate from 10 to 2 days per Customer Request) | PUR | Spec 263353, Par 3.5.B Level-4 Performance Testing per system Par 3.5.B: 2 days onsite (Deviate from 10 to 2 days per Customer Request) | EA | EA | ABBE | TRUE |  | P | PPD | 100 |  | 077316-1-1
130538 | 12 | 1 | States | Oppidan | Hayley Fabian | TRUE | 2026-01-05T00:00:00 | 2029-12-31T00:00:00 | 2029-12-31T00:00:00 | 4 | 0 | 4 | 11500 | 46000 | 76504 | USA | N45 | 77 | ABB INC | 27511 | FSUMEG1600P1 | Level-3 Startup of MegaFlex UPS | PUR | Level-3 Startup of MegaFlex UPS | EA | EA | ABBE | TRUE |  | P | PPD | 100 |  | 077316-1-1
130538 | 23 | 1 | States | Oppidan | Hayley Fabian | TRUE | 2026-01-05T00:00:00 | 2027-01-06T00:00:00 | 2027-01-06T00:00:00 | 4 | 0 | 4 | 4839 | 19356 | 76504 | USA | N45 | 77 | ABB INC | 27511 | UPS-FOBDEST_ | FCA Destination Charges Included | PUR | FCA Destination Charges Included | EA | EA | ABBE | TRUE |  | P | PPD | 100 |  | 077316-1-1
130538 | 22 | 1 | States | Oppidan | Hayley Fabian | TRUE | 2026-01-05T00:00:00 | 2027-01-06T00:00:00 | 2027-01-06T00:00:00 | 4 | 0 | 4 | 5188 | 20752 | 76504 | USA | N45 | 77 | ABB INC | 27511 | UPS-FOBDEST | FCA Destination Charges Included | PUR | FCA Destination Charges Included | EA | EA | ABBE | TRUE |  | P | PPD | 100 |  | 077316-1-1
130538 | 10 | 2 | States | Oppidan | Hayley Fabian | TRUE | 2026-01-05T00:00:00 | 2027-01-05T00:00:00 | 2027-01-05T00:00:00 | 4 | 0 | 4 | 3500 | 28000 | 76504 | USA | N45 | 77 | ABB INC | 27511 | FREIGHT_RIC | Freight: Incoterm FCA Factory - Freight allowed | PUR | Freight: Incoterm FCA Factory - Freight allowed | EA | EA | ABBE | TRUE |  | P | PPD | 100 |  | 077316-1-1
130538 | 1 | 1 | States | Oppidan | Hayley Fabian | TRUE | 2026-01-05T00:00:00 | 2027-01-05T00:00:00 | 2027-01-05T00:00:00 | 4 | 0 | 4 | 1364.35 | 5457.4 | 76504 | USA | N45 | 77 | ABB INC | 27511 | 4NWA7000321568A | MegaFlex Seismic Bracket | PUR | MegaFlex Seismic Bracket | EA | EA | ABBE | TRUE |  | P | PPD | 100 |  | 077316-1-1
130538 | 19 | 1 | States | Oppidan | Hayley Fabian | TRUE | 2026-01-05T00:00:00 | 2029-12-31T00:00:00 | 2029-12-31T00:00:00 | 4 | 0 | 4 | 4500 | 18000 | 76504 | USA | N45 | 77 | ABB INC | 27511 | S-IST | (1 day/UPS is recommended) Spec 263353, Par 3.6A Level-5 Integration System Testing (IST) (1 day included + daily rate applied if exceeds) | PUR | (1 day/UPS is recommended) Spec 263353, Par 3.6A Level-5 Integration System Testing (IST) (1 day included + daily rate applied if exceeds) | EA | EA | ABBE | TRUE |  | P | PPD | 100 |  | 077316-1-1
130538 | 8 | 1 | States | Oppidan | Hayley Fabian | TRUE | 2026-01-05T00:00:00 | 2027-01-05T00:00:00 | 2027-01-05T00:00:00 | 4 | 0 | 4 | 12590 | 50360 | 76504 | USA | N45 | 77 | ABB INC | 27511 | 79-5000-00000047 | 4000A DC Junction Cabinet: - NEMA-1 enclosure - Dim: 30"W x 24"D x 87"H - Front access; - Installed end cap of battery lineup closer to UPS I/O section - Accommodates up to 10 DC battery cabinet landings - Installed by contractor - see ABB installation drawing; | PUR | 4000A DC Junction Cabinet: - NEMA-1 enclosure - Dim: 30"W x 24"D x 87"H - Front access; - Installed end cap of battery lineup closer to UPS I/O section - Accommodates up to 10 DC battery cabinet landings - Installed by contractor - see ABB installation drawing; | EA | EA | ABBE | TRUE |  | P | PPD | 100 |  | 077316-1-1
130538 | 6 | 1 | States | Oppidan | Hayley Fabian | TRUE | 2026-01-05T00:00:00 | 2027-01-05T00:00:00 | 2027-01-05T00:00:00 | 28 | 0 | 28 | 1500 | 42000 | 76504 | USA | N45 | 77 | ABB INC | 27511 | 4NWR002204 | IntraPack Part No.: F012384-A02, Secondary top hat, Samsung Lithium-Ion UL9540A battery cabinet includes: - Cable management for Positive, Negative and Frame Ground Cables - Removable Front and Top Gland Plates - Paint color: Black | PUR | IntraPack Part No.: F012384-A02, Secondary top hat, Samsung Lithium-Ion UL9540A battery cabinet includes: - Cable management for Positive, Negative and Frame Ground Cables - Removable Front and Top Gland Plates - Paint color: Black | EA | EA | ABBE | TRUE |  | P | PPD | 100 |  | 077316-1-1
130538 | 16 | 1 | States | Oppidan | Hayley Fabian | TRUE | 2026-01-05T00:00:00 | 2027-01-06T00:00:00 | 2027-01-06T00:00:00 | 8 | 0 | 8 | 4500 | 36000 | 76504 | USA | N45 | 77 | ABB INC | 27511 | S-CM1_UPS 3.5.D | (Customer to decide) Spec 263353, Par 3.5.D Level-4 Performance Testing per system Par 3.5.D: Exploratory period - 1st 2 days onsite Note: Customer to decide if this step is necessary | PUR | (Customer to decide) Spec 263353, Par 3.5.D Level-4 Performance Testing per system Par 3.5.D: Exploratory period - 1st 2 days onsite Note: Customer to decide if this step is necessary | EA | EA | ABBE | TRUE |  | P | PPD | 100 |  | 077316-1-1
130538 | 18 | 1 | States | Oppidan | Hayley Fabian | TRUE | 2026-01-05T00:00:00 | 2029-12-31T00:00:00 | 2029-12-31T00:00:00 | 16 | 0 | 16 | 4500 | 72000 | 76504 | USA | N45 | 77 | ABB INC | 27511 | SERVICEFLATRATE Spec | Spec 263353.1, Par 3.2.B - Battery installation by UPS Manufacturer | PUR | Spec 263353.1, Par 3.2.B - Battery installation by UPS Manufacturer | EA | EA | ABBE | TRUE |  | P | PPD | 100 |  | 077316-1-1
130538 | 20 | 1 | States | Oppidan | Hayley Fabian | TRUE | 2026-01-05T00:00:00 | 2027-01-05T00:00:00 | 2027-01-05T00:00:00 | 1 | 0 | 1 | 4500 | 4500 | 76504 | USA | N45 | 77 | ABB INC | 27511 | S-OST | Par 3.4.K - Onsite Training after startup/commissioning completion, contiguous US only (1 day / site + daily rate applied if exceeds) | PUR | Par 3.4.K - Onsite Training after startup/commissioning completion, contiguous US only (1 day / site + daily rate applied if exceeds) | EA | EA | ABBE | TRUE |  | P | PPD | 100 |  | 077316-1-1
130538 | 10 | 1 | States | Oppidan | Hayley Fabian | TRUE | 2026-01-05T00:00:00 | 2027-01-05T00:00:00 | 2027-01-05T00:00:00 | 4 | 0 | 4 | 3500 | 28000 | 76504 | USA | N45 | 77 | ABB INC | 27511 | FREIGHT_RIC | Freight: Incoterm FCA Factory - Freight allowed | PUR | Freight: Incoterm FCA Factory - Freight allowed | EA | EA | ABBE | TRUE |  | P | PPD | 100 |  | 077316-1-1
130538 | 2 | 1 | States | Oppidan | Hayley Fabian | TRUE | 2026-01-05T00:00:00 | 2027-01-05T00:00:00 | 2027-01-05T00:00:00 | 32 | 0 | 32 | 28748.86 | 919963.52 | 76504 | USA | N45 | 77 | ABB INC | 27511 | 4NWP104024R36U2, 8 LiBC/UPS | Samsung 136S Lithium Battery Cabinets/UPS: - High cycle / High Power Density - UL9540/UL9540A Listed - Top Cable Entry - DC Breaker in each battery cabinet - DIM/BC: 25.5 in W x 21 in D x 87 in H; - Approx Weight/BC: 1125 lbs - Battery runtime: 7 minn BOL / 5 min EOL for 1579 kWb battery loads | PUR | Samsung 136S Lithium Battery Cabinets/UPS: - High cycle / High Power Density - UL9540/UL9540A Listed - Top Cable Entry - DC Breaker in each battery cabinet - DIM/BC: 25.5 in W x 21 in D x 87 in H; - Approx Weight/BC: 1125 lbs - Battery runtime: 7 minn BOL / 5 min EOL for 1579 kWb battery loads | EA | EA | ABBE | TRUE |  | P | PPD | 100 |  | 077316-1-1
130538 | 9 | 1 | States | Oppidan | Hayley Fabian | TRUE | 2026-01-05T00:00:00 | 2027-01-05T00:00:00 | 2027-01-05T00:00:00 | 8 | 0 | 8 | 646.12 | 5168.96 | 76504 | USA | N45 | 77 | ABB INC | 27511 | 7GSP017351R0001 | UPS OPT IM0171E CUSTOMER INTERFAIEC_1605 | PUR | CIC Communication Card | EA | EA | ABBE | TRUE |  | P | PPD | 100 |  | 077316-1-1
130538 | 3 | 1 | States | Oppidan | Hayley Fabian | TRUE | 2026-01-05T00:00:00 | 2027-01-05T00:00:00 | 2027-01-05T00:00:00 | 4 | 0 | 4 | 286472.37 | 1145889.48 | 76504 | USA | N45 | 77 | ABB INC | 27511 | 4NWP106511R0002 | MegaFlex 1.5MW UPS 480V 60Hz: Static Bypass - 100% rated continuous duty; Cabinet color: RAL 9005 (black); Single or dual AC feed; Short circuit withstand rating: 100kAIC; Input Voltage: 480V 3-Phase + Gnd , +/- 15% voltage tolerance, Frequency: 60Hz +/- 10%, PF = 0.99; Output: 480V, 3W + Gnd, Frequency: 60Hz & PF = 1.0; Efficiency: Up to 97% Double Conversion (VFI) & Up to 99% eBoost mode (VFD); Compatible Battery Technologies: LiB, NiZn, VRLA | PUR | MegaFlex 1.5MW UPS 480V 60Hz: Static Bypass - 100% rated continuous duty; Cabinet color: RAL 9005 (black); Single or dual AC feed; Short circuit withstand rating: 100kAIC; Input Voltage: 480V 3-Phase + Gnd , +/- 15% voltage tolerance, Frequency: 60Hz +/- 10%, PF = 0.99; Output: 480V, 3W + Gnd, Frequency: 60Hz & PF = 1.0; Efficiency: Up to 97% Double Conversion (VFI) & Up to 99% eBoost mode (VFD); Compatible Battery Technologies: LiB, NiZn, VRLA | EA | EA | ABBE | TRUE |  | P | PPD | 100 |  | 077316-1-1
130629 | 1 | 1 | States | AML Construction | Hayley Fabian | TRUE | 2026-01-08T00:00:00 | 2026-10-05T00:00:00 | 2026-10-05T00:00:00 | 16 | 0 | 16 | 9500 | 152000 | 47130 | USA | N45 | 77 | ABB INC | 27511 | 1200A 24" Front Access Sidecar | SuperSwitch 4 - 1200A 24" Front Access Sidecar | PUR | SuperSwitch 4 - 1200A 24" Front Access Sidecar | EA | EA | ABBE | TRUE |  | P | PPD | 100 |  | 077317-2-1
130629 | 8 | 1 | States | AML Construction | Hayley Fabian | TRUE | 2026-01-08T00:00:00 | 2026-10-06T00:00:00 | 2026-10-06T00:00:00 | 1 | 0 | 1 | 36698 | 36698 | 47130 | USA | N45 | 77 | ABB INC | 27511 | Supplementary Item - Extended Warranty | 2 Year Extended Warranty w/1 PM QTY (6) 1200A STS Units | PUR | 2 Year Extended Warranty w/1 PM QTY (6) 1200A STS Units | EA | EA | ABBE | TRUE |  | P | PPD | 100 |  | 077317-2-1
130629 | 4 | 1 | States | AML Construction | Hayley Fabian | TRUE | 2026-01-08T00:00:00 | 2026-10-06T00:00:00 | 2026-10-06T00:00:00 | 4 | 0 | 4 | 4255 | 17020 | 47130 | USA | N45 | 77 | ABB INC | 27511 | Other Services - Level 4 | Level 4 Performancy Testing - (4) Days(s) | PUR | Level 4 Performancy Testing - (4) Days(s) | EA | EA | ABBE | TRUE |  | P | PPD | 100 |  | 077317-2-1
130629 | 9 | 1 | States | AML Construction | Hayley Fabian | TRUE | 2026-01-08T00:00:00 | 2026-10-06T00:00:00 | 2026-10-06T00:00:00 | 96 | 0 | 96 | 57 | 5472 | 47130 | USA | N45 | 77 | ABB INC | 27511 | Supplementary Item - STS | STS Pedestals | PUR | STS Pedestals | EA | EA | ABBE | TRUE |  | P | PPD | 100 |  | 077317-2-1
130629 | 5 | 1 | States | AML Construction | Hayley Fabian | TRUE | 2026-01-08T00:00:00 | 2029-12-31T00:00:00 | 2029-12-31T00:00:00 | 3 | 0 | 3 | 4500 | 13500 | 47130 | USA | N45 | 77 | ABB INC | 27511 | Other Services - Mobilization | Mobilization - (3) Visit(s) | PUR | Mobilization - (3) Visit(s) | EA | EA | ABBE | TRUE |  | P | PPD | 100 |  | 077317-2-1
130629 | 3 | 1 | States | AML Construction | Hayley Fabian | TRUE | 2026-01-08T00:00:00 | 2026-10-06T00:00:00 | 2026-10-06T00:00:00 | 1 | 0 | 1 | 4255 | 4255 | 47130 | USA | N45 | 77 | ABB INC | 27511 | Other Services - Integration Testing | Integration Testing - (1) Day(s) | PUR | Integration Testing - (1) Day(s) | EA | EA | ABBE | TRUE |  | P | PPD | 100 |  | 077317-2-1
130629 | 6 | 1 | States | AML Construction | Hayley Fabian | TRUE | 2026-01-08T00:00:00 | 2026-10-06T00:00:00 | 2026-10-06T00:00:00 | 8 | 0 | 8 | 4450 | 35600 | 47130 | USA | N45 | 77 | ABB INC | 27511 | Services - Start-up Service | On-site Service Per Day (not to exceed 3 days), M-F 8am-5pm | PUR | On-site Service Per Day (not to exceed 8 days), M-F 8am-5pm | EA | EA | ABBE | TRUE |  | P | PPD | 100 |  | 077317-2-1
130629 | 2 | 1 | States | AML Construction | Hayley Fabian | TRUE | 2026-01-08T00:00:00 | 2026-10-05T00:00:00 | 2026-10-05T00:00:00 | 16 | 0 | 16 | 390 | 6240 | 47130 | USA | N45 | 77 | ABB INC | 27511 | 800A-1200A Vented Kickplates | SuperSwitch 4 - 800A-1200A Vented Kickplates | PUR | SuperSwitch 4 - 800A-1200A Vented Kickplates | EA | EA | ABBE | TRUE |  | P | PPD | 100 |  | 077317-2-1
130629 | 7 | 1 | States | AML Construction | Hayley Fabian | TRUE | 2026-01-08T00:00:00 | 2026-10-05T00:00:00 | 2026-10-05T00:00:00 | 16 | 0 | 16 | 87169 | 1394704 | 47130 | USA | N45 | 77 | ABB INC | 27511 | SuperSwitch 4 (DSTS) | 1200A, 480V, DSTS (SS4) | PUR | 1200A, 480V, DSTS (SS4) | EA | EA | ABBE | TRUE |  | P | PPD | 100 |  | 077317-2-1
130874 | 12 | 1 | States | Oppidan Cedar Rapids | Hayley Fabian | TRUE | 2026-01-23T00:00:00 | 2029-12-31T00:00:00 | 2029-12-31T00:00:00 | 4 | 0 | 4 | 11500 | 46000 | 52404 | USA | N45 | 77 | ABB INC | 27511 | FSUMEG1600P1 | Level-3 Startup of MegaFlex UPS | PUR | Level-3 Startup of MegaFlex UPS | EA | EA | ABBE | TRUE |  | P | PPD | 100 |  | 077319-1-1
130874 | 4 | 1 | States | Oppidan Cedar Rapids | Hayley Fabian | TRUE | 2026-01-23T00:00:00 | 2027-02-04T00:00:00 | 2027-02-04T00:00:00 | 4 | 0 | 4 | 1127.85 | 4511.4 | 52404 | USA | N45 | 77 | ABB INC | 27511 | 4NWP107801R0001 | ANC-L Network Communication Card | PUR | ANC-L Network Communication Card | EA | EA | ABBE | TRUE |  | P | PPD | 100 |  | 077319-1-1
130874 | 8 | 1 | States | Oppidan Cedar Rapids | Hayley Fabian | TRUE | 2026-01-23T00:00:00 | 2027-02-04T00:00:00 | 2027-02-04T00:00:00 | 4 | 0 | 4 | 12590 | 50360 | 52404 | USA | N45 | 77 | ABB INC | 27511 | 79-5000-00000047 | 4000A DC Junction Cabinet: - NEMA-1 enclosure - Dim: 30"W x 24"D x 87"H - Front access; - Installed end cap of battery lineup closer to UPS I/O section - Accommodates up to 10 DC battery cabinet landings - Installed by contractor - see ABB installation drawing; | PUR | 4000A DC Junction Cabinet: - NEMA-1 enclosure - Dim: 30"W x 24"D x 87"H - Front access; - Installed end cap of battery lineup closer to UPS I/O section - Accommodates up to 10 DC battery cabinet landings - Installed by contractor - see ABB installation drawing; | EA | EA | ABBE | TRUE |  | P | PPD | 100 |  | 077319-1-1
130874 | 18 | 1 | States | Oppidan Cedar Rapids | Hayley Fabian | TRUE | 2026-01-23T00:00:00 | 2029-12-31T00:00:00 | 2029-12-31T00:00:00 | 16 | 0 | 16 | 4500 | 72000 | 52404 | USA | N45 | 77 | ABB INC | 27511 | SERVICEFLATRATE Spec | Spec 263353.1, Par 3.2.B - Battery installation by UPS Manufacturer | PUR | Spec 263353.1, Par 3.2.B - Battery installation by UPS Manufacturer | EA | EA | ABBE | TRUE |  | P | PPD | 100 |  | 077319-1-1
130874 | 9 | 1 | States | Oppidan Cedar Rapids | Hayley Fabian | TRUE | 2026-01-23T00:00:00 | 2027-02-04T00:00:00 | 2027-02-04T00:00:00 | 8 | 0 | 8 | 646.12 | 5168.96 | 52404 | USA | N45 | 77 | ABB INC | 27511 | 7GSP017351R0001 | UPS OPT IM0171E CUSTOMER INTERFAIEC_1605 | PUR | CIC Communication Card | EA | EA | ABBE | TRUE |  | P | PPD | 100 |  | 077319-1-1
130874 | 10 | 2 | States | Oppidan Cedar Rapids | Hayley Fabian | TRUE | 2026-01-23T00:00:00 | 2027-02-04T00:00:00 | 2027-02-04T00:00:00 | 4 | 0 | 4 | 3500 | 28000 | 52404 | USA | N45 | 77 | ABB INC | 27511 | FREIGHT_RIC | Freight: Incoterm FCA Factory - Freight allowed | PUR | Freight: Incoterm FCA Factory - Freight allowed | EA | EA | ABBE | TRUE |  | P | PPD | 100 |  | 077319-1-1
130874 | 11 | 1 | States | Oppidan Cedar Rapids | Hayley Fabian | TRUE | 2026-01-23T00:00:00 | 2029-12-31T00:00:00 | 2029-12-31T00:00:00 | 4 | 0 | 4 | 9000 | 36000 | 52404 | USA | N45 | 77 | ABB INC | 27511 | FSULITHI136X8P1 | Level-3 Startup of Lithium-Ion Batteries Note: Installation & connecting of batteries in the cabinets are by others (per adder above) | PUR | Level-3 Startup of Lithium-Ion Batteries Note: Installation & connecting of batteries in the cabinets are by others (per adder above) | EA | EA | ABBE | TRUE |  | P | PPD | 100 |  | 077319-1-1
130874 | 2 | 1 | States | Oppidan Cedar Rapids | Hayley Fabian | TRUE | 2026-01-23T00:00:00 | 2027-02-04T00:00:00 | 2027-02-04T00:00:00 | 32 | 0 | 32 | 28748.86 | 919963.52 | 52404 | USA | N45 | 77 | ABB INC | 27511 | 4NWP104024R36U2, 8 LiBC/UPS | Samsung 136S Lithium Battery Cabinets/UPS: - High cycle / High Power Density - UL9540/UL9540A Listed - Top Cable Entry - DC Breaker in each battery cabinet - DIM/BC: 25.5 in W x 21 in D x 87 in H; - Approx Weight/BC: 1125 lbs - Battery runtime: 7 minn BOL / 5 min EOL for 1579 kWb battery loads | PUR | Samsung 136S Lithium Battery Cabinets/UPS: - High cycle / High Power Density - UL9540/UL9540A Listed - Top Cable Entry - DC Breaker in each battery cabinet - DIM/BC: 25.5 in W x 21 in D x 87 in H; - Approx Weight/BC: 1125 lbs - Battery runtime: 7 minn BOL / 5 min EOL for 1579 kWb battery loads | EA | EA | ABBE | TRUE |  | P | PPD | 100 |  | 077319-1-1
130874 | 3 | 1 | States | Oppidan Cedar Rapids | Hayley Fabian | TRUE | 2026-01-23T00:00:00 | 2027-02-04T00:00:00 | 2027-02-04T00:00:00 | 4 | 0 | 4 | 286472.37 | 1145889.48 | 52404 | USA | N45 | 77 | ABB INC | 27511 | 4NWP106511R0002 | MegaFlex 1.5MW UPS 480V 60Hz: Static Bypass - 100% rated continuous duty; Cabinet color: RAL 9005 (black); Single or dual AC feed; Short circuit withstand rating: 100kAIC; Input Voltage: 480V 3-Phase + Gnd , +/- 15% voltage tolerance, Frequency: 60Hz +/- 10%, PF = 0.99; Output: 480V, 3W + Gnd, Frequency: 60Hz & PF = 1.0; Efficiency: Up to 97% Double Conversion (VFI) & Up to 99% eBoost mode (VFD); Compatible Battery Technologies: LiB, NiZn, VRLA | PUR | MegaFlex 1.5MW UPS 480V 60Hz: Static Bypass - 100% rated continuous duty; Cabinet color: RAL 9005 (black); Single or dual AC feed; Short circuit withstand rating: 100kAIC; Input Voltage: 480V 3-Phase + Gnd , +/- 15% voltage tolerance, Frequency: 60Hz +/- 10%, PF = 0.99; Output: 480V, 3W + Gnd, Frequency: 60Hz & PF = 1.0; Efficiency: Up to 97% Double Conversion (VFI) & Up to 99% eBoost mode (VFD); Compatible Battery Technologies: LiB, NiZn, VRLA | EA | EA | ABBE | TRUE |  | P | PPD | 100 |  | 077319-1-1
130874 | 20 | 1 | States | Oppidan Cedar Rapids | Hayley Fabian | TRUE | 2026-01-23T00:00:00 | 2027-02-04T00:00:00 | 2027-02-04T00:00:00 | 1 | 0 | 1 | 4500 | 4500 | 52404 | USA | N45 | 77 | ABB INC | 27511 | S-OST | Par 3.4.K - Onsite Training after startup/commissioning completion, contiguous US only (1 day / site + daily rate applied if exceeds) | PUR | Par 3.4.K - Onsite Training after startup/commissioning completion, contiguous US only (1 day / site + daily rate applied if exceeds) | EA | EA | ABBE | TRUE |  | P | PPD | 100 |  | 077319-1-1
130874 | 6 | 1 | States | Oppidan Cedar Rapids | Hayley Fabian | TRUE | 2026-01-23T00:00:00 | 2027-02-04T00:00:00 | 2027-02-04T00:00:00 | 28 | 0 | 28 | 1500 | 42000 | 52404 | USA | N45 | 77 | ABB INC | 27511 | 4NWR002204 | IntraPack Part No.: F012384-A02, Secondary top hat, Samsung Lithium-Ion UL9540A battery cabinet includes: - Cable management for Positive, Negative and Frame Ground Cables - Removable Front and Top Gland Plates - Paint color: Black | PUR | IntraPack Part No.: F012384-A02, Secondary top hat, Samsung Lithium-Ion UL9540A battery cabinet includes: - Cable management for Positive, Negative and Frame Ground Cables - Removable Front and Top Gland Plates - Paint color: Black | EA | EA | ABBE | TRUE |  | P | PPD | 100 |  | 077319-1-1
130874 | 19 | 1 | States | Oppidan Cedar Rapids | Hayley Fabian | TRUE | 2026-01-23T00:00:00 | 2029-12-31T00:00:00 | 2029-12-31T00:00:00 | 4 | 0 | 4 | 4500 | 18000 | 52404 | USA | N45 | 77 | ABB INC | 27511 | S-IST | (1 day/UPS is recommended) Spec 263353, Par 3.6A Level-5 Integration System Testing (IST) (1 day included + daily rate applied if exceeds) | PUR | (1 day/UPS is recommended) Spec 263353, Par 3.6A Level-5 Integration System Testing (IST) (1 day included + daily rate applied if exceeds) | EA | EA | ABBE | TRUE |  | P | PPD | 100 |  | 077319-1-1
130874 | 15 | 1 | States | Oppidan Cedar Rapids | Hayley Fabian | TRUE | 2026-01-23T00:00:00 | 2027-02-05T00:00:00 | 2027-02-05T00:00:00 | 8 | 0 | 8 | 4500 | 36000 | 52404 | USA | N45 | 77 | ABB INC | 27511 | S-CM1_UPS 3.5.B | Spec 263353, Par 3.5.B Level-4 Performance Testing per system Par 3.5.B: 2 days onsite (Deviate from 10 to 2 days per Customer Request) | PUR | Spec 263353, Par 3.5.B Level-4 Performance Testing per system Par 3.5.B: 2 days onsite (Deviate from 10 to 2 days per Customer Request) | EA | EA | ABBE | TRUE |  | P | PPD | 100 |  | 077319-1-1
130874 | 1 | 1 | States | Oppidan Cedar Rapids | Hayley Fabian | TRUE | 2026-01-23T00:00:00 | 2027-02-04T00:00:00 | 2027-02-04T00:00:00 | 4 | 0 | 4 | 1364.35 | 5457.4 | 52404 | USA | N45 | 77 | ABB INC | 27511 | 4NWA7000321568A | MegaFlex Seismic Bracket | PUR | MegaFlex Seismic Bracket | EA | EA | ABBE | TRUE |  | P | PPD | 100 |  | 077319-1-1
130874 | 22 | 1 | States | Oppidan Cedar Rapids | Hayley Fabian | TRUE | 2026-01-23T00:00:00 | 2027-02-05T00:00:00 | 2027-02-05T00:00:00 | 4 | 0 | 4 | 5188 | 20752 | 52404 | USA | N45 | 77 | ABB INC | 27511 | UPS-FOBDEST | FCA Destination Charges Included | PUR | FCA Destination Charges Included | EA | EA | ABBE | TRUE |  | P | PPD | 100 |  | 077319-1-1
130874 | 7 | 1 | States | Oppidan Cedar Rapids | Hayley Fabian | TRUE | 2026-01-23T00:00:00 | 2027-02-04T00:00:00 | 2027-02-04T00:00:00 | 4 | 0 | 4 | 2950 | 11800 | 52404 | USA | N45 | 77 | ABB INC | 27511 | 4NWR002253 | IntraPack Part No.: F012382-A02, Standard Primary top hat, Samsung Lithium-Ion UL9540A battery cabinet includes: - Cable management for Positive, Negative and Frame Ground Cables - Removable Front and Top Gland Plates - Paint color: Black - Data logger provided by ABB | PUR | IntraPack Part No.: F012382-A02, Standard Primary top hat, Samsung Lithium-Ion UL9540A battery cabinet includes: - Cable management for Positive, Negative and Frame Ground Cables - Removable Front and Top Gland Plates - Paint color: Black - Data logger provided by ABB | EA | EA | ABBE | TRUE |  | P | PPD | 100 |  | 077319-1-1
130874 | 17 | 1 | States | Oppidan Cedar Rapids | Hayley Fabian | TRUE | 2026-01-23T00:00:00 | 2029-12-31T00:00:00 | 2029-12-31T00:00:00 | 2 | 0 | 2 | 4500 | 9000 | 52404 | USA | N45 | 77 | ABB INC | 27511 | SERVICEFLATRATE | Level-3 Startup: Additional startup time - interfacing with and checking of Maintenance Bypass Switchboards (not actual SU of MBC or MBS) | PUR | Level-3 Startup: Additional startup time - interfacing with and checking of Maintenance Bypass Switchboards (not actual SU of MBC or MBS) | EA | EA | ABBE | TRUE |  | P | PPD | 100 |  | 077319-1-1
130874 | 10 | 1 | States | Oppidan Cedar Rapids | Hayley Fabian | TRUE | 2026-01-23T00:00:00 | 2027-02-04T00:00:00 | 2027-02-04T00:00:00 | 4 | 0 | 4 | 3500 | 28000 | 52404 | USA | N45 | 77 | ABB INC | 27511 | FREIGHT_RIC | Freight: Incoterm FCA Factory - Freight allowed | PUR | Freight: Incoterm FCA Factory - Freight allowed | EA | EA | ABBE | TRUE |  | P | PPD | 100 |  | 077319-1-1
130874 | 23 | 1 | States | Oppidan Cedar Rapids | Hayley Fabian | TRUE | 2026-01-23T00:00:00 | 2027-02-05T00:00:00 | 2027-02-05T00:00:00 | 4 | 0 | 4 | 4839 | 19356 | 52404 | USA | N45 | 77 | ABB INC | 27511 | UPS-FOBDEST_ | FCA Destination Charges Included | PUR | FCA Destination Charges Included | EA | EA | ABBE | TRUE |  | P | PPD | 100 |  | 077319-1-1
130874 | 16 | 1 | States | Oppidan Cedar Rapids | Hayley Fabian | TRUE | 2026-01-23T00:00:00 | 2027-02-05T00:00:00 | 2027-02-05T00:00:00 | 8 | 0 | 8 | 4500 | 36000 | 52404 | USA | N45 | 77 | ABB INC | 27511 | S-CM1_UPS 3.5.D | (Customer to decide) Spec 263353, Par 3.5.D Level-4 Performance Testing per system Par 3.5.D: Exploratory period - 1st 2 days onsite Note: Customer to decide if this step is necessary | PUR | (Customer to decide) Spec 263353, Par 3.5.D Level-4 Performance Testing per system Par 3.5.D: Exploratory period - 1st 2 days onsite Note: Customer to decide if this step is necessary | EA | EA | ABBE | TRUE |  | P | PPD | 100 |  | 077319-1-1
130874 | 13 | 1 | States | Oppidan Cedar Rapids | Hayley Fabian | TRUE | 2026-01-23T00:00:00 | 2029-12-31T00:00:00 | 2029-12-31T00:00:00 | 1 | 0 | 1 | 4500 | 4500 | 52404 | USA | N45 | 77 | ABB INC | 27511 | MOBILIZATION_UPS | Mobilization for UPS Pkg (assume startup at same time for both UPS's) | PUR | Mobilization for UPS Pkg (assume startup at same time for both UPS's) | EA | EA | ABBE | TRUE |  | P | PPD | 100 |  | 077319-1-1
130874 | 14 | 1 | States | Oppidan Cedar Rapids | Hayley Fabian | TRUE | 2026-01-23T00:00:00 | 2029-12-31T00:00:00 | 2029-12-31T00:00:00 | 1 | 0 | 1 | 4500 | 4500 | 52404 | USA | N45 | 77 | ABB INC | 27511 | MOBILIZATION_UPS PKG | Mobilization for UPS Pkg (for L4/L5/L6T Tasks) | PUR | Mobilization for UPS Pkg (for L4/L5/L6T Tasks) | EA | EA | ABBE | TRUE |  | P | PPD | 100 |  | 077319-1-1
135034 | 1 | 3 | States | Dayton | Robert Boulka | TRUE | 2026-07-27T00:00:00 | 2026-10-08T00:00:00 | 2026-10-08T00:00:00 | 2000 | 0 | 2000 | 0.291 | 1585.95 | 55369-6417 | USA | D01 | 80 | CLASS C COMPONENTS INC | 55303 | 93610A611 | INSULATION DOME CAP 12GA DOME CAP WASHER | PUR | INSULATION DOME CAP 12GA DOME CAP WASHER | EA | EA |  | TRUE |  | P | B/W | DAYTON
135034 | 1 | 1 | States | Dayton | Robert Boulka | TRUE | 2026-07-27T00:00:00 | 2026-10-08T00:00:00 | 2026-10-08T00:00:00 | 850 | 0 | 850 | 0.291 | 1585.95 | 55369-6417 | USA | D01 | 80 | CLASS C COMPONENTS INC | 55303 | 93610A611 | INSULATION DOME CAP 12GA DOME CAP WASHER | PUR | INSULATION DOME CAP 12GA DOME CAP WASHER | EA | EA |  | TRUE |  | P | B/W | DAYTON
135034 | 1 | 2 | States | Dayton | Robert Boulka | TRUE | 2026-07-27T00:00:00 | 2026-10-08T00:00:00 | 2026-10-08T00:00:00 | 2600 | 0 | 2600 | 0.291 | 1585.95 | 55369-6417 | USA | D01 | 80 | CLASS C COMPONENTS INC | 55303 | 93610A611 | INSULATION DOME CAP 12GA DOME CAP WASHER | PUR | INSULATION DOME CAP 12GA DOME CAP WASHER | EA | EA |  | TRUE |  | P | B/W | DAYTON
133322 | 1 | 1 | States | Dayton | Robert Boulka | TRUE | 2026-05-15T00:00:00 |  |  | 120000 | 37000 | 83000 | 0.4 | 48000 | 55369-6417 | USA | D01 | 80 | CLASS C COMPONENTS INC | 55303 | 616109301 | 301 3/8" Washer : ID=0.386, OD=1, THK=0.109, OAH=0.132 | SHMA | 301 3/8" Washer : ID=0.386, OD=1, THK=0.109, OAH=0.132 | EA | EA |  | TRUE |  | P | B/W | Dayton
133322 | 2 | 1 | States | Dayton | Robert Boulka | TRUE | 2026-05-15T00:00:00 |  |  | 100000 | 0 | 100000 | 0.4 | 40000 | 55369-6417 | USA | D01 | 80 | CLASS C COMPONENTS INC | 55303 | 8L109301 | 301 1/2" Washer : ID=0.523, OD=1.063, THK=0.114, OAH=0.140 | SHMA | 301 1/2" Washer : ID=0.523, OD=1.063, THK=0.114, OAH=0.140 | EA | EA |  | TRUE |  | P | B/W | Dayton
135035 | 2 | 1 | States | Dayton | Robert Boulka | TRUE | 2026-07-27T00:00:00 | 2026-09-30T00:00:00 | 2026-09-30T00:00:00 | 3800 | 0 | 3800 | 1.42 | 5396 | 55369-6417 | USA | D01 | 80 | CLASS C COMPONENTS INC | 55303 | 7012T5 | Galvanized Steel Fasteners for Serrated Plank Grating | PUR | Galvanized Steel Fasteners for Serrated Plank Grating | EA | EA |  | TRUE |  | P | B/W | DAYTON
135035 | 1 | 1 | States | Dayton | Robert Boulka | TRUE | 2026-07-27T00:00:00 | 2026-09-30T00:00:00 | 2026-09-30T00:00:00 | 912 | 0 | 912 | 137.51 | 125409.12 | 55369-6417 | USA | D01 | 80 | CLASS C COMPONENTS INC | 55303 | 6855T4 | Galvanized Steel Plank Grating Serrated, 7" Wide x 1-1/2" High x 5/64" Thick, 66 in long | PUR | Galvanized Steel Plank Grating Serrated, 7" Wide x 1-1/2" High x 5/64" Thick, 66 in long | EA | EA |  | TRUE |  | P | B/W | DAYTON
131127 | 2 | 1 | States | Dayton | Robert Boulka | TRUE | 2026-02-05T00:00:00 |  |  | 120000 | 100500 | 19500 | 0.475 | 57000 | 55369 | USA | D01 | 80 | CLASS C COMPONENTS INC | 55303 | 8L109301 | 301 1/2" Washer : ID=0.523, OD=1.063, THK=0.114, OAH=0.140 | SHMA | 301 1/2" Washer : ID=0.523, OD=1.063, THK=0.114, OAH=0.140 | EA | EA |  | TRUE |  | P | B/W | Dayton
136152 | 1 | 15 | States | Dayton | Andrew Olson | TRUE | 2026-09-16T00:00:00 | 2027-01-12T00:00:00 | 2027-01-12T00:00:00 | 108 | 0 | 108 | 76.29 | 134270.4 | 55369 | USA | N30 | 81 | MULTICAST INC | S4N 5W6 | A205-015-C/C | A20 20kV Standoff Insulator | PUR | A20 20kV Standoff Insulator | EA | EA |  | TRUE |  | P | UPS | DAYTON
136152 | 1 | 11 | States | Dayton | Andrew Olson | TRUE | 2026-09-16T00:00:00 | 2026-12-08T00:00:00 | 2026-12-08T00:00:00 | 108 | 0 | 108 | 76.29 | 134270.4 | 55369 | USA | N30 | 81 | MULTICAST INC | S4N 5W6 | A205-015-C/C | A20 20kV Standoff Insulator | PUR | A20 20kV Standoff Insulator | EA | EA |  | TRUE |  | P | UPS | DAYTON
136152 | 1 | 10 | States | Dayton | Andrew Olson | TRUE | 2026-09-16T00:00:00 | 2026-12-01T00:00:00 | 2026-12-01T00:00:00 | 108 | 0 | 108 | 76.29 | 134270.4 | 55369 | USA | N30 | 81 | MULTICAST INC | S4N 5W6 | A205-015-C/C | A20 20kV Standoff Insulator | PUR | A20 20kV Standoff Insulator | EA | EA |  | TRUE |  | P | UPS | DAYTON
136152 | 1 | 16 | States | Dayton | Andrew Olson | TRUE | 2026-09-16T00:00:00 | 2027-01-18T00:00:00 | 2027-01-18T00:00:00 | 140 | 0 | 140 | 76.29 | 134270.4 | 55369 | USA | N30 | 81 | MULTICAST INC | S4N 5W6 | A205-015-C/C | A20 20kV Standoff Insulator | PUR | A20 20kV Standoff Insulator | EA | EA |  | TRUE |  | P | UPS | DAYTON
136152 | 1 | 7 | States | Dayton | Andrew Olson | TRUE | 2026-09-16T00:00:00 | 2026-11-10T00:00:00 | 2026-11-10T00:00:00 | 108 | 0 | 108 | 76.29 | 134270.4 | 55369 | USA | N30 | 81 | MULTICAST INC | S4N 5W6 | A205-015-C/C | A20 20kV Standoff Insulator | PUR | A20 20kV Standoff Insulator | EA | EA |  | TRUE |  | P | UPS | DAYTON
136152 | 1 | 2 | States | Dayton | Andrew Olson | TRUE | 2026-09-16T00:00:00 | 2026-10-06T00:00:00 | 2026-10-06T00:00:00 | 108 | 0 | 108 | 76.29 | 134270.4 | 55369 | USA | N30 | 81 | MULTICAST INC | S4N 5W6 | A205-015-C/C | A20 20kV Standoff Insulator | PUR | A20 20kV Standoff Insulator | EA | EA |  | TRUE |  | P | UPS | DAYTON
136152 | 1 | 4 | States | Dayton | Andrew Olson | TRUE | 2026-09-16T00:00:00 | 2026-10-20T00:00:00 | 2026-10-20T00:00:00 | 108 | 0 | 108 | 76.29 | 134270.4 | 55369 | USA | N30 | 81 | MULTICAST INC | S4N 5W6 | A205-015-C/C | A20 20kV Standoff Insulator | PUR | A20 20kV Standoff Insulator | EA | EA |  | TRUE |  | P | UPS | DAYTON
136152 | 1 | 1 | States | Dayton | Andrew Olson | TRUE | 2026-09-16T00:00:00 | 2026-09-29T00:00:00 | 2026-09-29T00:00:00 | 108 | 0 | 108 | 76.29 | 134270.4 | 55369 | USA | N30 | 81 | MULTICAST INC | S4N 5W6 | A205-015-C/C | A20 20kV Standoff Insulator | PUR | A20 20kV Standoff Insulator | EA | EA |  | TRUE |  | P | UPS | DAYTON
136152 | 1 | 12 | States | Dayton | Andrew Olson | TRUE | 2026-09-16T00:00:00 | 2026-12-15T00:00:00 | 2026-12-15T00:00:00 | 108 | 0 | 108 | 76.29 | 134270.4 | 55369 | USA | N30 | 81 | MULTICAST INC | S4N 5W6 | A205-015-C/C | A20 20kV Standoff Insulator | PUR | A20 20kV Standoff Insulator | EA | EA |  | TRUE |  | P | UPS | DAYTON
136152 | 1 | 9 | States | Dayton | Andrew Olson | TRUE | 2026-09-16T00:00:00 | 2026-11-24T00:00:00 | 2026-11-24T00:00:00 | 108 | 0 | 108 | 76.29 | 134270.4 | 55369 | USA | N30 | 81 | MULTICAST INC | S4N 5W6 | A205-015-C/C | A20 20kV Standoff Insulator | PUR | A20 20kV Standoff Insulator | EA | EA |  | TRUE |  | P | UPS | DAYTON
136152 | 1 | 5 | States | Dayton | Andrew Olson | TRUE | 2026-09-16T00:00:00 | 2026-10-27T00:00:00 | 2026-10-27T00:00:00 | 108 | 0 | 108 | 76.29 | 134270.4 | 55369 | USA | N30 | 81 | MULTICAST INC | S4N 5W6 | A205-015-C/C | A20 20kV Standoff Insulator | PUR | A20 20kV Standoff Insulator | EA | EA |  | TRUE |  | P | UPS | DAYTON
136152 | 1 | 3 | States | Dayton | Andrew Olson | TRUE | 2026-09-16T00:00:00 | 2026-10-13T00:00:00 | 2026-10-13T00:00:00 | 108 | 0 | 108 | 76.29 | 134270.4 | 55369 | USA | N30 | 81 | MULTICAST INC | S4N 5W6 | A205-015-C/C | A20 20kV Standoff Insulator | PUR | A20 20kV Standoff Insulator | EA | EA |  | TRUE |  | P | UPS | DAYTON
136152 | 1 | 14 | States | Dayton | Andrew Olson | TRUE | 2026-09-16T00:00:00 | 2027-01-06T00:00:00 | 2027-01-06T00:00:00 | 108 | 0 | 108 | 76.29 | 134270.4 | 55369 | USA | N30 | 81 | MULTICAST INC | S4N 5W6 | A205-015-C/C | A20 20kV Standoff Insulator | PUR | A20 20kV Standoff Insulator | EA | EA |  | TRUE |  | P | UPS | DAYTON
136152 | 1 | 13 | States | Dayton | Andrew Olson | TRUE | 2026-09-16T00:00:00 | 2026-12-22T00:00:00 | 2026-12-22T00:00:00 | 108 | 0 | 108 | 76.29 | 134270.4 | 55369 | USA | N30 | 81 | MULTICAST INC | S4N 5W6 | A205-015-C/C | A20 20kV Standoff Insulator | PUR | A20 20kV Standoff Insulator | EA | EA |  | TRUE |  | P | UPS | DAYTON
136152 | 1 | 8 | States | Dayton | Andrew Olson | TRUE | 2026-09-16T00:00:00 | 2026-11-17T00:00:00 | 2026-11-17T00:00:00 | 108 | 0 | 108 | 76.29 | 134270.4 | 55369 | USA | N30 | 81 | MULTICAST INC | S4N 5W6 | A205-015-C/C | A20 20kV Standoff Insulator | PUR | A20 20kV Standoff Insulator | EA | EA |  | TRUE |  | P | UPS | DAYTON
136152 | 1 | 6 | States | Dayton | Andrew Olson | TRUE | 2026-09-16T00:00:00 | 2026-11-03T00:00:00 | 2026-11-03T00:00:00 | 108 | 0 | 108 | 76.29 | 134270.4 | 55369 | USA | N30 | 81 | MULTICAST INC | S4N 5W6 | A205-015-C/C | A20 20kV Standoff Insulator | PUR | A20 20kV Standoff Insulator | EA | EA |  | TRUE |  | P | UPS | DAYTON
133171 | 2 | 4 | States | Champlin | Taylor Barrett | TRUE | 2026-05-11T00:00:00 | 2026-10-12T00:00:00 | 2026-10-12T00:00:00 | 100 | 0 | 100 | 59.1606 | 23664.24 | 55316-3157 | USA | N30 | 95 | DIGI-KEY ELECTRONICS | 56701-0250 | FNQ-R-10 | FUSE - CLASS CC | PUR | FUSE - CLASS CC | EA | EA |  | TRUE |  | P | PPD | 100
133171 | 1 | 4 | States | Champlin | Taylor Barrett | TRUE | 2026-05-11T00:00:00 | 2026-10-13T00:00:00 | 2026-10-13T00:00:00 | 200 | 100 | 100 | 52.4747 | 52474.7 | 55316-3157 | USA | N30 | 95 | DIGI-KEY ELECTRONICS | 56701-0250 | FNQ-R-1 | FUSE - CLASS CC | PUR | FUSE - CLASS CC | EA | EA |  | TRUE |  | P | PPD | 100
134407 | 1 | 1 | States | Champlin | Taylor Barrett | TRUE | 2026-06-29T00:00:00 | 2026-10-26T00:00:00 | 2026-10-26T00:00:00 | 100 | 0 | 100 | 53.5497 | 5354.97 | 55316-3157 | USA | N30 | 95 | DIGI-KEY ELECTRONICS | 56701-0250 | FNQ-R-2 | FUSE - CLASS CC | PUR | FUSE - CLASS CC | EA | EA |  | TRUE |  | P | PPD | 100
136084 | 1 | 2 | States | Champlin | Taylor Barrett | TRUE | 2026-09-14T00:00:00 | 2026-11-19T00:00:00 | 2026-11-19T00:00:00 | 30 | 0 | 30 | 333 | 35298 | 55316 | USA | N30 | 95 | DIGI-KEY ELECTRONICS | 56701-0250 | CP10.241 | Power Supply Supply, 240W, 100-240VAC 1PH, 24-28VDC, 10-8.6A | PUR | Power Supply Supply, 240W, 100-240VAC 1PH, 24-28VDC, 10-8.6A | EA | EA |  | TRUE |  | P | PPD | 100
136084 | 2 | 1 | States | Champlin | Taylor Barrett | TRUE | 2026-09-14T00:00:00 | 2026-11-19T00:00:00 | 2026-11-19T00:00:00 | 500 | 0 | 500 | 64.5577 | 38734.62 | 55316 | USA | N30 | 95 | DIGI-KEY ELECTRONICS | 56701-0250 | FNQ-R-1 | FUSE - CLASS CC | PUR | FUSE - CLASS CC | EA | EA |  | TRUE |  | P | PPD | 100
136084 | 1 | 1 | States | Champlin | Taylor Barrett | TRUE | 2026-09-14T00:00:00 | 2026-10-26T00:00:00 | 2026-10-26T00:00:00 | 56 | 0 | 56 | 333 | 35298 | 55316 | USA | N30 | 95 | DIGI-KEY ELECTRONICS | 56701-0250 | CP10.241 | Power Supply Supply, 240W, 100-240VAC 1PH, 24-28VDC, 10-8.6A | PUR | Power Supply Supply, 240W, 100-240VAC 1PH, 24-28VDC, 10-8.6A | EA | EA |  | TRUE |  | P | PPD | 100
136084 | 2 | 2 | States | Champlin | Taylor Barrett | TRUE | 2026-09-14T00:00:00 | 2026-12-14T00:00:00 | 2026-12-14T00:00:00 | 100 | 0 | 100 | 64.5577 | 38734.62 | 55316 | USA | N30 | 95 | DIGI-KEY ELECTRONICS | 56701-0250 | FNQ-R-1 | FUSE - CLASS CC | PUR | FUSE - CLASS CC | EA | EA |  | TRUE |  | P | PPD | 100
136084 | 1 | 3 | States | Champlin | Taylor Barrett | TRUE | 2026-09-14T00:00:00 | 2026-11-30T00:00:00 | 2026-11-30T00:00:00 | 20 | 0 | 20 | 333 | 35298 | 55316 | USA | N30 | 95 | DIGI-KEY ELECTRONICS | 56701-0250 | CP10.241 | Power Supply Supply, 240W, 100-240VAC 1PH, 24-28VDC, 10-8.6A | PUR | Power Supply Supply, 240W, 100-240VAC 1PH, 24-28VDC, 10-8.6A | EA | EA |  | TRUE |  | P | PPD | 100
135388 | 1 | 1 | States | Champlin | Taylor Barrett | TRUE | 2026-08-12T00:00:00 | 2026-11-16T00:00:00 | 2026-11-16T00:00:00 | 45 | 0 | 45 | 333 | 14985 | 55316-3157 | USA | N30 | 95 | DIGI-KEY ELECTRONICS | 56701-0250 | CP10.241 | Power Supply Supply, 240W, 100-240VAC 1PH, 24-28VDC, 10-8.6A | PUR | Power Supply Supply, 240W, 100-240VAC 1PH, 24-28VDC, 10-8.6A | EA | EA |  | TRUE |  | P | PPD | 100
135388 | 2 | 1 | States | Champlin | Taylor Barrett | TRUE | 2026-08-12T00:00:00 | 2026-11-09T00:00:00 | 2026-11-09T00:00:00 | 34 | 0 | 34 | 36.9284 | 1255.57 | 55316-3157 | USA | N30 | 95 | DIGI-KEY ELECTRONICS | 56701-0250 | N063-008-ENC | Patch Panel: 8 Ports, Flat, 5/5e/6/6A, Grounding Wire, Metal/Plastic | PUR | Patch Panel: 8 Ports, Flat, 5/5e/6/6A, Grounding Wire, Metal/Plastic | EA | EA |  | TRUE |  | P | PPD | 100
134897 | 1 | 1 | States | Dayton | Taylor Barrett | TRUE | 2026-07-20T00:00:00 | 2026-10-26T00:00:00 | 2026-10-26T00:00:00 | 9 | 0 | 9 | 1262.91 | 11366.19 | 55369-6417 | USA | N30 | 95 | DIGI-KEY ELECTRONICS | 56701-0250 | A155F1D0R0-65E | E-Rated Medium Voltage Fuse: 65E, 15.5kV Max, 50KA, 1-Barrel, Clip Center - 18", Indicated | PUR | E-Rated Medium Voltage Fuse: 65E, 15.5kV Max, 50KA, 1-Barrel, Clip Center - 18", Indicated | EA | EA |  | TRUE |  | P | PPD | DAYTON
133363 | 1 | 4 | States | Champlin | Taylor Barrett | TRUE | 2026-05-18T00:00:00 | 2026-10-26T00:00:00 | 2026-10-26T00:00:00 | 38 | 0 | 38 | 370 | 58830 | 55316-3157 | USA | N30 | 95 | DIGI-KEY ELECTRONICS | 56701-0250 | CP10.241 | Power Supply Supply, 240W, 100-240VAC 1PH, 24-28VDC, 10-8.6A | PUR | Power Supply Supply, 240W, 100-240VAC 1PH, 24-28VDC, 10-8.6A | EA | EA |  | TRUE |  | P | PPD | 100
133363 | 1 | 3 | States | Champlin | Taylor Barrett | TRUE | 2026-05-18T00:00:00 | 2026-09-24T00:00:00 | 2026-09-24T00:00:00 | 38 | 0 | 38 | 370 | 58830 | 55316-3157 | USA | N30 | 95 | DIGI-KEY ELECTRONICS | 56701-0250 | CP10.241 | Power Supply Supply, 240W, 100-240VAC 1PH, 24-28VDC, 10-8.6A | PUR | Power Supply Supply, 240W, 100-240VAC 1PH, 24-28VDC, 10-8.6A | EA | EA |  | TRUE |  | P | PPD | 100
135063 | 1 | 1 | States | Dayton | Taylor Barrett | TRUE | 2026-07-28T00:00:00 | 2026-10-26T00:00:00 | 2026-10-26T00:00:00 | 39 | 4 | 35 | 2098.26 | 81832.14 | 55369-6417 | USA | N30 | 95 | DIGI-KEY ELECTRONICS | 56701-0250 | A155F2D0R0-150E | E-Rated Medium Voltage Fuse: 150E, 15.5kV Max, 50KA, 2-Barrel, Clip Center - 18", Indicated | PUR | E-Rated Medium Voltage Fuse: 150E, 15.5kV Max, 50KA, 2-Barrel, Clip Center - 18", Indicated | EA | EA |  | TRUE |  | P | PPD | DAYTON
135063 | 2 | 1 | States | Dayton | Taylor Barrett | TRUE | 2026-07-28T00:00:00 | 2026-10-05T00:00:00 | 2026-10-05T00:00:00 | 6 | 0 | 6 | 59.56 | 357.36 | 55369-6417 | USA | N30 | 95 | DIGI-KEY ELECTRONICS | 56701-0250 | LPH15P99-BWHR | Fan | PUR | Fan | EA | EA |  | TRUE |  | P | PPD | DAYTON
135690 | 1 | 4 | States | Champlin | Taylor Barrett | TRUE | 2026-08-24T00:00:00 | 2027-02-01T00:00:00 | 2027-02-01T00:00:00 | 40 | 0 | 40 | 35.8 | 5370 | 55316 | USA | N30 | 95 | DIGI-KEY ELECTRONICS | 56701-0250 | N063-008-ENC | Patch Panel: 8 Ports, Flat, 5/5e/6/6A, Grounding Wire, Metal/Plastic | PUR | Patch Panel: 8 Ports, Flat, 5/5e/6/6A, Grounding Wire, Metal/Plastic | EA | EA |  | TRUE |  | P | PPD | 100
135690 | 1 | 3 | States | Champlin | Taylor Barrett | TRUE | 2026-08-24T00:00:00 | 2027-02-02T00:00:00 | 2027-02-02T00:00:00 | 50 | 0 | 50 | 35.8 | 5370 | 55316 | USA | N30 | 95 | DIGI-KEY ELECTRONICS | 56701-0250 | N063-008-ENC | Patch Panel: 8 Ports, Flat, 5/5e/6/6A, Grounding Wire, Metal/Plastic | PUR | Patch Panel: 8 Ports, Flat, 5/5e/6/6A, Grounding Wire, Metal/Plastic | EA | EA |  | TRUE |  | P | PPD | 100
135690 | 1 | 2 | States | Champlin | Taylor Barrett | TRUE | 2026-08-24T00:00:00 | 2026-12-21T00:00:00 | 2026-12-21T00:00:00 | 35 | 0 | 35 | 35.8 | 5370 | 55316 | USA | N30 | 95 | DIGI-KEY ELECTRONICS | 56701-0250 | N063-008-ENC | Patch Panel: 8 Ports, Flat, 5/5e/6/6A, Grounding Wire, Metal/Plastic | PUR | Patch Panel: 8 Ports, Flat, 5/5e/6/6A, Grounding Wire, Metal/Plastic | EA | EA |  | TRUE |  | P | PPD | 100
135690 | 1 | 1 | States | Champlin | Taylor Barrett | TRUE | 2026-08-24T00:00:00 | 2026-11-30T00:00:00 | 2026-11-30T00:00:00 | 25 | 0 | 25 | 35.8 | 5370 | 55316 | USA | N30 | 95 | DIGI-KEY ELECTRONICS | 56701-0250 | N063-008-ENC | Patch Panel: 8 Ports, Flat, 5/5e/6/6A, Grounding Wire, Metal/Plastic | PUR | Patch Panel: 8 Ports, Flat, 5/5e/6/6A, Grounding Wire, Metal/Plastic | EA | EA |  | TRUE |  | P | PPD | 100
136082 | 1 | 1 | States | Champlin | Taylor Barrett | TRUE | 2026-09-14T00:00:00 | 2026-10-08T00:00:00 | 2026-10-08T00:00:00 | 540 | 0 | 540 | 18.996 | 10257.84 | 55316 | USA | N30 | 95 | DIGI-KEY ELECTRONICS | 56701-0250 | 1806120000 | WEIDMULLER : EM, TERMINAL MARKER | PUR | WEIDMULLER : EM, TERMINAL MARKER | EA | EA |  | TRUE |  | P | PPD | 100
136082 | 3 | 1 | States | Champlin | Taylor Barrett | TRUE | 2026-09-14T00:00:00 | 2026-10-08T00:00:00 | 2026-10-08T00:00:00 | 540 | 0 | 540 | 0.7301 | 394.25 | 55316 | USA | N30 | 95 | DIGI-KEY ELECTRONICS | 56701-0250 | 2051900000 | WEIDMULLER : A-SERIES, END PLATE | PUR | WEIDMULLER : A-SERIES, END PLATE | EA | EA |  | TRUE |  | P | PPD | 100
136082 | 2 | 1 | States | Champlin | Taylor Barrett | TRUE | 2026-09-14T00:00:00 | 2026-10-08T00:00:00 | 2026-10-08T00:00:00 | 1368 | 0 | 1368 | 1.8435 | 2521.91 | 55316 | USA | N30 | 95 | DIGI-KEY ELECTRONICS | 56701-0250 | 2051500000 | TERMINAL BLOCK CONNECTOR 4 POSITION | PUR | TERMINAL BLOCK CONNECTOR 4 POSITION | EA | EA |  | TRUE |  | P | PPD | 100
134808 | 1 | 1 | States | Champlin | Taylor Barrett | TRUE | 2026-07-15T00:00:00 | 2026-10-05T00:00:00 | 2026-10-05T00:00:00 | 8 | 0 | 8 | 270 | 2160 | 55316-3157 | USA | N30 | 95 | DIGI-KEY ELECTRONICS | 56701-0250 | CP5-241 | POWER SUPPLY, 120W, 100-120 / 200-240VAC 1PH, 24-28VDC, 5-4.3A | PUR | POWER SUPPLY, 120W, 100-120 / 200-240VAC 1PH, 24-28VDC, 5-4.3A | EA | EA |  | TRUE |  | P | PPD | 100
136083 | 3 | 1 | States | Champlin | Taylor Barrett | TRUE | 2026-09-14T00:00:00 | 2026-10-26T00:00:00 | 2026-10-26T00:00:00 | 540 | 0 | 540 | 0.6953 | 750.92 | 55316 | USA | N30 | 95 | DIGI-KEY ELECTRONICS | 56701-0250 | 2051900000 | WEIDMULLER : A-SERIES, END PLATE | PUR | WEIDMULLER : A-SERIES, END PLATE | EA | EA |  | TRUE |  | P | PPD | 100
136083 | 3 | 2 | States | Champlin | Taylor Barrett | TRUE | 2026-09-14T00:00:00 | 2026-11-10T00:00:00 | 2026-11-10T00:00:00 | 540 | 0 | 540 | 0.6953 | 750.92 | 55316 | USA | N30 | 95 | DIGI-KEY ELECTRONICS | 56701-0250 | 2051900000 | WEIDMULLER : A-SERIES, END PLATE | PUR | WEIDMULLER : A-SERIES, END PLATE | EA | EA |  | TRUE |  | P | PPD | 100
136083 | 1 | 1 | States | Champlin | Taylor Barrett | TRUE | 2026-09-14T00:00:00 | 2026-11-02T00:00:00 | 2026-11-02T00:00:00 | 540 | 0 | 540 | 18.996 | 20515.68 | 55316 | USA | N30 | 95 | DIGI-KEY ELECTRONICS | 56701-0250 | 1806120000 | WEIDMULLER : EM, TERMINAL MARKER | PUR | WEIDMULLER : EM, TERMINAL MARKER | EA | EA |  | TRUE |  | P | PPD | 100
136083 | 2 | 2 | States | Champlin | Taylor Barrett | TRUE | 2026-09-14T00:00:00 | 2026-11-10T00:00:00 | 2026-11-10T00:00:00 | 1368 | 0 | 1368 | 1.8435 | 5043.82 | 55316 | USA | N30 | 95 | DIGI-KEY ELECTRONICS | 56701-0250 | 2051500000 | TERMINAL BLOCK CONNECTOR 4 POSITION | PUR | TERMINAL BLOCK CONNECTOR 4 POSITION | EA | EA |  | TRUE |  | P | PPD | 100
136083 | 2 | 1 | States | Champlin | Taylor Barrett | TRUE | 2026-09-14T00:00:00 | 2026-11-02T00:00:00 | 2026-11-02T00:00:00 | 1368 | 0 | 1368 | 1.8435 | 5043.82 | 55316 | USA | N30 | 95 | DIGI-KEY ELECTRONICS | 56701-0250 | 2051500000 | TERMINAL BLOCK CONNECTOR 4 POSITION | PUR | TERMINAL BLOCK CONNECTOR 4 POSITION | EA | EA |  | TRUE |  | P | PPD | 100
136083 | 1 | 2 | States | Champlin | Taylor Barrett | TRUE | 2026-09-14T00:00:00 | 2026-11-10T00:00:00 | 2026-11-10T00:00:00 | 540 | 0 | 540 | 18.996 | 20515.68 | 55316 | USA | N30 | 95 | DIGI-KEY ELECTRONICS | 56701-0250 | 1806120000 | WEIDMULLER : EM, TERMINAL MARKER | PUR | WEIDMULLER : EM, TERMINAL MARKER | EA | EA |  | TRUE |  | P | PPD | 100
136198 | 1 | 1 | States | Champlin | Taylor Barrett | TRUE | 2026-09-17T00:00:00 | 2026-09-23T00:00:00 | 2026-09-23T00:00:00 | 3 | 0 | 3 | 135.45 | 406.35 | 55316 | USA | N30 | 95 | DIGI-KEY ELECTRONICS | 56701-0250 | USM3 | Fuse Holder: Finger-safe, 3-Pole, 800VAC/DC, 30A, Class CC, accepts rejection style fuse | PUR | Fuse Holder: Finger-safe, 3-Pole, 800VAC/DC, 30A, Class CC, accepts rejection style fuse | EA | EA |  | TRUE |  | P | PPD | 100 | 2026-09-23T00:00:00
135766 | 2 | 7 | States | Dayton | Taylor Barrett | TRUE | 2026-08-27T00:00:00 | 2027-04-26T00:00:00 | 2027-04-26T00:00:00 | 6 | 0 | 6 | 99.715 | 6581.19 | 55369 | USA | N30 | 95 | DIGI-KEY ELECTRONICS | 56701-0250 | MPDB67011 | MERSEN Power Distribution Block: Open, Lug, Lug, 6 AWG – 350 kcmil For Line Side Wire Sizes | PUR | MERSEN Power Distribution Block: Open, Lug, Lug, 6 AWG – 350 kcmil For Line Side Wire Sizes | EA | EA |  | TRUE |  | P | PPD | DAYTON
135766 | 3 | 7 | States | Dayton | Taylor Barrett | TRUE | 2026-08-27T00:00:00 | 2027-04-26T00:00:00 | 2027-04-26T00:00:00 | 6 | 0 | 6 | 298.2767 | 19686.26 | 55369 | USA | N30 | 95 | DIGI-KEY ELECTRONICS | 56701-0250 | MPDB69162 | Open-Style PDB UL 1953 1000V 270A Tin-plated Aluminum - 350A 2-Pole 2 - 12 openings; 2/0-#14 --- #4-#14 Box to Box | PUR | Open-Style PDB UL 1953 1000V 270A Tin-plated Aluminum - 350A 2-Pole 2 - 12 openings; 2/0-#14 --- #4-#14 Box to Box | EA | EA |  | TRUE |  | P | PPD | DAYTON
135766 | 3 | 3 | States | Dayton | Taylor Barrett | TRUE | 2026-08-27T00:00:00 | 2026-12-17T00:00:00 | 2026-12-17T00:00:00 | 12 | 0 | 12 | 298.2767 | 19686.26 | 55369 | USA | N30 | 95 | DIGI-KEY ELECTRONICS | 56701-0250 | MPDB69162 | Open-Style PDB UL 1953 1000V 270A Tin-plated Aluminum - 350A 2-Pole 2 - 12 openings; 2/0-#14 --- #4-#14 Box to Box | PUR | Open-Style PDB UL 1953 1000V 270A Tin-plated Aluminum - 350A 2-Pole 2 - 12 openings; 2/0-#14 --- #4-#14 Box to Box | EA | EA |  | TRUE |  | P | PPD | DAYTON
135766 | 3 | 1 | States | Dayton | Taylor Barrett | TRUE | 2026-08-27T00:00:00 | 2026-09-30T00:00:00 | 2026-09-30T00:00:00 | 1 | 0 | 1 | 298.2767 | 19686.26 | 55369 | USA | N30 | 95 | DIGI-KEY ELECTRONICS | 56701-0250 | MPDB69162 | Open-Style PDB UL 1953 1000V 270A Tin-plated Aluminum - 350A 2-Pole 2 - 12 openings; 2/0-#14 --- #4-#14 Box to Box | PUR | Open-Style PDB UL 1953 1000V 270A Tin-plated Aluminum - 350A 2-Pole 2 - 12 openings; 2/0-#14 --- #4-#14 Box to Box | EA | EA |  | TRUE |  | P | PPD | DAYTON
135766 | 1 | 2 | States | Dayton | Taylor Barrett | TRUE | 2026-08-27T00:00:00 | 2026-11-20T00:00:00 | 2026-11-20T00:00:00 | 11 | 0 | 11 | 66.87 | 4413.42 | 55369 | USA | N30 | 95 | DIGI-KEY ELECTRONICS | 56701-0250 | MPDB63192 | MERSEN Power Distribution Block: Open, Lug, Lug, 14 AWG – 2/0 AWG For Line Side Wire Sizes | PUR | MERSEN Power Distribution Block: Open, Lug, Lug, 14 AWG – 2/0 AWG For Line Side Wire Sizes | EA | EA |  | TRUE |  | P | PPD | DAYTON
135766 | 1 | 4 | States | Dayton | Taylor Barrett | TRUE | 2026-08-27T00:00:00 | 2027-01-19T00:00:00 | 2027-01-19T00:00:00 | 12 | 0 | 12 | 66.87 | 4413.42 | 55369 | USA | N30 | 95 | DIGI-KEY ELECTRONICS | 56701-0250 | MPDB63192 | MERSEN Power Distribution Block: Open, Lug, Lug, 14 AWG – 2/0 AWG For Line Side Wire Sizes | PUR | MERSEN Power Distribution Block: Open, Lug, Lug, 14 AWG – 2/0 AWG For Line Side Wire Sizes | EA | EA |  | TRUE |  | P | PPD | DAYTON
135766 | 1 | 6 | States | Dayton | Taylor Barrett | TRUE | 2026-08-27T00:00:00 | 2027-03-22T00:00:00 | 2027-03-22T00:00:00 | 12 | 0 | 12 | 66.87 | 4413.42 | 55369 | USA | N30 | 95 | DIGI-KEY ELECTRONICS | 56701-0250 | MPDB63192 | MERSEN Power Distribution Block: Open, Lug, Lug, 14 AWG – 2/0 AWG For Line Side Wire Sizes | PUR | MERSEN Power Distribution Block: Open, Lug, Lug, 14 AWG – 2/0 AWG For Line Side Wire Sizes | EA | EA |  | TRUE |  | P | PPD | DAYTON
135766 | 2 | 4 | States | Dayton | Taylor Barrett | TRUE | 2026-08-27T00:00:00 | 2027-01-19T00:00:00 | 2027-01-19T00:00:00 | 12 | 0 | 12 | 99.715 | 6581.19 | 55369 | USA | N30 | 95 | DIGI-KEY ELECTRONICS | 56701-0250 | MPDB67011 | MERSEN Power Distribution Block: Open, Lug, Lug, 6 AWG – 350 kcmil For Line Side Wire Sizes | PUR | MERSEN Power Distribution Block: Open, Lug, Lug, 6 AWG – 350 kcmil For Line Side Wire Sizes | EA | EA |  | TRUE |  | P | PPD | DAYTON
135766 | 2 | 2 | States | Dayton | Taylor Barrett | TRUE | 2026-08-27T00:00:00 | 2026-11-20T00:00:00 | 2026-11-20T00:00:00 | 11 | 0 | 11 | 99.715 | 6581.19 | 55369 | USA | N30 | 95 | DIGI-KEY ELECTRONICS | 56701-0250 | MPDB67011 | MERSEN Power Distribution Block: Open, Lug, Lug, 6 AWG – 350 kcmil For Line Side Wire Sizes | PUR | MERSEN Power Distribution Block: Open, Lug, Lug, 6 AWG – 350 kcmil For Line Side Wire Sizes | EA | EA |  | TRUE |  | P | PPD | DAYTON
135766 | 2 | 1 | States | Dayton | Taylor Barrett | TRUE | 2026-08-27T00:00:00 | 2026-09-30T00:00:00 | 2026-09-30T00:00:00 | 1 | 0 | 1 | 99.715 | 6581.19 | 55369 | USA | N30 | 95 | DIGI-KEY ELECTRONICS | 56701-0250 | MPDB67011 | MERSEN Power Distribution Block: Open, Lug, Lug, 6 AWG – 350 kcmil For Line Side Wire Sizes | PUR | MERSEN Power Distribution Block: Open, Lug, Lug, 6 AWG – 350 kcmil For Line Side Wire Sizes | EA | EA |  | TRUE |  | P | PPD | DAYTON
135766 | 1 | 1 | States | Dayton | Taylor Barrett | TRUE | 2026-08-27T00:00:00 | 2026-09-30T00:00:00 | 2026-09-30T00:00:00 | 1 | 0 | 1 | 66.87 | 4413.42 | 55369 | USA | N30 | 95 | DIGI-KEY ELECTRONICS | 56701-0250 | MPDB63192 | MERSEN Power Distribution Block: Open, Lug, Lug, 14 AWG – 2/0 AWG For Line Side Wire Sizes | PUR | MERSEN Power Distribution Block: Open, Lug, Lug, 14 AWG – 2/0 AWG For Line Side Wire Sizes | EA | EA |  | TRUE |  | P | PPD | DAYTON
135766 | 3 | 4 | States | Dayton | Taylor Barrett | TRUE | 2026-08-27T00:00:00 | 2027-01-19T00:00:00 | 2027-01-19T00:00:00 | 12 | 0 | 12 | 298.2767 | 19686.26 | 55369 | USA | N30 | 95 | DIGI-KEY ELECTRONICS | 56701-0250 | MPDB69162 | Open-Style PDB UL 1953 1000V 270A Tin-plated Aluminum - 350A 2-Pole 2 - 12 openings; 2/0-#14 --- #4-#14 Box to Box | PUR | Open-Style PDB UL 1953 1000V 270A Tin-plated Aluminum - 350A 2-Pole 2 - 12 openings; 2/0-#14 --- #4-#14 Box to Box | EA | EA |  | TRUE |  | P | PPD | DAYTON
135766 | 2 | 3 | States | Dayton | Taylor Barrett | TRUE | 2026-08-27T00:00:00 | 2026-12-17T00:00:00 | 2026-12-17T00:00:00 | 12 | 0 | 12 | 99.715 | 6581.19 | 55369 | USA | N30 | 95 | DIGI-KEY ELECTRONICS | 56701-0250 | MPDB67011 | MERSEN Power Distribution Block: Open, Lug, Lug, 6 AWG – 350 kcmil For Line Side Wire Sizes | PUR | MERSEN Power Distribution Block: Open, Lug, Lug, 6 AWG – 350 kcmil For Line Side Wire Sizes | EA | EA |  | TRUE |  | P | PPD | DAYTON
135766 | 1 | 7 | States | Dayton | Taylor Barrett | TRUE | 2026-08-27T00:00:00 | 2027-04-26T00:00:00 | 2027-04-26T00:00:00 | 6 | 0 | 6 | 66.87 | 4413.42 | 55369 | USA | N30 | 95 | DIGI-KEY ELECTRONICS | 56701-0250 | MPDB63192 | MERSEN Power Distribution Block: Open, Lug, Lug, 14 AWG – 2/0 AWG For Line Side Wire Sizes | PUR | MERSEN Power Distribution Block: Open, Lug, Lug, 14 AWG – 2/0 AWG For Line Side Wire Sizes | EA | EA |  | TRUE |  | P | PPD | DAYTON
135766 | 1 | 5 | States | Dayton | Taylor Barrett | TRUE | 2026-08-27T00:00:00 | 2027-02-22T00:00:00 | 2027-02-22T00:00:00 | 12 | 0 | 12 | 66.87 | 4413.42 | 55369 | USA | N30 | 95 | DIGI-KEY ELECTRONICS | 56701-0250 | MPDB63192 | MERSEN Power Distribution Block: Open, Lug, Lug, 14 AWG – 2/0 AWG For Line Side Wire Sizes | PUR | MERSEN Power Distribution Block: Open, Lug, Lug, 14 AWG – 2/0 AWG For Line Side Wire Sizes | EA | EA |  | TRUE |  | P | PPD | DAYTON
135766 | 1 | 3 | States | Dayton | Taylor Barrett | TRUE | 2026-08-27T00:00:00 | 2026-12-17T00:00:00 | 2026-12-17T00:00:00 | 12 | 0 | 12 | 66.87 | 4413.42 | 55369 | USA | N30 | 95 | DIGI-KEY ELECTRONICS | 56701-0250 | MPDB63192 | MERSEN Power Distribution Block: Open, Lug, Lug, 14 AWG – 2/0 AWG For Line Side Wire Sizes | PUR | MERSEN Power Distribution Block: Open, Lug, Lug, 14 AWG – 2/0 AWG For Line Side Wire Sizes | EA | EA |  | TRUE |  | P | PPD | DAYTON
135766 | 3 | 2 | States | Dayton | Taylor Barrett | TRUE | 2026-08-27T00:00:00 | 2026-11-20T00:00:00 | 2026-11-20T00:00:00 | 11 | 0 | 11 | 298.2767 | 19686.26 | 55369 | USA | N30 | 95 | DIGI-KEY ELECTRONICS | 56701-0250 | MPDB69162 | Open-Style PDB UL 1953 1000V 270A Tin-plated Aluminum - 350A 2-Pole 2 - 12 openings; 2/0-#14 --- #4-#14 Box to Box | PUR | Open-Style PDB UL 1953 1000V 270A Tin-plated Aluminum - 350A 2-Pole 2 - 12 openings; 2/0-#14 --- #4-#14 Box to Box | EA | EA |  | TRUE |  | P | PPD | DAYTON
135766 | 2 | 6 | States | Dayton | Taylor Barrett | TRUE | 2026-08-27T00:00:00 | 2027-03-22T00:00:00 | 2027-03-22T00:00:00 | 12 | 0 | 12 | 99.715 | 6581.19 | 55369 | USA | N30 | 95 | DIGI-KEY ELECTRONICS | 56701-0250 | MPDB67011 | MERSEN Power Distribution Block: Open, Lug, Lug, 6 AWG – 350 kcmil For Line Side Wire Sizes | PUR | MERSEN Power Distribution Block: Open, Lug, Lug, 6 AWG – 350 kcmil For Line Side Wire Sizes | EA | EA |  | TRUE |  | P | PPD | DAYTON
135766 | 3 | 5 | States | Dayton | Taylor Barrett | TRUE | 2026-08-27T00:00:00 | 2027-02-22T00:00:00 | 2027-02-22T00:00:00 | 12 | 0 | 12 | 298.2767 | 19686.26 | 55369 | USA | N30 | 95 | DIGI-KEY ELECTRONICS | 56701-0250 | MPDB69162 | Open-Style PDB UL 1953 1000V 270A Tin-plated Aluminum - 350A 2-Pole 2 - 12 openings; 2/0-#14 --- #4-#14 Box to Box | PUR | Open-Style PDB UL 1953 1000V 270A Tin-plated Aluminum - 350A 2-Pole 2 - 12 openings; 2/0-#14 --- #4-#14 Box to Box | EA | EA |  | TRUE |  | P | PPD | DAYTON
135766 | 2 | 5 | States | Dayton | Taylor Barrett | TRUE | 2026-08-27T00:00:00 | 2027-02-22T00:00:00 | 2027-02-22T00:00:00 | 12 | 0 | 12 | 99.715 | 6581.19 | 55369 | USA | N30 | 95 | DIGI-KEY ELECTRONICS | 56701-0250 | MPDB67011 | MERSEN Power Distribution Block: Open, Lug, Lug, 6 AWG – 350 kcmil For Line Side Wire Sizes | PUR | MERSEN Power Distribution Block: Open, Lug, Lug, 6 AWG – 350 kcmil For Line Side Wire Sizes | EA | EA |  | TRUE |  | P | PPD | DAYTON
135766 | 3 | 6 | States | Dayton | Taylor Barrett | TRUE | 2026-08-27T00:00:00 | 2027-03-22T00:00:00 | 2027-02-22T00:00:00 | 12 | 0 | 12 | 298.2767 | 19686.26 | 55369 | USA | N30 | 95 | DIGI-KEY ELECTRONICS | 56701-0250 | MPDB69162 | Open-Style PDB UL 1953 1000V 270A Tin-plated Aluminum - 350A 2-Pole 2 - 12 openings; 2/0-#14 --- #4-#14 Box to Box | PUR | Open-Style PDB UL 1953 1000V 270A Tin-plated Aluminum - 350A 2-Pole 2 - 12 openings; 2/0-#14 --- #4-#14 Box to Box | EA | EA |  | TRUE |  | P | PPD | DAYTON
135053 | 1 | 1 | States | Champlin | Taylor Barrett | TRUE | 2026-07-28T00:00:00 | 2026-08-31T00:00:00 | 2026-08-31T00:00:00 | 12 | 0 | 12 | 85.3233 | 1023.88 | 55316-3157 | USA | N30 | 95 | DIGI-KEY ELECTRONICS | 56701-0250 | MPDB62131 | Power Distribution Block: 1000Vac, 1 Line, 4 Load, 2/0-#14 : #4/#14, 175A, 1phase | PUR | Power Distribution Block: 1000Vac, 1 Line, 4 Load, 2/0-#14 : #4/#14, 175A, 1phase | EA | EA |  | TRUE |  | P | PPD | 100
136203 | 7 | 1 | States | Champlin | Taylor Barrett | TRUE | 2026-09-17T00:00:00 | 2026-09-24T00:00:00 | 2026-09-24T00:00:00 | 50 | 0 | 50 | 0.421 | 21.05 | 55316 | USA | N30 | 95 | DIGI-KEY ELECTRONICS | 56701-0250 | SY4S-02F1 | RELAY HOLD DOWN SPRING | PUR | RELAY HOLD DOWN SPRING | EA | EA |  | TRUE |  | P | PPD | 100 | 2026-09-24T00:00:00
136203 | 6 | 1 | States | Champlin | Taylor Barrett | TRUE | 2026-09-17T00:00:00 | 2026-09-24T00:00:00 | 2026-09-24T00:00:00 | 5 | 0 | 5 | 0.1 | 0.5 | 55316 | USA | N30 | 95 | DIGI-KEY ELECTRONICS | 56701-0250 | RNMF14FTC120R | TBD | PUR | RES 120 OHM 1% 1/4W AXIAL | EA | EA |  | TRUE |  | P | PPD | 100 | 2026-09-24T00:00:00
136203 | 5 | 1 | States | Champlin | Taylor Barrett | TRUE | 2026-09-17T00:00:00 | 2026-09-24T00:00:00 | 2026-09-24T00:00:00 | 6 | 0 | 6 | 76.906 | 461.44 | 55316 | USA | N30 | 95 | DIGI-KEY ELECTRONICS | 56701-0250 | KLM-2 | FUSE - FAST ACTING | PUR | FUSE - FAST ACTING | EA | EA |  | TRUE |  | P | PPD | 100 | 2026-09-24T00:00:00
136203 | 1 | 1 | States | Champlin | Taylor Barrett | TRUE | 2026-09-17T00:00:00 | 2026-09-24T00:00:00 | 2026-09-24T00:00:00 | 4 | 0 | 4 | 101.41 | 405.64 | 55316 | USA | N30 | 95 | DIGI-KEY ELECTRONICS | 56701-0250 | FNQ-R-3 | FUSE LINK 3AMP 600VAC | PUR | FUSE LINK 3AMP 600VAC | EA | EA |  | TRUE |  | P | PPD | 100 | 2026-09-28T00:00:00
136203 | 3 | 1 | States | Champlin | Taylor Barrett | TRUE | 2026-09-17T00:00:00 | 2026-09-24T00:00:00 | 2026-09-24T00:00:00 | 3 | 0 | 3 | 113.08 | 339.24 | 55316 | USA | N30 | 95 | DIGI-KEY ELECTRONICS | 56701-0250 | FNQ-R-6 | FUSE - CLASS CC | PUR | FUSE - CLASS CC | EA | EA |  | TRUE |  | P | PPD | 100 | 2026-09-24T00:00:00
136203 | 4 | 1 | States | Champlin | Taylor Barrett | TRUE | 2026-09-17T00:00:00 | 2026-09-24T00:00:00 | 2026-09-24T00:00:00 | 1 | 0 | 1 | 104.05 | 104.05 | 55316 | USA | N30 | 95 | DIGI-KEY ELECTRONICS | 56701-0250 | FNQ-R-15 | FUSE - CLASS CC | PUR | FUSE - CLASS CC | EA | EA |  | TRUE |  | P | PPD | 100 | 2026-09-24T00:00:00
136203 | 2 | 1 | States | Champlin | Taylor Barrett | TRUE | 2026-09-17T00:00:00 | 2026-09-24T00:00:00 | 2026-09-24T00:00:00 | 4 | 0 | 4 | 99.41 | 397.64 | 55316 | USA | N30 | 95 | DIGI-KEY ELECTRONICS | 56701-0250 | FNQ-R-30 | FUSE - CLASS CC | PUR | FUSE - CLASS CC | EA | EA |  | TRUE |  | P | PPD | 100 | 2026-09-24T00:00:00
136191 | 1 | 3 | States | Champlin | Taylor Barrett | TRUE | 2026-09-17T00:00:00 | 2027-05-25T00:00:00 |  | 60 | 0 | 60 | 35.8 | 3222 | 55316 | USA | N30 | 95 | DIGI-KEY ELECTRONICS | 56701-0250 | N063-008-ENC | Patch Panel: 8 Ports, Flat, 5/5e/6/6A, Grounding Wire, Metal/Plastic | PUR | Patch Panel: 8 Ports, Flat, 5/5e/6/6A, Grounding Wire, Metal/Plastic | EA | EA |  | FALSE |  | P | PPD | 100 | 2027-05-25T00:00:00
136191 | 1 | 2 | States | Champlin | Taylor Barrett | TRUE | 2026-09-17T00:00:00 | 2027-03-29T00:00:00 |  | 24 | 0 | 24 | 35.8 | 3222 | 55316 | USA | N30 | 95 | DIGI-KEY ELECTRONICS | 56701-0250 | N063-008-ENC | Patch Panel: 8 Ports, Flat, 5/5e/6/6A, Grounding Wire, Metal/Plastic | PUR | Patch Panel: 8 Ports, Flat, 5/5e/6/6A, Grounding Wire, Metal/Plastic | EA | EA |  | FALSE |  | P | PPD | 100 | 2027-03-29T00:00:00
136191 | 1 | 1 | States | Champlin | Taylor Barrett | TRUE | 2026-09-17T00:00:00 | 2027-03-17T00:00:00 |  | 6 | 0 | 6 | 35.8 | 3222 | 55316 | USA | N30 | 95 | DIGI-KEY ELECTRONICS | 56701-0250 | N063-008-ENC | Patch Panel: 8 Ports, Flat, 5/5e/6/6A, Grounding Wire, Metal/Plastic | PUR | Patch Panel: 8 Ports, Flat, 5/5e/6/6A, Grounding Wire, Metal/Plastic | EA | EA |  | FALSE |  | P | PPD | 100 | 2027-03-17T00:00:00
134071 | 5 | 1 | States | Dayton | Robert Boulka | TRUE | 2026-06-15T00:00:00 | 2026-09-01T00:00:00 |  | 4 | 0 | 4 | 3.98 | 15.92 | 55369-6417 | USA | D99 | 102 | TWIN CITY HARDWARE CO | 55128-6205 | 281000 | Labor Key Alike | PUR | Labor Key Alike | EA | EA |  | TRUE |  | P | PPD | DAYTON
134071 | 6 | 1 | States | Dayton | Robert Boulka | TRUE | 2026-06-15T00:00:00 | 2026-09-01T00:00:00 |  | 4 | 0 | 4 | 1 | 4 | 55369-6417 | USA | D99 | 102 | TWIN CITY HARDWARE CO | 55128-6205 | 281009 | Labor Key Cut-(No Blank/Labor Only) (PIN# 36735) | PUR | Labor Key Cut-(No Blank/Labor Only) (PIN# 36735) | EA | EA |  | TRUE |  | P | PPD | DAYTON
134071 | 7 | 1 | States | Dayton | Robert Boulka | TRUE | 2026-06-15T00:00:00 | 2026-09-01T00:00:00 |  | 4 | 0 | 4 | 85.05 | 340.2 | 55369-6417 | USA | D99 | 102 | TWIN CITY HARDWARE CO | 55128-6205 | 362412 | USE PN 362502 - SL11-83"-geared hinge | PUR | USE PN 362502 - SL11-83"-geared hinge | FT | FT |  | TRUE |  | P | PPD | DAYTON
134207 | 6 | 1 | States | Dayton | Robert Boulka | TRUE | 2026-06-18T00:00:00 | 2026-09-24T00:00:00 | 2026-09-24T00:00:00 | 2 | 0 | 2 | 1 | 2 | 55369-6417 | USA | D99 | 102 | TWIN CITY HARDWARE CO | 55128-6205 | 281009 | Labor Key Cut-(No Blank/Labor Only) (PIN# 36735) | PUR | Labor Key Cut-(No Blank/Labor Only) (PIN# 36735) | EA | EA |  | TRUE |  | P | PPD | DAYTON
134207 | 5 | 1 | States | Dayton | Robert Boulka | TRUE | 2026-06-18T00:00:00 | 2026-09-24T00:00:00 | 2026-09-24T00:00:00 | 2 | 0 | 2 | 3.98 | 7.96 | 55369-6417 | USA | D99 | 102 | TWIN CITY HARDWARE CO | 55128-6205 | 281000 | Labor Key Alike | PUR | Labor Key Alike | EA | EA |  | TRUE |  | P | PPD | DAYTON
134207 | 8 | 1 | States | Dayton | Robert Boulka | TRUE | 2026-06-18T00:00:00 | 2026-09-24T00:00:00 | 2026-09-24T00:00:00 | 2 | 0 | 2 | 1.135 | 2.27 | 55369-6417 | USA | D99 | 102 | TWIN CITY HARDWARE CO | 55128-6205 | 406750 | Key Blank "C" 5 PIN 35-100C | PUR | Key Blank "C" 5 PIN 35-100C | EA | EA |  | TRUE |  | P | PPD | DAYTON
132184 | 1 | 2 | States | Dayton | Andrew Olson | TRUE | 2026-04-01T00:00:00 | 2026-10-05T00:00:00 | 2026-07-07T00:00:00 | 71 | 0 | 71 | 926.55 | 140835.6 | 55369-6417 | USA | N30 | 109 | RS AMERICAS INC | 75284-1811 | 38CAVH1E | Fuse, 1E, for CPT | PUR | Fuse, 1E, for CPT | EA | EA |  | TRUE |  | P | PPD | DAYTON | 2026-07-07T00:00:00
132184 | 1 | 1 | States | Dayton | Andrew Olson | TRUE | 2026-04-01T00:00:00 | 2026-10-05T00:00:00 | 2026-06-30T00:00:00 | 81 | 3 | 78 | 926.55 | 140835.6 | 55369-6417 | USA | N30 | 109 | RS AMERICAS INC | 75284-1811 | 38CAVH1E | Fuse, 1E, for CPT | PUR | Fuse, 1E, for CPT | EA | EA |  | TRUE |  | P | PPD | DAYTON | 2026-06-30T00:00:00
132184 | 2 | 3 | States | Dayton | Andrew Olson | TRUE | 2026-04-01T00:00:00 | 2027-02-16T00:00:00 | 2027-02-15T00:00:00 | 68 | 0 | 68 | 152.34 | 23155.68 | 55369-6417 | USA | N30 | 109 | RS AMERICAS INC | 75284-1811 | PT156 | Fuse clips, for CPT | PUR | Fuse clips, for CPT | EA | EA |  | TRUE |  | P | PPD | DAYTON
135927 | 1 | 2 | States | Champlin | Andrew Olson | TRUE | 2026-09-04T00:00:00 | 2026-12-18T00:00:00 | 2026-12-18T00:00:00 | 1 | 0 | 1 | 275.98 | 551.96 | 55316 | USA | N30 | 109 | RS AMERICAS INC | 75284-1811 | 3UG4512-1AR20 | Analog Monitoring Relay Phase Failure And Sequence 3 x 160...690 V 50...60 Hz AC 1 Change-Over Contact Screw Terminal | REL | Analog Monitoring Relay Phase Failure And Sequence 3 x 160...690 V 50...60 Hz AC 1 Change-Over Contact Screw Terminal | EA | EA |  | TRUE |  | P | PPD | 100 |  | 76898-39-1
135927 | 1 | 1 | States | Champlin | Andrew Olson | TRUE | 2026-09-04T00:00:00 | 2026-11-10T00:00:00 | 2026-11-10T00:00:00 | 1 | 0 | 1 | 275.98 | 551.96 | 55316 | USA | N30 | 109 | RS AMERICAS INC | 75284-1811 | 3UG4512-1AR20 | Analog Monitoring Relay Phase Failure And Sequence 3 x 160...690 V 50...60 Hz AC 1 Change-Over Contact Screw Terminal | REL | Analog Monitoring Relay Phase Failure And Sequence 3 x 160...690 V 50...60 Hz AC 1 Change-Over Contact Screw Terminal | EA | EA |  | TRUE |  | P | PPD | 100 |  | 76806-34-1
133735 | 3 | 1 | States | Champlin | Andrew Olson | TRUE | 2026-05-29T00:00:00 | 2026-10-01T00:00:00 | 2026-10-01T00:00:00 | 18 | 0 | 18 | 41.27 | 742.86 | 55316-3157 | USA | N30 | 109 | RS AMERICAS INC | 75284-1811 | SC628ANR | Alarm Horn: 24VDC, sonalert | PUR | Alarm Horn: 24VDC, sonalert | EA | EA |  | TRUE |  | P | PPD | 100
136204 | 1 | 1 | States | Champlin | Andrew Olson | TRUE | 2026-09-17T00:00:00 | 2026-09-24T00:00:00 | 2026-09-24T00:00:00 | 10 | 0 | 10 | 67.77 | 677.7 | 55316 | USA | N30 | 109 | RS AMERICAS INC | 75284-1811 | KLM-1/2 | FUSE - FAST ACTING | PUR | FUSE - FAST ACTING | EA | EA |  | TRUE |  | P | PPD | 100 | 2026-09-24T00:00:00
136239 | 1 | 1 | States | Dayton | Andrew Olson | TRUE | 2026-09-21T00:00:00 | 2026-09-24T00:00:00 |  | 152 | 0 | 152 | 112.86 | 17154.72 | 55369 | USA | N30 | 109 | RS AMERICAS INC | 75284-1811 | EDS-205 | UNMGD ETHERNET SWITCH 5X10/100 | PUR | UNMGD ETHERNET SWITCH 5X10/100 | EA | EA |  | FALSE |  | P | PPD | Dayton | 2026-09-21T00:00:00
132577 | 2 | 1 | States | Dayton | Andrew Olson | TRUE | 2026-04-17T00:00:00 | 2026-10-01T00:00:00 | 2026-12-22T00:00:00 | 1 | 0 | 1 | 41.27 | 41.27 | 55369-6417 | USA | N30 | 109 | RS AMERICAS INC | 75284-1811 | SC628ANR | Alarm Horn: 24VDC, sonalert | PUR | Alarm Horn: 24VDC, sonalert | EA | EA |  | TRUE |  | P | PPD | Dayton
135580 | 2 | 1 | States | Dayton | Andrew Olson | TRUE | 2026-08-19T00:00:00 | 2026-10-26T00:00:00 | 2026-10-26T00:00:00 | 60 | 0 | 60 | 85 | 5100 | 55369-6417 | USA | N30 | 109 | RS AMERICAS INC | 75284-1811 | 2907608 | Thermal-magnetic Miniature Circuit Breaker, 3-position, use: Branch Circuit Protection (UL 489), for protection against overload with a breaking capacity of 10 kA, tripping characteristic: C, mounting type: NS 35/..., rated current: 2 A | PUR | Thermal-magnetic Miniature Circuit Breaker, 3-position, use: Branch Circuit Protection (UL 489), for protection against overload with a breaking capacity of 10 kA, tripping characteristic: C, mounting type: NS 35/..., rated current: 2 A | EA | EA |  | TRUE |  | P | PPD | DAYTON
135580 | 3 | 1 | States | Dayton | Andrew Olson | TRUE | 2026-08-19T00:00:00 | 2026-10-26T00:00:00 | 2026-10-26T00:00:00 | 440 | 0 | 440 | 37.7 | 16588 | 55369-6417 | USA | N30 | 109 | RS AMERICAS INC | 75284-1811 | 2908219 | Auxiliary Contact, 1-position, connection method: Screw, mounting type: Snaps on to side of circuit breaker, rated current: 6 A | PUR | Auxiliary Contact, 1-position, connection method: Screw, mounting type: Snaps on to side of circuit breaker, rated current: 6 A | EA | EA |  | TRUE |  | P | PPD | DAYTON
136150 | 1 | 1 | States | Dayton | Andrew Olson | TRUE | 2026-09-16T00:00:00 | 2026-12-22T00:00:00 | 2026-12-22T00:00:00 | 2 | 0 | 2 | 324.59 | 649.18 | 55369 | USA | N30 | 109 | RS AMERICAS INC | 75284-1811 | 295-120 | Capacitive trip device | PUR | Capacitive trip device | EA | EA |  | TRUE |  | P | PPD | DAYTON
132638 | 2 | 2 | States | Champlin | Andrew Olson | TRUE | 2026-04-21T00:00:00 | 2026-10-01T00:00:00 | 2026-10-01T00:00:00 | 1 | 0 | 1 | 41.27 | 453.97 | 55316-3157 | USA | N30 | 109 | RS AMERICAS INC | 75284-1811 | SC628ANR | Alarm Horn: 24VDC, sonalert | PUR | Alarm Horn: 24VDC, sonalert | EA | EA |  | TRUE |  | P | PPD | 100
134237 | 1 | 1 | States | Dayton | Andrew Olson | TRUE | 2026-06-19T00:00:00 | 2026-10-01T00:00:00 | 2026-10-01T00:00:00 | 48 | 0 | 48 | 152.34 | 7312.32 | 55369-6417 | USA | N30 | 109 | RS AMERICAS INC | 75284-1811 | PT156 | Fuse clips, for CPT | PUR | Fuse clips, for CPT | EA | EA |  | TRUE |  | P | PPD | DAYTON
135352 | 1 | 1 | States | Champlin | Andrew Olson | TRUE | 2026-08-11T00:00:00 | 2026-10-29T00:00:00 | 2026-10-29T00:00:00 | 75 | 0 | 75 | 55.14 | 4135.5 | 55316-3157 | USA | N30 | 109 | RS AMERICAS INC | 75284-1811 | M5060THC1200 | CRYDOM DIODE BLOCK 60A (3) DIODES 4 | PUR | CRYDOM DIODE BLOCK 60A (3) DIODES 4 | EA | EA |  | TRUE |  | P | PPD | 100
135871 | 1 | 1 | States | Champlin | Andrew Olson | TRUE | 2026-09-02T00:00:00 | 2026-12-28T00:00:00 | 2026-12-28T00:00:00 | 84 | 0 | 84 | 111.18 | 25349.04 | 55316 | USA | N30 | 109 | RS AMERICAS INC | 75284-1811 | TDR-240-24 | 240W Three Phase Industrial DIN RAIL 24VDC Power Supply, Three-Phase 340 ~ 550VAC wide range input | PUR | 240W Three Phase Industrial DIN RAIL 24VDC Power Supply, Three-Phase 340 ~ 550VAC wide range input | EA | EA |  | TRUE |  | P | PPD | 100
135871 | 1 | 2 | States | Champlin | Andrew Olson | TRUE | 2026-09-02T00:00:00 | 2027-01-25T00:00:00 | 2027-01-25T00:00:00 | 72 | 0 | 72 | 111.18 | 25349.04 | 55316 | USA | N30 | 109 | RS AMERICAS INC | 75284-1811 | TDR-240-24 | 240W Three Phase Industrial DIN RAIL 24VDC Power Supply, Three-Phase 340 ~ 550VAC wide range input | PUR | 240W Three Phase Industrial DIN RAIL 24VDC Power Supply, Three-Phase 340 ~ 550VAC wide range input | EA | EA |  | TRUE |  | P | PPD | 100
135871 | 1 | 3 | States | Champlin | Andrew Olson | TRUE | 2026-09-02T00:00:00 | 2027-02-15T00:00:00 | 2027-02-15T00:00:00 | 72 | 0 | 72 | 111.18 | 25349.04 | 55316 | USA | N30 | 109 | RS AMERICAS INC | 75284-1811 | TDR-240-24 | 240W Three Phase Industrial DIN RAIL 24VDC Power Supply, Three-Phase 340 ~ 550VAC wide range input | PUR | 240W Three Phase Industrial DIN RAIL 24VDC Power Supply, Three-Phase 340 ~ 550VAC wide range input | EA | EA |  | TRUE |  | P | PPD | 100
135686 | 1 | 1 | States | Champlin | Andrew Olson | TRUE | 2026-08-24T00:00:00 | 2026-10-15T00:00:00 | 2026-10-15T00:00:00 | 42 | 0 | 42 | 51.11 | 2146.62 | 55316 | USA | N30 | 109 | RS AMERICAS INC | 75284-1811 | N063-008-ENC | Patch Panel: 8 Ports, Flat, 5/5e/6/6A, Grounding Wire, Metal/Plastic | PUR | Patch Panel: 8 Ports, Flat, 5/5e/6/6A, Grounding Wire, Metal/Plastic | EA | EA |  | TRUE |  | P | PPD | 100
134436 | 1 | 1 | States | Champlin | Andrew Olson | TRUE | 2026-06-30T00:00:00 | 2026-10-08T00:00:00 | 2026-10-08T00:00:00 | 50 | 0 | 50 | 55.14 | 2757 | 55316-3157 | USA | N30 | 109 | RS AMERICAS INC | 75284-1811 | M5060THC1200 | CRYDOM DIODE BLOCK 60A (3) DIODES 4 | PUR | CRYDOM DIODE BLOCK 60A (3) DIODES 4 | EA | EA |  | TRUE |  | P | PPD | 100
134436 | 2 | 1 | States | Champlin | Andrew Olson | TRUE | 2026-06-30T00:00:00 | 2026-10-08T00:00:00 | 2026-10-08T00:00:00 | 100 | 0 | 100 | 163.09 | 16309 | 55316-3157 | USA | N30 | 109 | RS AMERICAS INC | 75284-1811 | TDR-480-24 | POWER SUPPLY, 480WATT, In: 480V/3PH, Out:24VDC | PUR | POWER SUPPLY, 480WATT, In: 480V/3PH, Out:24VDC | EA | EA |  | TRUE |  | P | PPD | 100
135682 | 1 | 1 | States | Champlin | Andrew Olson | TRUE | 2026-08-24T00:00:00 | 2027-09-24T00:00:00 | 2026-09-24T00:00:00 | 25 | 0 | 25 | 66.2 | 1655 | 55316 | USA | N30 | 109 | RS AMERICAS INC | 75284-1811 | M5060THC1200 | CRYDOM DIODE BLOCK 60A (3) DIODES 4 | PUR | CRYDOM DIODE BLOCK 60A (3) DIODES 4 | EA | EA |  | TRUE |  | P | PPD | 100
136212 | 2 | 1 | States | Champlin | Andrew Olson | TRUE | 2026-09-18T00:00:00 | 2026-09-24T00:00:00 | 2026-09-24T00:00:00 | 48 | 0 | 48 | 14.06 | 674.88 | 55316 | USA | N30 | 109 | RS AMERICAS INC | 75284-1811 | RH2B-ULDDC24V | ICE CUBE CONTROL RELAY, SOCKET MOUNT, 24 VDC COIL VOLTAGE, DPDT, 15A CONTACT RATING, 8-PIN, LED INDICATOR AND DIODE | PUR | ICE CUBE CONTROL RELAY, SOCKET MOUNT, 24 VDC COIL VOLTAGE, DPDT, 15A CONTACT RATING, 8-PIN, LED INDICATOR AND DIODE | EA | EA |  | TRUE |  | P | PPD | 100 | 2026-09-24T00:00:00
136212 | 1 | 1 | States | Champlin | Andrew Olson | TRUE | 2026-09-18T00:00:00 | 2026-09-24T00:00:00 | 2026-09-24T00:00:00 | 1000 | 0 | 1000 | 4553.74 | 4553.74 | 55316 | USA | N30 | 109 | RS AMERICAS INC | 75284-1811 | 3106A | RS-485, 1 PR, 22AWG, STR TC, PE INS, WITH OS, 1C 22AWG STR, PVC INNS, OA TC Brd, PVC Jkt, CM, PLTC, SUN RES, OIL RESISTANT | PUR | RS-485, 1 PR, 22AWG, STR TC, PE INS, WITH OS, 1C 22AWG STR, PVC INNS, OA TC Brd, PVC Jkt, CM, PLTC, SUN RES, OIL RESISTANT | EA | EA |  | TRUE |  | P | PPD | 100 | 2026-09-24T00:00:00
134614 | 3 | 1 | States | Champlin | Andrew Olson | TRUE | 2026-07-08T00:00:00 | 2026-10-01T00:00:00 | 2026-10-01T00:00:00 | 127 | 0 | 127 | 11.36 | 1442.72 | 55316-3157 | USA | N30 | 109 | RS AMERICAS INC | 75284-1811 | RH2B-ULCDC24V | ICE CUBE CONTROL RELAY, SOCKET MOUNT, 24 VDC COIL VOLTAGE, DPDT, 15A CONTACT RATING, 8-PIN, LED INDICATOR(S) | PUR | ICE CUBE CONTROL RELAY, SOCKET MOUNT, 24 VDC COIL VOLTAGE, DPDT, 15A CONTACT RATING, 8-PIN, LED INDICATOR(S) | EA | EA |  | TRUE |  | P | PPD | 100
135154 | 1 | 1 | States | Champlin | Andrew Olson | TRUE | 2026-08-03T00:00:00 | 2026-10-01T00:00:00 | 2026-10-01T00:00:00 | 2 | 0 | 2 | 275.98 | 551.96 | 55316-3157 | USA | N30 | 109 | RS AMERICAS INC | 75284-1811 | 3UG4512-1AR20 | Analog Monitoring Relay Phase Failure And Sequence 3 x 160...690 V 50...60 Hz AC 1 Change-Over Contact Screw Terminal | REL | Analog Monitoring Relay Phase Failure And Sequence 3 x 160...690 V 50...60 Hz AC 1 Change-Over Contact Screw Terminal | EA | EA |  | TRUE |  | P | PPD | 100
133632 | 1 | 1 | States | Champlin | Andrew Olson | TRUE | 2026-05-27T00:00:00 | 2026-10-06T00:00:00 | 2026-08-03T00:00:00 | 62 | 0 | 62 | 163.09 | 10111.58 | 55316-3157 | USA | N30 | 109 | RS AMERICAS INC | 75284-1811 | TDR-480-24 | POWER SUPPLY, 480WATT, In: 480V/3PH, Out:24VDC | PUR | POWER SUPPLY, 480WATT, In: 480V/3PH, Out:24VDC | EA | EA |  | TRUE |  | P | PPD | 100 | 2026-08-03T00:00:00
134154 | 1 | 1 | States | Champlin | Andrew Olson | TRUE | 2026-06-16T00:00:00 | 2027-01-29T00:00:00 | 2027-01-29T00:00:00 | 210 | 0 | 210 | 163.09 | 34248.9 | 55316-3157 | USA | N30 | 109 | RS AMERICAS INC | 75284-1811 | TDR-480-24 | POWER SUPPLY, 480WATT, In: 480V/3PH, Out:24VDC | PUR | POWER SUPPLY, 480WATT, In: 480V/3PH, Out:24VDC | EA | EA |  | TRUE |  | P | PPD | 100
132776 | 1 | 1 | States | Champlin | Andrew Olson | TRUE | 2026-04-27T00:00:00 | 2026-10-01T00:00:00 | 2026-10-01T00:00:00 | 1 | 0 | 1 | 41.27 | 41.27 | 55316-3157 | USA | N30 | 109 | RS AMERICAS INC | 75284-1811 | SC628ANR | Alarm Horn: 24VDC, sonalert | PUR | Alarm Horn: 24VDC, sonalert | EA | EA |  | TRUE |  | P | PPD | 100
134428 | 1 | 2 | States | Dayton | Andrew Olson | TRUE | 2026-06-29T00:00:00 | 2026-10-14T00:00:00 | 2026-08-03T00:00:00 | 2 | 0 | 2 | 55.42 | 609.62 | 55369-6417 | USA | N30 | 109 | RS AMERICAS INC | 75284-1811 | 2907652 | Circuit Breaker Thermal-Magnetic 2 Pole 2A D Curve UL489 TMC 8 Series |  | Circuit Breaker Thermal-Magnetic 2 Pole 2A D Curve UL489 TMC 8 Series | EA | EA |  | TRUE |  | P | FXND | 100 | 2026-08-03T00:00:00
136211 | 1 | 1 | States | Champlin | Andrew Olson | TRUE | 2026-09-18T00:00:00 | 2026-10-01T00:00:00 | 2026-10-01T00:00:00 | 688 | 0 | 688 | 7.91 | 5442.08 | 55316 | USA | N30 | 109 | RS AMERICAS INC | 75284-1811 | KA31U | #6-350MCM DUAL RATED 1 HOLE 3/8 inch STUD | PUR | #6-350MCM DUAL RATED 1 HOLE 3/8 inch STUD | EA | EA |  | TRUE |  | P | DS | 100 | 2026-10-01T00:00:00
135635 | 1 | 1 | States | Dayton | Andrew Olson | TRUE | 2026-08-20T00:00:00 | 2026-10-08T00:00:00 | 2026-10-08T00:00:00 | 510 | 401 | 109 | 10.42 | 5564.28 | 55369 | USA | N30 | 109 | RS AMERICAS INC | 75284-1811 | IN-CAT6-COUPLER-U1 | RJ45 Coupler | PUR | RJ45 Coupler | EA | EA |  | TRUE |  | P | PPD | Dayton | 2026-08-25T00:00:00
135635 | 2 | 1 | States | Dayton | Andrew Olson | TRUE | 2026-08-20T00:00:00 | 2027-01-15T00:00:00 | 2027-01-15T00:00:00 | 20 | 0 | 20 | 189.29 | 3785.8 | 55369 | USA | N30 | 109 | RS AMERICAS INC | 75284-1811 | PT156 | Fuse clips, for CPT | PUR | Fuse clips, for CPT | EA | EA |  | TRUE |  | P | PPD | DAYTON
135635 | 1 | 2 | States | Dayton | Andrew Olson | TRUE | 2026-08-20T00:00:00 | 2026-10-19T00:00:00 | 2026-10-19T00:00:00 | 24 | 0 | 24 | 10.42 | 5564.28 | 55369 | USA | N30 | 109 | RS AMERICAS INC | 75284-1811 | IN-CAT6-COUPLER-U1 | RJ45 Coupler | PUR | RJ45 Coupler | EA | EA |  | TRUE |  | P | PPD | Dayton | 2026-08-25T00:00:00
134235 | 1 | 1 | States | Champlin | Andrew Olson | TRUE | 2026-06-19T00:00:00 | 2026-10-12T00:00:00 | 2026-10-12T00:00:00 | 1000 | 0 | 1000 | 10.42 | 10420 | 55316-3157 | USA | N30 | 109 | RS AMERICAS INC | 75284-1811 | IN-CAT6-COUPLER-U1 | RJ45 Coupler | PUR | RJ45 Coupler | EA | EA |  | TRUE |  | P | PPD | 100
133493 | 1 | 5 | States | Champlin | Andrew Olson | TRUE | 2026-05-21T00:00:00 | 2026-08-31T00:00:00 | 2026-08-31T00:00:00 | 66 | 0 | 66 | 10.42 | 8638.18 | 55316-3157 | USA | N30 | 109 | RS AMERICAS INC | 75284-1811 | IN-CAT6-COUPLER-U1 | RJ45 Coupler | PUR | RJ45 Coupler | EA | EA |  | TRUE |  | P | PPD | 100
133493 | 2 | 3 | States | Champlin | Andrew Olson | TRUE | 2026-05-21T00:00:00 | 2026-09-24T00:00:00 | 2026-09-24T00:00:00 | 26 | 0 | 26 | 41.27 | 2930.17 | 55316-3157 | USA | N30 | 109 | RS AMERICAS INC | 75284-1811 | SC628ANR | Alarm Horn: 24VDC, sonalert | PUR | Alarm Horn: 24VDC, sonalert | EA | EA |  | TRUE |  | P | PPD | 100
133493 | 2 | 5 | States | Champlin | Andrew Olson | TRUE | 2026-05-21T00:00:00 | 2026-10-01T00:00:00 | 2026-10-01T00:00:00 | 7 | 0 | 7 | 41.27 | 2930.17 | 55316-3157 | USA | N30 | 109 | RS AMERICAS INC | 75284-1811 | SC628ANR | Alarm Horn: 24VDC, sonalert | PUR | Alarm Horn: 24VDC, sonalert | EA | EA |  | TRUE |  | P | PPD | 100
133493 | 2 | 4 | States | Champlin | Andrew Olson | TRUE | 2026-05-21T00:00:00 | 2026-10-01T00:00:00 | 2026-10-01T00:00:00 | 18 | 0 | 18 | 41.27 | 2930.17 | 55316-3157 | USA | N30 | 109 | RS AMERICAS INC | 75284-1811 | SC628ANR | Alarm Horn: 24VDC, sonalert | PUR | Alarm Horn: 24VDC, sonalert | EA | EA |  | TRUE |  | P | PPD | 100
130830 | 3 | 1 | States | PwrQ Holdings, LLC | Andrew Olson | TRUE | 2026-01-22T00:00:00 | 2026-04-13T00:00:00 | 2026-04-13T00:00:00 | 360 | 0 | 360 | 7.91 | 8542.8 | 21076 | USA | N30 | 109 | RS AMERICAS INC | 75284-1811 | KA31U | #6-350MCM DUAL RATED 1 HOLE 3/8 inch STUD | PUR | #6-350MCM DUAL RATED 1 HOLE 3/8 inch STUD | EA | EA |  | TRUE |  | P | PPD | SW1
133934 | 2 | 1 | States | Champlin | Andrew Olson | TRUE | 2026-06-08T00:00:00 | 2026-09-24T00:00:00 | 2026-09-24T00:00:00 | 14 | 0 | 14 | 41.27 | 3342.87 | 55316-3157 | USA | N30 | 109 | RS AMERICAS INC | 75284-1811 | SC628ANR | Alarm Horn: 24VDC, sonalert | PUR | Alarm Horn: 24VDC, sonalert | EA | EA |  | TRUE |  | P | PPD | 100
133934 | 2 | 2 | States | Champlin | Andrew Olson | TRUE | 2026-06-08T00:00:00 | 2026-10-12T00:00:00 | 2026-10-12T00:00:00 | 30 | 0 | 30 | 41.27 | 3342.87 | 55316-3157 | USA | N30 | 109 | RS AMERICAS INC | 75284-1811 | SC628ANR | Alarm Horn: 24VDC, sonalert | PUR | Alarm Horn: 24VDC, sonalert | EA | EA |  | TRUE |  | P | PPD | 100
133934 | 2 | 3 | States | Champlin | Andrew Olson | TRUE | 2026-06-08T00:00:00 | 2026-10-01T00:00:00 | 2026-10-01T00:00:00 | 37 | 0 | 37 | 41.27 | 3342.87 | 55316-3157 | USA | N30 | 109 | RS AMERICAS INC | 75284-1811 | SC628ANR | Alarm Horn: 24VDC, sonalert | PUR | Alarm Horn: 24VDC, sonalert | EA | EA |  | TRUE |  | P | PPD | 100
134789 | 1 | 1 | States | Dayton | Andrew Olson | TRUE | 2026-07-15T00:00:00 | 2026-09-21T00:00:00 | 2026-09-21T00:00:00 | 42 | 11 | 31 | 123.43 | 5184.06 | 55369-6417 | USA | N30 | 109 | RS AMERICAS INC | 75284-1811 | AC260B-380-480 | Model 260 Voltage Monitor | PUR | Model 260 Voltage Monitor | EA | EA |  | TRUE |  | P | PPD | DAYTON
135613 | 1 | 1 | States | Champlin | Andrew Olson | TRUE | 2026-08-20T00:00:00 | 2026-11-02T00:00:00 | 2026-11-02T00:00:00 | 315 | 0 | 315 | 55.14 | 17369.1 | 55316 | USA | N30 | 109 | RS AMERICAS INC | 75284-1811 | M5060THC1200 | CRYDOM DIODE BLOCK 60A (3) DIODES 4 | PUR | CRYDOM DIODE BLOCK 60A (3) DIODES 4 | EA | EA |  | TRUE |  | P | PPD | 100
132663 | 1 | 3 | States | Dayton | Andrew Olson | TRUE | 2026-04-22T00:00:00 | 2026-09-24T00:00:00 | 2026-09-24T00:00:00 | 100 | 0 | 100 | 47.38 | 7580.8 | 55369-6417 | USA | N30 | 109 | RS AMERICAS INC | 75284-1811 | KUEP-3D15-125 | Control relay: 125VDC Coil, 1 N.O. contact, 10A @ 150VDC | PUR | Control relay: 125VDC Coil, 1 N.O. contact, 10A @ 150VDC | EA | EA |  | TRUE |  | P | DEL | DAYTON
133138 | 3 | 1 | States | Champlin | Andrew Olson | TRUE | 2026-05-11T00:00:00 | 2026-09-15T00:00:00 | 2026-09-15T00:00:00 | 10 | 0 | 10 | 163.09 | 17613.72 | 55316-3157 | USA | N30 | 109 | RS AMERICAS INC | 75284-1811 | TDR-480-24 | POWER SUPPLY, 480WATT, In: 480V/3PH, Out:24VDC | PUR | POWER SUPPLY, 480WATT, In: 480V/3PH, Out:24VDC | EA | EA |  | TRUE |  | P | PPD | 100
133138 | 3 | 3 | States | Champlin | Andrew Olson | TRUE | 2026-05-11T00:00:00 | 2026-09-15T00:00:00 | 2026-09-15T00:00:00 | 28 | 0 | 28 | 163.09 | 17613.72 | 55316-3157 | USA | N30 | 109 | RS AMERICAS INC | 75284-1811 | TDR-480-24 | POWER SUPPLY, 480WATT, In: 480V/3PH, Out:24VDC | PUR | POWER SUPPLY, 480WATT, In: 480V/3PH, Out:24VDC | EA | EA |  | TRUE |  | P | PPD | 100
133138 | 3 | 4 | States | Champlin | Andrew Olson | TRUE | 2026-05-11T00:00:00 | 2026-09-15T00:00:00 | 2026-09-15T00:00:00 | 58 | 0 | 58 | 163.09 | 17613.72 | 55316-3157 | USA | N30 | 109 | RS AMERICAS INC | 75284-1811 | TDR-480-24 | POWER SUPPLY, 480WATT, In: 480V/3PH, Out:24VDC | PUR | POWER SUPPLY, 480WATT, In: 480V/3PH, Out:24VDC | EA | EA |  | TRUE |  | P | PPD | 100
133138 | 3 | 2 | States | Champlin | Andrew Olson | TRUE | 2026-05-11T00:00:00 | 2026-09-15T00:00:00 | 2026-09-15T00:00:00 | 12 | 0 | 12 | 163.09 | 17613.72 | 55316-3157 | USA | N30 | 109 | RS AMERICAS INC | 75284-1811 | TDR-480-24 | POWER SUPPLY, 480WATT, In: 480V/3PH, Out:24VDC | PUR | POWER SUPPLY, 480WATT, In: 480V/3PH, Out:24VDC | EA | EA |  | TRUE |  | P | PPD | 100
133252 | 3 | 2 | States | Champlin | Andrew Olson | TRUE | 2026-05-13T00:00:00 | 2026-10-01T00:00:00 | 2026-10-01T00:00:00 | 18 | 0 | 18 | 41.27 | 1320.64 | 55316-3157 | USA | N30 | 109 | RS AMERICAS INC | 75284-1811 | SC628ANR | Alarm Horn: 24VDC, sonalert | PUR | Alarm Horn: 24VDC, sonalert | EA | EA |  | TRUE |  | P | PPD | 100
133252 | 2 | 1 | States | Champlin | Andrew Olson | TRUE | 2026-05-13T00:00:00 | 2026-08-31T00:00:00 | 2026-08-31T00:00:00 | 10 | 0 | 10 | 75.56 | 1511.2 | 55316-3157 | USA | N30 | 109 | RS AMERICAS INC | 75284-1811 | M5060THC1200 | CRYDOM DIODE BLOCK 60A (3) DIODES 4 | PUR | CRYDOM DIODE BLOCK 60A (3) DIODES 4 | EA | EA |  | TRUE |  | P | PPD | 100
133252 | 2 | 2 | States | Champlin | Andrew Olson | TRUE | 2026-05-13T00:00:00 | 2026-12-22T00:00:00 | 2026-12-22T00:00:00 | 10 | 0 | 10 | 75.56 | 1511.2 | 55316-3157 | USA | N30 | 109 | RS AMERICAS INC | 75284-1811 | M5060THC1200 | CRYDOM DIODE BLOCK 60A (3) DIODES 4 | PUR | CRYDOM DIODE BLOCK 60A (3) DIODES 4 | EA | EA |  | TRUE |  | P | PPD | 100
133252 | 3 | 3 | States | Champlin | Andrew Olson | TRUE | 2026-05-13T00:00:00 | 2026-10-01T00:00:00 | 2026-10-01T00:00:00 | 1 | 0 | 1 | 41.27 | 1320.64 | 55316-3157 | USA | N30 | 109 | RS AMERICAS INC | 75284-1811 | SC628ANR | Alarm Horn: 24VDC, sonalert | PUR | Alarm Horn: 24VDC, sonalert | EA | EA |  | TRUE |  | P | PPD | 100
135394 | 1 | 1 | States | Champlin | Taylor Barrett | TRUE | 2026-08-12T00:00:00 | 2027-01-15T00:00:00 | 2027-01-15T00:00:00 | 14 | 0 | 14 | 2113.9 | 71872.6 | 55316-3157 | USA | N30 | 111 | PEAKER SERVICES, INC. (PSI) | 48116 | 8440-2323 | DTSC-200A Digital Transfer Switch Controller Automatic Transfer Switch (ATS) | PUR | DTSC-200A Digital Transfer Switch Controller Automatic Transfer Switch (ATS) | EA | EA |  | TRUE |  | P | PPD | 100
135394 | 1 | 2 | States | Champlin | Taylor Barrett | TRUE | 2026-08-12T00:00:00 | 2026-11-19T00:00:00 | 2026-11-19T00:00:00 | 20 | 0 | 20 | 2113.9 | 71872.6 | 55316-3157 | USA | N30 | 111 | PEAKER SERVICES, INC. (PSI) | 48116 | 8440-2323 | DTSC-200A Digital Transfer Switch Controller Automatic Transfer Switch (ATS) | PUR | DTSC-200A Digital Transfer Switch Controller Automatic Transfer Switch (ATS) | EA | EA |  | TRUE |  | P | PPD | 100
134797 | 1 | 1 | States | Champlin | Taylor Barrett | TRUE | 2026-07-15T00:00:00 | 2027-01-11T00:00:00 | 2027-01-11T00:00:00 | 8 | 0 | 8 | 1648.6 | 13188.8 | 55316-3157 | USA | N30 | 111 | PEAKER SERVICES, INC. (PSI) | 48116 | 8440-2297 | DTSC-200A Digital Transfer Switch Controller Automatic Transfer Switch (ATS) | PUR | DTSC-200A Digital Transfer Switch Controller Automatic Transfer Switch (ATS) | EA | EA |  | TRUE |  | P | PPD | 100
134714 | 1 | 1 | States | Dayton | Taylor Barrett | TRUE | 2026-07-13T00:00:00 | 2026-10-26T00:00:00 | 2026-10-26T00:00:00 | 1 | 0 | 1 | 1648.6 | 1648.6 | 55369-6417 | USA | N30 | 111 | PEAKER SERVICES, INC. (PSI) | 48116 | 8440-2297 | DTSC-200A Digital Transfer Switch Controller Automatic Transfer Switch (ATS) | PUR | DTSC-200A Digital Transfer Switch Controller Automatic Transfer Switch (ATS) | EA | EA |  | TRUE |  | P | PPD | Dayton
135562 | 1 | 2 | States | Dayton | Taylor Barrett | TRUE | 2026-08-18T00:00:00 | 2026-12-14T00:00:00 | 2026-12-14T00:00:00 | 1 | 0 | 1 | 1648.6 | 3297.2 | 55369-6417 | USA | N30 | 111 | PEAKER SERVICES, INC. (PSI) | 48116 | 8440-2297 | DTSC-200A Digital Transfer Switch Controller Automatic Transfer Switch (ATS) | PUR | DTSC-200A Digital Transfer Switch Controller Automatic Transfer Switch (ATS) | EA | EA |  | TRUE |  | P | PPD | Dayton
135562 | 1 | 1 | States | Dayton | Taylor Barrett | TRUE | 2026-08-18T00:00:00 | 2026-11-16T00:00:00 | 2026-11-16T00:00:00 | 1 | 0 | 1 | 1648.6 | 3297.2 | 55369-6417 | USA | N30 | 111 | PEAKER SERVICES, INC. (PSI) | 48116 | 8440-2297 | DTSC-200A Digital Transfer Switch Controller Automatic Transfer Switch (ATS) | PUR | DTSC-200A Digital Transfer Switch Controller Automatic Transfer Switch (ATS) | EA | EA |  | TRUE |  | P | PPD | Dayton
135953 | 1 | 2 | States | Champlin | Taylor Barrett | TRUE | 2026-09-08T00:00:00 | 2026-12-14T00:00:00 | 2026-12-14T00:00:00 | 1 | 0 | 1 | 1648.6 | 3297.2 | 55316 | USA | N30 | 111 | PEAKER SERVICES, INC. (PSI) | 48116 | 8440-2297 | DTSC-200A Digital Transfer Switch Controller Automatic Transfer Switch (ATS) | PUR | Woodward 8440-2297 DTSC-200A Digital Transfer Switch Controller Automatic Transfer Switch (ATS) | EA | EA |  | TRUE |  | P | PPD | 100 |  | 76806-34-1
135953 | 1 | 1 | States | Champlin | Taylor Barrett | TRUE | 2026-09-08T00:00:00 | 2026-12-14T00:00:00 | 2026-12-14T00:00:00 | 1 | 0 | 1 | 1648.6 | 3297.2 | 55316 | USA | N30 | 111 | PEAKER SERVICES, INC. (PSI) | 48116 | 8440-2297 | DTSC-200A Digital Transfer Switch Controller Automatic Transfer Switch (ATS) | PUR | Woodward 8440-2297 DTSC-200A Digital Transfer Switch Controller Automatic Transfer Switch (ATS) | EA | EA |  | TRUE |  | P | PPD | 100 |  | 76898-39-1
134110 | 2 | 1 | States | Champlin | Taylor Barrett | TRUE | 2026-06-15T00:00:00 | 2026-12-22T00:00:00 | 2026-12-22T00:00:00 | 2 | 0 | 2 | 1721.81 | 3443.62 | 55316-3157 | USA | N30 | 111 | PEAKER SERVICES, INC. (PSI) | 48116 | 8446-1071 | Touch screen remote control and annunciation panel for use with the easYgen-3000XT series controls | PUR | Touch screen remote control and annunciation panel for use with the easYgen-3000XT series controls | EA | EA |  | TRUE |  | P | PPD | 100
134110 | 1 | 1 | States | Champlin | Taylor Barrett | TRUE | 2026-06-15T00:00:00 | 2027-01-18T00:00:00 | 2027-01-18T00:00:00 | 36 | 0 | 36 | 1648.6 | 59349.6 | 55316-3157 | USA | N30 | 111 | PEAKER SERVICES, INC. (PSI) | 48116 | 8440-2297 | DTSC-200A Digital Transfer Switch Controller Automatic Transfer Switch (ATS) | PUR | DTSC-200A Digital Transfer Switch Controller Automatic Transfer Switch (ATS) | EA | EA |  | TRUE |  | P | PPD | 100
133305 | 1 | 2 | States | Champlin | Taylor Barrett | TRUE | 2026-05-15T00:00:00 | 2027-01-07T00:00:00 | 2027-01-07T00:00:00 | 10 | 0 | 10 | 1648.6 | 54403.8 | 55316-3157 | USA | N30 | 111 | PEAKER SERVICES, INC. (PSI) | 48116 | 8440-2297 | DTSC-200A Digital Transfer Switch Controller Automatic Transfer Switch (ATS) | PUR | DTSC-200A Digital Transfer Switch Controller Automatic Transfer Switch (ATS) | EA | EA |  | TRUE |  | P | PPD | 100
133930 | 1 | 1 | States | Dayton | Taylor Barrett | TRUE | 2026-06-08T00:00:00 | 2026-10-26T00:00:00 | 2026-10-26T00:00:00 | 2 | 0 | 2 | 5903.86 | 11807.72 | 55369-6417 | USA | N30 | 111 | PEAKER SERVICES, INC. (PSI) | 48116 | 8440-2088 | CONTROLLER, EASYGEN, 3500XT-P2,CONTROLLER, DISPLAY, EXTD IO | PUR | CONTROLLER, EASYGEN, 3500XT-P2,CONTROLLER, DISPLAY, EXTD IO | EA | EA |  | TRUE |  | P | PPD | DAYTON
133930 | 2 | 1 | States | Dayton | Taylor Barrett | TRUE | 2026-06-08T00:00:00 | 2026-10-26T00:00:00 | 2026-10-26T00:00:00 | 1 | 0 | 1 | 3701.3333 | 3701.33 | 55369-6417 | USA | N30 | 111 | PEAKER SERVICES, INC. (PSI) | 48116 | 8440-2222 | CONTROL-LS-612XT-P1 | PLC | CONTROL-LS-612XT-P1 | EA | EA |  | TRUE |  | P | PPD | Dayton
135970 | 1 | 1 | States | Champlin | Taylor Barrett | TRUE | 2026-09-09T00:00:00 | 2026-12-09T00:00:00 | 2026-12-09T00:00:00 | 1 | 0 | 1 | 716.77 | 716.77 | 55316 | USA | N30 | 111 | PEAKER SERVICES, INC. (PSI) | 48116 | 8440-2324 | CONTROL-IKD1M | PUR | CONTROL-IKD1M | EA | EA |  | TRUE |  | P | PPD | 100
134090 | 1 | 1 | States | Dayton | Taylor Barrett | TRUE | 2026-06-15T00:00:00 | 2026-10-26T00:00:00 | 2026-10-26T00:00:00 | 1 | 0 | 1 | 1721.81 | 1721.81 | 55369-6417 | USA | N30 | 111 | PEAKER SERVICES, INC. (PSI) | 48116 | 8446-1071 | Touch screen remote control and annunciation panel for use with the easYgen-3000XT series controls | PUR | Touch screen remote control and annunciation panel for use with the easYgen-3000XT series controls | EA | EA |  | TRUE |  | P | PPD | DAYTON
135877 | 1 | 1 | States | Champlin | Taylor Barrett | TRUE | 2026-09-02T00:00:00 | 2027-01-29T00:00:00 | 2027-01-29T00:00:00 | 2 | 0 | 2 | 2113.9 | 4227.8 | 55316 | USA | N30 | 111 | PEAKER SERVICES, INC. (PSI) | 48116 | 8440-2323 | DTSC-200A Digital Transfer Switch Controller Automatic Transfer Switch (ATS) | PUR | DTSC-200A Digital Transfer Switch Controller Automatic Transfer Switch (ATS) | EA | EA |  | TRUE |  | P | PPD | 100
134315 | 4 | 1 | States | Dayton | Taylor Barrett | TRUE | 2026-06-23T00:00:00 | 2026-10-19T00:00:00 | 2026-10-19T00:00:00 | 252 | 0 | 252 | 96 | 24192 | 55369-6417 | USA | N30 | 126 | PLASTIC DIP MOLDINGS INC/INSULBOOT | 18951 | SK-041626-04RD | Insulboot-38kV-Custom-Riser-Boot, Outer | PUR | Insulboot-38kV-Custom-Riser-Boot, Outer | EA | EA |  | TRUE |  | P | PPD | DAYTON
134315 | 1 | 1 | States | Dayton | Taylor Barrett | TRUE | 2026-06-23T00:00:00 | 2026-10-19T00:00:00 | 2026-10-19T00:00:00 | 252 | 0 | 252 | 84.13 | 21200.76 | 55369-6417 | USA | N30 | 126 | PLASTIC DIP MOLDINGS INC/INSULBOOT | 18951 | SK-041626-01RD | Insulboot-38kV-Custom-Runback-Boot, Inner | PUR | Insulboot-38kV-Custom-Runback-Boot, Inner | EA | EA |  | TRUE |  | P | PPD | DAYTON
134315 | 2 | 1 | States | Dayton | Taylor Barrett | TRUE | 2026-06-23T00:00:00 | 2026-10-19T00:00:00 | 2026-10-19T00:00:00 | 252 | 0 | 252 | 100.03 | 25207.56 | 55369-6417 | USA | N30 | 126 | PLASTIC DIP MOLDINGS INC/INSULBOOT | 18951 | SK-041626-02RD | Insulboot-38kV-Custom-Runback-Boot, Outer | PUR | Insulboot-38kV-Custom-Runback-Boot, Outer | EA | EA |  | TRUE |  | P | PPD | DAYTON
134315 | 3 | 1 | States | Dayton | Taylor Barrett | TRUE | 2026-06-23T00:00:00 | 2026-10-19T00:00:00 | 2026-10-19T00:00:00 | 252 | 0 | 252 | 79.87 | 20127.24 | 55369-6417 | USA | N30 | 126 | PLASTIC DIP MOLDINGS INC/INSULBOOT | 18951 | SK-041626-03RD | Insulboot-38kV-Custom-Riser-Boot, Inner | PUR | Insulboot-38kV-Custom-Riser-Boot, Inner | EA | EA |  | TRUE |  | P | PPD | DAYTON
135065 | 3 | 1 | States | Dayton | Taylor Barrett | TRUE | 2026-07-28T00:00:00 | 2026-12-28T00:00:00 | 2026-12-28T00:00:00 | 15 | 0 | 15 | 84.13 | 1261.95 | 55369-6417 | USA | N30 | 126 | PLASTIC DIP MOLDINGS INC/INSULBOOT | 18951 | SK-041626-01RD | Insulboot-38kV-Custom-Runback-Boot, Inner | PUR | Insulboot-38kV-Custom-Runback-Boot, Inner | EA | EA |  | TRUE |  | P | PPD | DAYTON
135065 | 6 | 1 | States | Dayton | Taylor Barrett | TRUE | 2026-07-28T00:00:00 | 2026-12-28T00:00:00 | 2026-12-28T00:00:00 | 15 | 0 | 15 | 96 | 1440 | 55369-6417 | USA | N30 | 126 | PLASTIC DIP MOLDINGS INC/INSULBOOT | 18951 | SK-041626-04RD | Insulboot-38kV-Custom-Riser-Boot, Outer | PUR | Insulboot-38kV-Custom-Riser-Boot, Outer | EA | EA |  | TRUE |  | P | PPD | DAYTON
135065 | 5 | 1 | States | Dayton | Taylor Barrett | TRUE | 2026-07-28T00:00:00 | 2026-12-28T00:00:00 | 2026-12-28T00:00:00 | 15 | 0 | 15 | 79.87 | 1198.05 | 55369-6417 | USA | N30 | 126 | PLASTIC DIP MOLDINGS INC/INSULBOOT | 18951 | SK-041626-03RD | Insulboot-38kV-Custom-Riser-Boot, Inner | PUR | Insulboot-38kV-Custom-Riser-Boot, Inner | EA | EA |  | TRUE |  | P | PPD | DAYTON
135065 | 4 | 1 | States | Dayton | Taylor Barrett | TRUE | 2026-07-28T00:00:00 | 2026-12-28T00:00:00 | 2026-12-28T00:00:00 | 15 | 0 | 15 | 100.03 | 1500.45 | 55369-6417 | USA | N30 | 126 | PLASTIC DIP MOLDINGS INC/INSULBOOT | 18951 | SK-041626-02RD | Insulboot-38kV-Custom-Runback-Boot, Outer | PUR | Insulboot-38kV-Custom-Runback-Boot, Outer | EA | EA |  | TRUE |  | P | PPD | DAYTON
133932 | 3 | 4 | States | Dayton | Taylor Barrett | TRUE | 2026-06-08T00:00:00 | 2027-02-22T00:00:00 | 2027-02-22T00:00:00 | 216 | 0 | 216 | 0 | 0 | 55369-6417 | USA | N30 | 126 | PLASTIC DIP MOLDINGS INC/INSULBOOT | 18951 | I-0270 (38kV) | Lightning Arrester Boot | PUR | Lightning Arrester Boot | EA | EA |  | TRUE |  | P | PPD | DAYTON
133932 | 2 | 3 | States | Dayton | Taylor Barrett | TRUE | 2026-06-08T00:00:00 | 2027-01-25T00:00:00 | 2027-01-25T00:00:00 | 192 | 0 | 192 | 0 | 0 | 55369-6417 | USA | N30 | 126 | PLASTIC DIP MOLDINGS INC/INSULBOOT | 18951 | I-0214 (38kV) | Insulator Boot: 1/4" x 2" Bus | PUR | Insulator Boot: 1/4" x 2" Bus | EA | EA |  | TRUE |  | P | PPD | DAYTON
133932 | 3 | 5 | States | Dayton | Taylor Barrett | TRUE | 2026-06-08T00:00:00 | 2027-03-25T00:00:00 | 2027-03-25T00:00:00 | 216 | 0 | 216 | 0 | 0 | 55369-6417 | USA | N30 | 126 | PLASTIC DIP MOLDINGS INC/INSULBOOT | 18951 | I-0270 (38kV) | Lightning Arrester Boot | PUR | Lightning Arrester Boot | EA | EA |  | TRUE |  | P | PPD | DAYTON
133932 | 2 | 1 | States | Dayton | Taylor Barrett | TRUE | 2026-06-08T00:00:00 | 2026-11-20T00:00:00 | 2026-11-20T00:00:00 | 192 | 0 | 192 | 0 | 0 | 55369-6417 | USA | N30 | 126 | PLASTIC DIP MOLDINGS INC/INSULBOOT | 18951 | I-0214 (38kV) | Insulator Boot: 1/4" x 2" Bus | PUR | Insulator Boot: 1/4" x 2" Bus | EA | EA |  | TRUE |  | P | PPD | DAYTON
133932 | 3 | 3 | States | Dayton | Taylor Barrett | TRUE | 2026-06-08T00:00:00 | 2027-01-25T00:00:00 | 2027-01-25T00:00:00 | 216 | 0 | 216 | 0 | 0 | 55369-6417 | USA | N30 | 126 | PLASTIC DIP MOLDINGS INC/INSULBOOT | 18951 | I-0270 (38kV) | Lightning Arrester Boot | PUR | Lightning Arrester Boot | EA | EA |  | TRUE |  | P | PPD | DAYTON
133932 | 3 | 6 | States | Dayton | Taylor Barrett | TRUE | 2026-06-08T00:00:00 | 2027-04-26T00:00:00 | 2027-04-26T00:00:00 | 108 | 0 | 108 | 0 | 0 | 55369-6417 | USA | N30 | 126 | PLASTIC DIP MOLDINGS INC/INSULBOOT | 18951 | I-0270 (38kV) | Lightning Arrester Boot | PUR | Lightning Arrester Boot | EA | EA |  | TRUE |  | P | PPD | DAYTON
133932 | 2 | 4 | States | Dayton | Taylor Barrett | TRUE | 2026-06-08T00:00:00 | 2027-02-22T00:00:00 | 2027-02-22T00:00:00 | 192 | 0 | 192 | 0 | 0 | 55369-6417 | USA | N30 | 126 | PLASTIC DIP MOLDINGS INC/INSULBOOT | 18951 | I-0214 (38kV) | Insulator Boot: 1/4" x 2" Bus | PUR | Insulator Boot: 1/4" x 2" Bus | EA | EA |  | TRUE |  | P | PPD | DAYTON
133932 | 3 | 1 | States | Dayton | Taylor Barrett | TRUE | 2026-06-08T00:00:00 | 2026-11-20T00:00:00 | 2026-11-20T00:00:00 | 216 | 0 | 216 | 0 | 0 | 55369-6417 | USA | N30 | 126 | PLASTIC DIP MOLDINGS INC/INSULBOOT | 18951 | I-0270 (38kV) | Lightning Arrester Boot | PUR | Lightning Arrester Boot | EA | EA |  | TRUE |  | P | PPD | DAYTON
133932 | 3 | 2 | States | Dayton | Taylor Barrett | TRUE | 2026-06-08T00:00:00 | 2026-12-21T00:00:00 | 2026-12-21T00:00:00 | 216 | 0 | 216 | 0 | 0 | 55369-6417 | USA | N30 | 126 | PLASTIC DIP MOLDINGS INC/INSULBOOT | 18951 | I-0270 (38kV) | Lightning Arrester Boot | PUR | Lightning Arrester Boot | EA | EA |  | TRUE |  | P | PPD | DAYTON
133932 | 2 | 6 | States | Dayton | Taylor Barrett | TRUE | 2026-06-08T00:00:00 | 2027-04-26T00:00:00 | 2027-04-26T00:00:00 | 96 | 0 | 96 | 0 | 0 | 55369-6417 | USA | N30 | 126 | PLASTIC DIP MOLDINGS INC/INSULBOOT | 18951 | I-0214 (38kV) | Insulator Boot: 1/4" x 2" Bus | PUR | Insulator Boot: 1/4" x 2" Bus | EA | EA |  | TRUE |  | P | PPD | DAYTON
133932 | 2 | 2 | States | Dayton | Taylor Barrett | TRUE | 2026-06-08T00:00:00 | 2026-12-21T00:00:00 | 2026-12-21T00:00:00 | 192 | 0 | 192 | 0 | 0 | 55369-6417 | USA | N30 | 126 | PLASTIC DIP MOLDINGS INC/INSULBOOT | 18951 | I-0214 (38kV) | Insulator Boot: 1/4" x 2" Bus | PUR | Insulator Boot: 1/4" x 2" Bus | EA | EA |  | TRUE |  | P | PPD | DAYTON
133932 | 1 | 1 | States | Dayton | Taylor Barrett | TRUE | 2026-06-08T00:00:00 | 2027-04-26T00:00:00 |  | 6 | 0 | 6 | 30.66 | 183.96 | 55369-6417 | USA | N30 | 126 | PLASTIC DIP MOLDINGS INC/INSULBOOT | 18951 | 888726A00 | Load Breaker Bus Boot: 1200A | PUR | 1200A BOOT | EA | EA |  | TRUE |  | P | PPD | DAYTON
133932 | 2 | 5 | States | Dayton | Taylor Barrett | TRUE | 2026-06-08T00:00:00 | 2027-03-25T00:00:00 | 2027-03-25T00:00:00 | 192 | 0 | 192 | 0 | 0 | 55369-6417 | USA | N30 | 126 | PLASTIC DIP MOLDINGS INC/INSULBOOT | 18951 | I-0214 (38kV) | Insulator Boot: 1/4" x 2" Bus | PUR | Insulator Boot: 1/4" x 2" Bus | EA | EA |  | TRUE |  | P | PPD | DAYTON
135247 | 2 | 1 | States | Dayton | Taylor Barrett | TRUE | 2026-08-05T00:00:00 | 2026-11-19T00:00:00 | 2026-11-19T00:00:00 | 536 | 0 | 536 | 100.03 | 53616.08 | 55369-6417 | USA | N30 | 126 | PLASTIC DIP MOLDINGS INC/INSULBOOT | 18951 | SK-041626-02RD | Insulboot-38kV-Custom-Runback-Boot, Outer | PUR | Insulboot-38kV-Custom-Runback-Boot, Outer | EA | EA |  | TRUE |  | P | PPD | DAYTON
135247 | 1 | 1 | States | Dayton | Taylor Barrett | TRUE | 2026-08-05T00:00:00 | 2026-11-19T00:00:00 | 2026-11-19T00:00:00 | 536 | 0 | 536 | 84.13 | 45093.68 | 55369-6417 | USA | N30 | 126 | PLASTIC DIP MOLDINGS INC/INSULBOOT | 18951 | SK-041626-01RD | Insulboot-38kV-Custom-Runback-Boot, Inner | PUR | Insulboot-38kV-Custom-Runback-Boot, Inner | EA | EA |  | TRUE |  | P | PPD | DAYTON
135247 | 4 | 1 | States | Dayton | Taylor Barrett | TRUE | 2026-08-05T00:00:00 | 2026-11-19T00:00:00 | 2026-11-19T00:00:00 | 536 | 0 | 536 | 96 | 51456 | 55369-6417 | USA | N30 | 126 | PLASTIC DIP MOLDINGS INC/INSULBOOT | 18951 | SK-041626-04RD | Insulboot-38kV-Custom-Riser-Boot, Outer | PUR | Insulboot-38kV-Custom-Riser-Boot, Outer | EA | EA |  | TRUE |  | P | PPD | DAYTON
135247 | 3 | 1 | States | Dayton | Taylor Barrett | TRUE | 2026-08-05T00:00:00 | 2026-11-19T00:00:00 | 2026-11-19T00:00:00 | 536 | 0 | 536 | 79.87 | 42810.32 | 55369-6417 | USA | N30 | 126 | PLASTIC DIP MOLDINGS INC/INSULBOOT | 18951 | SK-041626-03RD | Insulboot-38kV-Custom-Riser-Boot, Inner | PUR | Insulboot-38kV-Custom-Riser-Boot, Inner | EA | EA |  | TRUE |  | P | PPD | DAYTON
133219 | 4 | 3 | States | Dayton | Taylor Barrett | TRUE | 2026-05-12T00:00:00 | 2026-10-19T00:00:00 | 2026-10-19T00:00:00 | 90 | 90 | 0 | 96 | 23040 | 55369-6417 | USA | N30 | 126 | PLASTIC DIP MOLDINGS INC/INSULBOOT | 18951 | SK-041626-04RD | Insulboot-38kV-Custom-Riser-Boot, Outer | PUR | Insulboot-38kV-Custom-Riser-Boot, Outer | EA | EA |  | TRUE |  | P | PPD | DAYTON
133219 | 2 | 3 | States | Dayton | Taylor Barrett | TRUE | 2026-05-12T00:00:00 | 2026-10-19T00:00:00 | 2026-10-19T00:00:00 | 90 | 132 | -42 | 100.03 | 24007.2 | 55369-6417 | USA | N30 | 126 | PLASTIC DIP MOLDINGS INC/INSULBOOT | 18951 | SK-041626-02RD | Insulboot-38kV-Custom-Runback-Boot, Outer | PUR | Insulboot-38kV-Custom-Runback-Boot, Outer | EA | EA |  | TRUE |  | P | PPD | DAYTON
133219 | 3 | 3 | States | Dayton | Taylor Barrett | TRUE | 2026-05-12T00:00:00 | 2026-10-19T00:00:00 | 2026-10-19T00:00:00 | 90 | 90 | 0 | 79.87 | 19168.8 | 55369-6417 | USA | N30 | 126 | PLASTIC DIP MOLDINGS INC/INSULBOOT | 18951 | SK-041626-03RD | Insulboot-38kV-Custom-Riser-Boot, Inner | PUR | Insulboot-38kV-Custom-Riser-Boot, Inner | EA | EA |  | TRUE |  | P | PPD | DAYTON
134719 | 1 | 1 | States | Dayton | Taylor Barrett | TRUE | 2026-07-13T00:00:00 | 2027-02-15T00:00:00 | 2027-02-15T00:00:00 | 204 | 0 | 204 | 0 | 0 | 55369-6417 | USA | N30 | 126 | PLASTIC DIP MOLDINGS INC/INSULBOOT | 18951 | I-0871 | Stud to Riser Connection Boot: 1/2" x 4", 3" Stud Diameter | PUR | Stud to Riser Connection Boot: 1/2" x 4", 3" Stud Diameter | EA | EA |  | TRUE |  | P | PPD | DAYTON
132615 | 2 | 1 | States | Dayton | Taylor Barrett | TRUE | 2026-04-20T00:00:00 | 2026-10-01T00:00:00 | 2026-07-15T00:00:00 | 72 | 0 | 72 | 130.471 | 9393.91 | 55369-6417 | USA | N30 | 126 | PLASTIC DIP MOLDINGS INC/INSULBOOT | 18951 | I-1068 | 38kV Breaker Cell Boot: (2) 3/8" x 4" Bus | PUR | 38kV Breaker Cell Boot: (2) 3/8" x 4" Bus | EA | EA |  | TRUE |  | P | PPD | DAYTON
132615 | 1 | 1 | States | Dayton | Taylor Barrett | TRUE | 2026-04-20T00:00:00 | 2026-10-01T00:00:00 | 2026-07-15T00:00:00 | 72 | 0 | 72 | 129.11 | 9295.92 | 55369-6417 | USA | N30 | 126 | PLASTIC DIP MOLDINGS INC/INSULBOOT | 18951 | I-1067 | 38kV Breaker Cell Boot: (2) 3/8" x 4" Bus | PUR | 38kV Breaker Cell Boot: (2) 3/8" x 4" Bus | EA | EA |  | TRUE |  | P | PPD | DAYTON
134093 | 1 | 3 | States | Dayton | Taylor Barrett | TRUE | 2026-06-15T00:00:00 | 2027-02-25T00:00:00 | 2027-02-25T00:00:00 | 180 | 0 | 180 | 0 | 0 | 55369-6417 | USA | N30 | 126 | PLASTIC DIP MOLDINGS INC/INSULBOOT | 18951 | 962994A00 (38kV) | Cable Boot for 4" Bus | PUR | Cable Boot for 4" Bus | EA | EA |  | TRUE |  | P | PPD | DAYTON
134093 | 2 | 2 | States | Dayton | Taylor Barrett | TRUE | 2026-06-15T00:00:00 | 2027-01-21T00:00:00 | 2027-01-21T00:00:00 | 36 | 0 | 36 | 0 | 0 | 55369-6417 | USA | N30 | 126 | PLASTIC DIP MOLDINGS INC/INSULBOOT | 18951 | 962995A00 (38kV) | Cable Boot for 4" Bus | PUR | Cable Boot for 4" Bus | EA | EA |  | TRUE |  | P | PPD | DAYTON
134093 | 2 | 6 | States | Dayton | Taylor Barrett | TRUE | 2026-06-15T00:00:00 | 2027-05-26T00:00:00 | 2027-05-26T00:00:00 | 18 | 0 | 18 | 0 | 0 | 55369-6417 | USA | N30 | 126 | PLASTIC DIP MOLDINGS INC/INSULBOOT | 18951 | 962995A00 (38kV) | Cable Boot for 4" Bus | PUR | Cable Boot for 4" Bus | EA | EA |  | TRUE |  | P | PPD | DAYTON
134093 | 1 | 2 | States | Dayton | Taylor Barrett | TRUE | 2026-06-15T00:00:00 | 2027-01-21T00:00:00 | 2027-01-21T00:00:00 | 180 | 0 | 180 | 0 | 0 | 55369-6417 | USA | N30 | 126 | PLASTIC DIP MOLDINGS INC/INSULBOOT | 18951 | 962994A00 (38kV) | Cable Boot for 4" Bus | PUR | Cable Boot for 4" Bus | EA | EA |  | TRUE |  | P | PPD | DAYTON
134093 | 1 | 6 | States | Dayton | Taylor Barrett | TRUE | 2026-06-15T00:00:00 | 2027-05-26T00:00:00 | 2027-05-26T00:00:00 | 90 | 0 | 90 | 0 | 0 | 55369-6417 | USA | N30 | 126 | PLASTIC DIP MOLDINGS INC/INSULBOOT | 18951 | 962994A00 (38kV) | Cable Boot for 4" Bus | PUR | Cable Boot for 4" Bus | EA | EA |  | TRUE |  | P | PPD | DAYTON
134093 | 1 | 1 | States | Dayton | Taylor Barrett | TRUE | 2026-06-15T00:00:00 | 2026-12-21T00:00:00 | 2026-12-21T00:00:00 | 180 | 0 | 180 | 0 | 0 | 55369-6417 | USA | N30 | 126 | PLASTIC DIP MOLDINGS INC/INSULBOOT | 18951 | 962994A00 (38kV) | Cable Boot for 4" Bus | PUR | Cable Boot for 4" Bus | EA | EA |  | TRUE |  | P | PPD | DAYTON
134093 | 2 | 4 | States | Dayton | Taylor Barrett | TRUE | 2026-06-15T00:00:00 | 2027-03-25T00:00:00 | 2027-03-25T00:00:00 | 36 | 0 | 36 | 0 | 0 | 55369-6417 | USA | N30 | 126 | PLASTIC DIP MOLDINGS INC/INSULBOOT | 18951 | 962995A00 (38kV) | Cable Boot for 4" Bus | PUR | Cable Boot for 4" Bus | EA | EA |  | TRUE |  | P | PPD | DAYTON
134093 | 2 | 1 | States | Dayton | Taylor Barrett | TRUE | 2026-06-15T00:00:00 | 2026-12-21T00:00:00 | 2026-12-21T00:00:00 | 36 | 0 | 36 | 0 | 0 | 55369-6417 | USA | N30 | 126 | PLASTIC DIP MOLDINGS INC/INSULBOOT | 18951 | 962995A00 (38kV) | Cable Boot for 4" Bus | PUR | Cable Boot for 4" Bus | EA | EA |  | TRUE |  | P | PPD | DAYTON
134093 | 2 | 5 | States | Dayton | Taylor Barrett | TRUE | 2026-06-15T00:00:00 | 2027-04-26T00:00:00 | 2027-04-26T00:00:00 | 36 | 0 | 36 | 0 | 0 | 55369-6417 | USA | N30 | 126 | PLASTIC DIP MOLDINGS INC/INSULBOOT | 18951 | 962995A00 (38kV) | Cable Boot for 4" Bus | PUR | Cable Boot for 4" Bus | EA | EA |  | TRUE |  | P | PPD | DAYTON
134093 | 1 | 5 | States | Dayton | Taylor Barrett | TRUE | 2026-06-15T00:00:00 | 2027-04-26T00:00:00 | 2027-04-26T00:00:00 | 180 | 0 | 180 | 0 | 0 | 55369-6417 | USA | N30 | 126 | PLASTIC DIP MOLDINGS INC/INSULBOOT | 18951 | 962994A00 (38kV) | Cable Boot for 4" Bus | PUR | Cable Boot for 4" Bus | EA | EA |  | TRUE |  | P | PPD | DAYTON
134093 | 2 | 3 | States | Dayton | Taylor Barrett | TRUE | 2026-06-15T00:00:00 | 2027-02-25T00:00:00 | 2027-02-25T00:00:00 | 36 | 0 | 36 | 0 | 0 | 55369-6417 | USA | N30 | 126 | PLASTIC DIP MOLDINGS INC/INSULBOOT | 18951 | 962995A00 (38kV) | Cable Boot for 4" Bus | PUR | Cable Boot for 4" Bus | EA | EA |  | TRUE |  | P | PPD | DAYTON
134093 | 1 | 4 | States | Dayton | Taylor Barrett | TRUE | 2026-06-15T00:00:00 | 2027-03-22T00:00:00 | 2027-03-22T00:00:00 | 180 | 0 | 180 | 0 | 0 | 55369-6417 | USA | N30 | 126 | PLASTIC DIP MOLDINGS INC/INSULBOOT | 18951 | 962994A00 (38kV) | Cable Boot for 4" Bus | PUR | Cable Boot for 4" Bus | EA | EA |  | TRUE |  | P | PPD | DAYTON
133637 | 1 | 1 | States | Dayton | Andrew Olson | TRUE | 2026-05-27T00:00:00 | 2026-11-09T00:00:00 | 2026-11-09T00:00:00 | 48 | 0 | 48 | 717.52 | 34440.96 | 55369-6417 | USA | N30 | 127 | LESCO INC | 19170-6444 | 228-700-520 CL-14 | CL-14 FUSE CLIP | PUR | CL-14 FUSE CLIP | EA | EA |  | TRUE |  | P | PPD | Dayton
133483 | 1 | 2 | States | Dayton | Andrew Olson | TRUE | 2026-05-21T00:00:00 | 2026-09-24T00:00:00 | 2026-09-24T00:00:00 | 96 | 0 | 96 | 717.53 | 137765.76 | 55369-6417 | USA | N30 | 127 | LESCO INC | 19170-6444 | 228-700-520 CL-14 | CL-14 FUSE CLIP | PUR | CL-14 FUSE CLIP | EA | EA |  | TRUE |  | P | PPD | Dayton
133483 | 1 | 4 | States | Dayton | Andrew Olson | TRUE | 2026-05-21T00:00:00 | 2026-11-20T00:00:00 | 2026-11-20T00:00:00 | 24 | 0 | 24 | 717.53 | 137765.76 | 55369-6417 | USA | N30 | 127 | LESCO INC | 19170-6444 | 228-700-520 CL-14 | CL-14 FUSE CLIP | PUR | CL-14 FUSE CLIP | EA | EA |  | TRUE |  | P | PPD | Dayton
133483 | 1 | 3 | States | Dayton | Andrew Olson | TRUE | 2026-05-21T00:00:00 | 2026-10-26T00:00:00 | 2026-10-26T00:00:00 | 48 | 0 | 48 | 717.53 | 137765.76 | 55369-6417 | USA | N30 | 127 | LESCO INC | 19170-6444 | 228-700-520 CL-14 | CL-14 FUSE CLIP | PUR | CL-14 FUSE CLIP | EA | EA |  | TRUE |  | P | PPD | Dayton
135545 | 1 | 1 | States | Champlin | Taylor Barrett | TRUE | 2026-08-18T00:00:00 | 2026-10-05T00:00:00 | 2026-09-14T00:00:00 | 1 | 0 | 1 | 111.2852 | 111.29 | 55316-3157 | USA | D08 | 128 | MERSEN USA EP CORP | 19170-6444 | USM3 | Fuse Holder: Finger-safe, 3-Pole, 800VAC/DC, 30A, Class CC, accepts rejection style fuse | PUR | Fuse Holder: Finger-safe, 3-Pole, 800VAC/DC, 30A, Class CC, accepts rejection style fuse | EA | EA |  | TRUE |  | P | PPD | 100
133567 | 1 | 5 | States | Dayton | Taylor Barrett | TRUE | 2026-05-22T00:00:00 | 2026-11-20T00:00:00 | 2026-11-20T00:00:00 | 24 | 0 | 24 | 3853.58 | 709058.72 | 55369-6417 | USA | D08 | 128 | MERSEN USA EP CORP | 19170-6444 | A155C2D0R0-200E | Fuse, 15.5kV 200E-Rated, Clip-Lock Series, Max IR RMS Sym 50kA, Double barrel | FFB | Fuse, 15.5kV 200E-Rated, Clip-Lock Series, Max IR RMS Sym 50kA, Double barrel | EA | EA |  | TRUE |  | P | PPD | 100
133567 | 1 | 3 | States | Dayton | Taylor Barrett | TRUE | 2026-05-22T00:00:00 | 2026-09-24T00:00:00 | 2026-09-24T00:00:00 | 96 | 5 | 91 | 3853.58 | 709058.72 | 55369-6417 | USA | D08 | 128 | MERSEN USA EP CORP | 19170-6444 | A155C2D0R0-200E | Fuse, 15.5kV 200E-Rated, Clip-Lock Series, Max IR RMS Sym 50kA, Double barrel | FFB | Fuse, 15.5kV 200E-Rated, Clip-Lock Series, Max IR RMS Sym 50kA, Double barrel | EA | EA |  | TRUE |  | P | PPD | Dayton
133567 | 1 | 4 | States | Dayton | Taylor Barrett | TRUE | 2026-05-22T00:00:00 | 2026-10-26T00:00:00 | 2026-10-26T00:00:00 | 48 | 0 | 48 | 3853.58 | 709058.72 | 55369-6417 | USA | D08 | 128 | MERSEN USA EP CORP | 19170-6444 | A155C2D0R0-200E | Fuse, 15.5kV 200E-Rated, Clip-Lock Series, Max IR RMS Sym 50kA, Double barrel | FFB | Fuse, 15.5kV 200E-Rated, Clip-Lock Series, Max IR RMS Sym 50kA, Double barrel | EA | EA |  | TRUE |  | P | PPD | Dayton
130164 | 1 | 2 | States | Champlin | Taylor Barrett | TRUE | 2025-12-01T00:00:00 | 2026-09-08T00:00:00 | 2026-09-08T00:00:00 | 3 | 0 | 3 | 73.16 | 219.48 | 55316 | USA | D08 | 128 | MERSEN USA EP CORP | 19170-6444 | 9F61BNW450 | Live Part for Fuse Support EK-1, 15.5kV Max, 95kV BIL, 11.5" Centers for 1.56" Diameter Fuses |  | Live Part for Fuse Support EK-1, 15.5kV Max, 95kV BIL, 11.5" Centers for 1.56" Diameter Fuses | EA | EA |  | TRUE |  | P | PPD | 100
135079 | 1 | 6 | States | Dayton | Robert Boulka | TRUE | 2026-07-29T00:00:00 | 2026-10-21T00:00:00 | 2026-10-21T00:00:00 | 4365.01 | 0 | 4365.01 | 4.03 | 140727.92 | 55369-6417 | USA | D05 | 132 | CHAMPAGNE METALS LLC | 75373-1669 | ALS-.125-60X120 | 5052-H32 ALUMINUM SHEET .125 X 60" X 120" - LASER MASKED | ALUM | 5052-H32 ALUMINUM SHEET .125 X 60" X 120" - LASER MASKED | SF | LB | CR | TRUE |  | P | PPD | DAYTON
135079 | 1 | 5 | States | Dayton | Robert Boulka | TRUE | 2026-07-29T00:00:00 | 2026-10-07T00:00:00 | 2026-10-07T00:00:00 | 4365.01 | 0 | 4365.01 | 4.03 | 140727.92 | 55369-6417 | USA | D05 | 132 | CHAMPAGNE METALS LLC | 75373-1669 | ALS-.125-60X120 | 5052-H32 ALUMINUM SHEET .125 X 60" X 120" - LASER MASKED | ALUM | 5052-H32 ALUMINUM SHEET .125 X 60" X 120" - LASER MASKED | SF | LB | CR | TRUE |  | P | PPD | DAYTON
135079 | 1 | 8 | States | Dayton | Robert Boulka | TRUE | 2026-07-29T00:00:00 | 2026-11-18T00:00:00 | 2026-11-18T00:00:00 | 4365.01 | 0 | 4365.01 | 4.03 | 140727.92 | 55369-6417 | USA | D05 | 132 | CHAMPAGNE METALS LLC | 75373-1669 | ALS-.125-60X120 | 5052-H32 ALUMINUM SHEET .125 X 60" X 120" - LASER MASKED | ALUM | 5052-H32 ALUMINUM SHEET .125 X 60" X 120" - LASER MASKED | SF | LB | CR | TRUE |  | P | PPD | DAYTON
135079 | 1 | 4 | States | Dayton | Robert Boulka | TRUE | 2026-07-29T00:00:00 | 2026-09-23T00:00:00 | 2026-09-23T00:00:00 | 4365.01 | 0 | 4365.01 | 4.03 | 140727.92 | 55369-6417 | USA | D05 | 132 | CHAMPAGNE METALS LLC | 75373-1669 | ALS-.125-60X120 | 5052-H32 ALUMINUM SHEET .125 X 60" X 120" - LASER MASKED | ALUM | 5052-H32 ALUMINUM SHEET .125 X 60" X 120" - LASER MASKED | SF | LB | CR | TRUE |  | P | PPD | DAYTON
135079 | 1 | 7 | States | Dayton | Robert Boulka | TRUE | 2026-07-29T00:00:00 | 2026-11-04T00:00:00 | 2026-11-04T00:00:00 | 4365.01 | 0 | 4365.01 | 4.03 | 140727.92 | 55369-6417 | USA | D05 | 132 | CHAMPAGNE METALS LLC | 75373-1669 | ALS-.125-60X120 | 5052-H32 ALUMINUM SHEET .125 X 60" X 120" - LASER MASKED | ALUM | 5052-H32 ALUMINUM SHEET .125 X 60" X 120" - LASER MASKED | SF | LB | CR | TRUE |  | P | PPD | DAYTON
135908 | 1 | 1 | States | Champlin | Robert Boulka | TRUE | 2026-09-04T00:00:00 | 2026-09-25T00:00:00 | 2026-09-25T00:00:00 | 3000 | 0 | 3000 | 4.16 | 12480 | 55316 | USA | D05 | 132 | CHAMPAGNE METALS LLC | 75373-1669 | ALS-.125-48X120 | 5052-H32 ALUMINUM SHEET .125 X 48" X 120" - LASER MASKED | ALUM | 5052-H32 ALUMINUM SHEET .125 X 48" X 120" - LASER MASKED | SF | LB | CR | TRUE |  | P | PPD | 100
133129 | 1 | 3 | States | Champlin | Andrew Olson | TRUE | 2026-05-11T00:00:00 | 2026-10-01T00:00:00 | 2026-10-01T00:00:00 | 38 | 0 | 38 | 769 | 97663 | 55316-3157 | USA | N30 | 134 | AUTOMATION DIRECT.COM INC | 30384-2417 | CM5-T10W | C-MORE CM5 SERIES TOUCH SCREEN HMI, 10.1IN COLOR TFT LCD, ANALOG RESISTIVE, WIDESCREEN, 1024 X 600 PIXEL, WSVGA, LED BACKLIGHT, (2) ETHERNET, (3) SERIAL AND (4) USB PORTS AND (1) MEMORY CARD SLOT. | PUR | C-MORE CM5 SERIES TOUCH SCREEN HMI, 10.1IN COLOR TFT LCD, ANALOG RESISTIVE, WIDESCREEN, 1024 X 600 PIXEL, WSVGA, LED BACKLIGHT, (2) ETHERNET, (3) SERIAL AND (4) USB PORTS AND (1) MEMORY CARD SLOT. | EA | EA |  | TRUE |  | P | PPD | DAYTON
133129 | 1 | 4 | States | Champlin | Andrew Olson | TRUE | 2026-05-11T00:00:00 | 2026-11-02T00:00:00 | 2026-11-02T00:00:00 | 38 | 0 | 38 | 769 | 97663 | 55316-3157 | USA | N30 | 134 | AUTOMATION DIRECT.COM INC | 30384-2417 | CM5-T10W | C-MORE CM5 SERIES TOUCH SCREEN HMI, 10.1IN COLOR TFT LCD, ANALOG RESISTIVE, WIDESCREEN, 1024 X 600 PIXEL, WSVGA, LED BACKLIGHT, (2) ETHERNET, (3) SERIAL AND (4) USB PORTS AND (1) MEMORY CARD SLOT. | PUR | C-MORE CM5 SERIES TOUCH SCREEN HMI, 10.1IN COLOR TFT LCD, ANALOG RESISTIVE, WIDESCREEN, 1024 X 600 PIXEL, WSVGA, LED BACKLIGHT, (2) ETHERNET, (3) SERIAL AND (4) USB PORTS AND (1) MEMORY CARD SLOT. | EA | EA |  | TRUE |  | P | PPD | DAYTON
135858 | 1 | 2 | States | Champlin | Andrew Olson | TRUE | 2026-09-02T00:00:00 | 2027-01-25T00:00:00 |  | 72 | 0 | 72 | 785 | 122460 | 55316 | USA | N30 | 134 | AUTOMATION DIRECT.COM INC | 30384-2417 | CM5-T10W | C-MORE CM5 SERIES TOUCH SCREEN HMI, 10.1IN COLOR TFT LCD, ANALOG RESISTIVE, WIDESCREEN, 1024 X 600 PIXEL, WSVGA, LED BACKLIGHT, (2) ETHERNET, (3) SERIAL AND (4) USB PORTS AND (1) MEMORY CARD SLOT. | PUR | C-MORE CM5 SERIES TOUCH SCREEN HMI, 10.1IN COLOR TFT LCD, ANALOG RESISTIVE, WIDESCREEN, 1024 X 600 PIXEL, WSVGA, LED BACKLIGHT, (2) ETHERNET, (3) SERIAL AND (4) USB PORTS AND (1) MEMORY CARD SLOT. | EA | EA |  | TRUE |  | P | PPD | 100
135858 | 1 | 1 | States | Champlin | Andrew Olson | TRUE | 2026-09-02T00:00:00 | 2026-12-28T00:00:00 | 2026-12-28T00:00:00 | 84 | 0 | 84 | 785 | 122460 | 55316 | USA | N30 | 134 | AUTOMATION DIRECT.COM INC | 30384-2417 | CM5-T10W | C-MORE CM5 SERIES TOUCH SCREEN HMI, 10.1IN COLOR TFT LCD, ANALOG RESISTIVE, WIDESCREEN, 1024 X 600 PIXEL, WSVGA, LED BACKLIGHT, (2) ETHERNET, (3) SERIAL AND (4) USB PORTS AND (1) MEMORY CARD SLOT. | PUR | C-MORE CM5 SERIES TOUCH SCREEN HMI, 10.1IN COLOR TFT LCD, ANALOG RESISTIVE, WIDESCREEN, 1024 X 600 PIXEL, WSVGA, LED BACKLIGHT, (2) ETHERNET, (3) SERIAL AND (4) USB PORTS AND (1) MEMORY CARD SLOT. | EA | EA |  | TRUE |  | P | PPD | 100
136031 | 1 | 1 | States | Champlin | Andrew Olson | TRUE | 2026-09-11T00:00:00 | 2026-12-28T00:00:00 |  | 110 | 0 | 110 | 785 | 86350 | 55316 | USA | N30 | 134 | AUTOMATION DIRECT.COM INC | 30384-2417 | CM5-T10W | C-MORE CM5 SERIES TOUCH SCREEN HMI, 10.1IN COLOR TFT LCD, ANALOG RESISTIVE, WIDESCREEN, 1024 X 600 PIXEL, WSVGA, LED BACKLIGHT, (2) ETHERNET, (3) SERIAL AND (4) USB PORTS AND (1) MEMORY CARD SLOT. | PUR | C-MORE CM5 SERIES TOUCH SCREEN HMI, 10.1IN COLOR TFT LCD, ANALOG RESISTIVE, WIDESCREEN, 1024 X 600 PIXEL, WSVGA, LED BACKLIGHT, (2) ETHERNET, (3) SERIAL AND (4) USB PORTS AND (1) MEMORY CARD SLOT. | EA | EA |  | FALSE |  | P | PPD | 100
135799 | 3 | 1 | States | Dayton | Holly Davis | TRUE | 2026-08-31T00:00:00 | 2026-11-30T00:00:00 |  | 1 | 0 | 1 | 449.95 | 449.95 | 55369 | USA | N30 | 140 | ENERSYS DELAWARE INC | 60677-1006 | EI0193-52 | ATEVO Charger 19 Inch Rack Mount Bracket Adapter (ref ENERSYS quote QT00001975) | PUR | ATEVO Charger 19 Inch Rack Mount Bracket Adapter (ref ENERSYS quote QT00001975) | EA | EA |  | FALSE |  | P | FXON | DAYTON
135799 | 7 | 1 | States | Dayton | Holly Davis | TRUE | 2026-08-31T00:00:00 | 2026-11-30T00:00:00 |  | 1 | 0 | 1 | 370 | 370 | 55369 | USA | N30 | 140 | ENERSYS DELAWARE INC | 60677-1006 | SVF19 | KIT,SHELF,19"RACK,907085 (ref ENERSYS quote QT00001975) | PUR | KIT,SHELF,19"RACK,907085 (ref ENERSYS quote QT00001975) | EA | EA |  | FALSE |  | P | FXON | DAYTON
135799 | 2 | 1 | States | Dayton | Holly Davis | TRUE | 2026-08-31T00:00:00 | 2026-11-30T00:00:00 |  | 1 | 0 | 1 | 190 | 190 | 55369 | USA | N30 | 140 | ENERSYS DELAWARE INC | 60677-1006 | BB19 | 19 Inch Rack Mount Landing Bus Bus Bar (ref ENERSYS quote QT00001975) | PUR | 19 Inch Rack Mount Landing Bus Bus Bar (ref ENERSYS quote QT00001975) | EA | EA |  | FALSE |  | P | FXON | DAYTON
135799 | 1 | 1 | States | Dayton | Holly Davis | TRUE | 2026-08-31T00:00:00 | 2026-11-30T00:00:00 |  | 1 | 0 | 1 | 4017 | 4017 | 55369 | USA | N30 | 140 | ENERSYS DELAWARE INC | 60677-1006 | ATEV1048016FMT1SSXXXXXX1 | 16 Amp Filtered Charger - 48VDC 120-240 VAC Input - BAANE12CF9SSX | PUR | 16 Amp Filtered Charger - 48VDC 120-240 VAC Input - BAANE12CF9SSX | EA | EA |  | FALSE |  | P | FXON | DAYTON
135799 | 5 | 1 | States | Dayton | Holly Davis | TRUE | 2026-08-31T00:00:00 | 2026-11-30T00:00:00 |  | 4 | 0 | 4 | 366.75 | 1467 | 55369 | USA | N30 | 140 | ENERSYS DELAWARE INC | 60677-1006 | SBS100F | 100 Amp-Hr Front Terminal - 12VDC TPPL | PUR | 100 Amp-Hr Front Terminal - 12VDC TPPL | EA | EA |  | FALSE |  | P | FXON | DAYTON
135799 | 6 | 1 | States | Dayton | Holly Davis | TRUE | 2026-08-31T00:00:00 | 2026-11-30T00:00:00 |  | 1 | 0 | 1 | 0 | 0 | 55369 | USA | N30 | 140 | ENERSYS DELAWARE INC | 60677-1006 | SBSF48VKITG | KIT,24-SBS-100F,STANDARD | PUR | KIT,24-SBS-100F,STANDARD | EA | EA |  | FALSE |  | P | FXON | DAYTON
135799 | 4 | 1 | States | Dayton | Holly Davis | TRUE | 2026-08-31T00:00:00 | 2026-11-30T00:00:00 |  | 1 | 0 | 1 | 530 | 530 | 55369 | USA | N30 | 140 | ENERSYS DELAWARE INC | 60677-1006 | PR19 | RACK,RELAY,19"Wx7'H(25MIN) (6)* (ref ENERSYS quote QT00001975) | PUR | RACK,RELAY,19"Wx7'H(25MIN) (6)* (ref ENERSYS quote QT00001975) | EA | EA |  | FALSE |  | P | FXON | DAYTON
134450 | 1 | 1 | States | Dayton | Holly Davis | TRUE | 2026-06-30T00:00:00 | 2027-02-15T00:00:00 | 2027-02-05T00:00:00 | 1 | 0 | 1 | 5084.95 | 5084.95 | 55369-6417 | USA | N30 | 140 | ENERSYS DELAWARE INC | 60677-1006 | ATEV1130016FMT1SSXXXXXX1 | 16 Amp Filtered Charger 125VDC 240VAC | PUR | 16 Amp Filtered Charger 125VDC 240VAC | EA | EACH |  | TRUE |  | P | FXON | DAYTON
134450 | 2 | 1 | States | Dayton | Holly Davis | TRUE | 2026-06-30T00:00:00 | 2026-10-23T00:00:00 | 2026-10-23T00:00:00 | 2 | 0 | 2 | 164.8 | 329.6 | 55369-6417 | USA | N30 | 140 | ENERSYS DELAWARE INC | 60677-1006 | SBSJ30 | Battery: SLA, 6 cell, 12VDC, 26Ah, 9.8"L x 3.8"W x 6.1"H, 20.9lbs, Operating Temp Range: -40C - 50C, Float Voltage: 2.28Vpc | PUR | Battery: SLA, 6 cell, 12VDC, 26Ah, 9.8"L x 3.8"W x 6.1"H, 20.9lbs, Operating Temp Range: -40C - 50C, Float Voltage: 2.28Vpc | EA | EA |  | TRUE |  | P | FXON | DAYTON
133221 | 1 | 3 | States | Forgent Power | Holly Davis | TRUE | 2026-05-12T00:00:00 | 2026-10-07T00:00:00 | 2026-07-01T00:00:00 | 4 | 0 | 4 | 2567.25 | 41076 | 55369-6417 | USA | N30 | 140 | ENERSYS DELAWARE INC | 60677-1006 | EJ5144-0100 | Best Battery Selector, 300V maximum input voltage, 100A | PUR | Best Battery Selector, 300V maximum input voltage, 100A | EA | EA |  | TRUE |  | P | FXON | DAYTON | 2026-07-01T00:00:00
133221 | 1 | 1 | States | Forgent Power | Holly Davis | TRUE | 2026-05-12T00:00:00 | 2026-09-23T00:00:00 | 2026-07-01T00:00:00 | 4 | 0 | 4 | 2567.25 | 41076 | 55369-6417 | USA | N30 | 140 | ENERSYS DELAWARE INC | 60677-1006 | EJ5144-0100 | Best Battery Selector, 300V maximum input voltage, 100A | PUR | Best Battery Selector, 300V maximum input voltage, 100A | EA | EA |  | TRUE |  | P | FXON | DAYTON | 2026-07-01T00:00:00
133221 | 1 | 2 | States | Forgent Power | Holly Davis | TRUE | 2026-05-12T00:00:00 | 2026-09-30T00:00:00 | 2026-07-01T00:00:00 | 8 | 0 | 8 | 2567.25 | 41076 | 55369-6417 | USA | N30 | 140 | ENERSYS DELAWARE INC | 60677-1006 | EJ5144-0100 | Best Battery Selector, 300V maximum input voltage, 100A | PUR | Best Battery Selector, 300V maximum input voltage, 100A | EA | EA |  | TRUE |  | P | FXON | DAYTON | 2026-07-01T00:00:00
133000 | 6 | 1 | States | Dayton | Holly Davis | TRUE | 2026-05-05T00:00:00 | 2026-11-09T00:00:00 | 2026-11-09T00:00:00 | 1 | 0 | 1 | 120 | 120 | 55369-6417 | USA | N30 | 140 | ENERSYS DELAWARE INC | 60677-1006 | VF4CK | KIT,52"CABLE&CONN,VF,SBSF * | PUR | KIT,52"CABLE&CONN,VF,SBSF * | EA | EA |  | TRUE |  | P | FXON | DAYTON
133000 | 7 | 1 | States | Dayton | Holly Davis | TRUE | 2026-05-05T00:00:00 | 2026-11-09T00:00:00 | 2026-11-09T00:00:00 | 1 | 0 | 1 | 120 | 120 | 55369-6417 | USA | N30 | 140 | ENERSYS DELAWARE INC | 60677-1006 | VF6CK | KIT,32"CABLES&CONNS,VF,SBSF | PUR | KIT,32"CABLES&CONNS,VF,SBSF | EA | EA |  | TRUE |  | P | FXON | DAYTON
133000 | 1 | 1 | States | Dayton | Holly Davis | TRUE | 2026-05-05T00:00:00 | 2026-11-09T00:00:00 | 2026-11-09T00:00:00 | 1 | 0 | 1 | 3425.5 | 3425.5 | 55369-6417 | USA | N30 | 140 | ENERSYS DELAWARE INC | 60677-1006 | ATEV1048012EMT1SSXXXXXX1 | 12 Amp 48VDC 240VAC Chargerwith Eliminator | PUR | 12 Amp 48VDC 240VAC Chargerwith Eliminator | EA | EA |  | TRUE |  | P | FXON | DAYTON
133000 | 2 | 1 | States | Dayton | Holly Davis | TRUE | 2026-05-05T00:00:00 | 2026-11-09T00:00:00 | 2026-11-09T00:00:00 | 1 | 0 | 1 | 210 | 210 | 55369-6417 | USA | N30 | 140 | ENERSYS DELAWARE INC | 60677-1006 | BB23 | ASSY,BUSSBAR,23"RELAYRK(SS=60 | PUR | ASSY,BUSSBAR,23"RELAYRK(SS=60 | EA | EA |  | TRUE |  | P | FXON | DAYTON
133000 | 5 | 1 | States | Dayton | Holly Davis | TRUE | 2026-05-05T00:00:00 | 2026-11-09T00:00:00 | 2026-11-09T00:00:00 | 4 | 0 | 4 | 268.8 | 1075.2 | 55369-6417 | USA | N30 | 140 | ENERSYS DELAWARE INC | 60677-1006 | SBSB10F | 38 Amp-Hr TPPL VRLA FrontTerminal | PUR | 38 Amp-Hr TPPL VRLA FrontTerminal | EA | EA |  | TRUE |  | P | FXON | DAYTON
133000 | 4 | 1 | States | Dayton | Holly Davis | TRUE | 2026-05-05T00:00:00 | 2026-11-09T00:00:00 | 2026-11-09T00:00:00 | 1 | 0 | 1 | 504 | 504 | 55369-6417 | USA | N30 | 140 | ENERSYS DELAWARE INC | 60677-1006 | PR | POWER RACK,23"Wx7'H | PUR | POWER RACK,23"Wx7'H | EA | EA |  | TRUE |  | P | FXON | DAYTON
134149 | 2 | 1 | States | Dayton | Holly Davis | TRUE | 2026-06-16T00:00:00 | 2026-10-23T00:00:00 | 2026-10-23T00:00:00 | 2 | 0 | 2 | 164.8 | 329.6 | 55369-6417 | USA | N30 | 140 | ENERSYS DELAWARE INC | 60677-1006 | SBSJ30 | Battery: SLA, 6 cell, 12VDC, 26Ah, 9.8"L x 3.8"W x 6.1"H, 20.9lbs, Operating Temp Range: -40C - 50C, Float Voltage: 2.28Vpc | PUR | Battery: SLA, 6 cell, 12VDC, 26Ah, 9.8"L x 3.8"W x 6.1"H, 20.9lbs, Operating Temp Range: -40C - 50C, Float Voltage: 2.28Vpc | EA | EA |  | TRUE |  | P | FXON | DAYTON
134149 | 1 | 1 | States | Dayton | Holly Davis | TRUE | 2026-06-16T00:00:00 | 2027-01-08T00:00:00 | 2026-01-08T00:00:00 | 3 | 0 | 3 | 4873.2 | 14619.6 | 55369-6417 | USA | N30 | 140 | ENERSYS DELAWARE INC | 60677-1006 | ATEV1130016FMT1SSXXXXXX1 | 16 Amp Filtered Charger 125VDC 240VAC | PUR | 16 Amp Filtered Charger 125VDC 240VAC | EA | EACH |  | TRUE |  | P | FXON | DAYTON
135233 | 1 | 1 | States | Dayton | Holly Davis | TRUE | 2026-08-05T00:00:00 | 2027-01-08T00:00:00 | 2027-01-08T00:00:00 | 14 | 0 | 14 | 0 | 0 | 55369-6417 | USA | N30 | 140 | ENERSYS DELAWARE INC | 60677-1006 | EN5089-53 | A7 Filter board for ATEV1130016FMT1SSXXXXXX1 battery charger | PUR | A7 Filter board for ATEV1130016FMT1SSXXXXXX1 battery charger | EA | EA |  | TRUE |  | P | FXON | DAYTON
132367 | 3 | 1 | States | Dayton | Holly Davis | TRUE | 2026-04-09T00:00:00 | 2026-07-08T00:00:00 | 2026-07-08T00:00:00 | 24 | 0 | 24 | 2631.2 | 63148.8 | 55369-6417 | USA | N30 | 140 | ENERSYS DELAWARE INC | 60677-1006 | EB0586-50 | Best Battery Selector, NEMA-1 Style-586 Enclosure, 600VDC 50A, Sure Power | PUR | Best Battery Selector, NEMA-1 Style-586 Enclosure, 600VDC 50A, Sure Power | EA | EA |  | TRUE |  | P | FXON | DAYTON
134188 | 1 | 5 | States | Dayton | Holly Davis | TRUE | 2026-06-17T00:00:00 | 2026-12-28T00:00:00 |  | 1 | 0 | 1 | 2795.65 | 13978.25 | 55369-6417 | USA | N30 | 140 | ENERSYS DELAWARE INC | 60677-1006 | EJ5144-0050 | Best Battery Selector (50 Amps - 300VDC) | PUR | Best Battery Selector (50 Amps - 300VDC) | EA | EA |  | TRUE |  | P | FXON | DAYTON
134188 | 3 | 2 | States | Dayton | Holly Davis | TRUE | 2026-06-17T00:00:00 | 2026-10-01T00:00:00 | 2026-10-01T00:00:00 | 10 | 0 | 10 | 321.84 | 16092 | 55369-6417 | USA | N30 | 140 | ENERSYS DELAWARE INC | 60677-1006 | SBS-C11FT | BATT,12V,91AH,FT,9750M0318 | PUR | BATT,12V,91AH,FT,9750M0318 | EA | EA |  | TRUE |  | P | FXON | DAYTON
134188 | 1 | 2 | States | Dayton | Holly Davis | TRUE | 2026-06-17T00:00:00 | 2026-10-01T00:00:00 | 2026-10-01T00:00:00 | 1 | 0 | 1 | 2795.65 | 13978.25 | 55369-6417 | USA | N30 | 140 | ENERSYS DELAWARE INC | 60677-1006 | EJ5144-0050 | Best Battery Selector (50 Amps - 300VDC) | PUR | Best Battery Selector (50 Amps - 300VDC) | EA | EA |  | TRUE |  | P | FXON | DAYTON
134188 | 3 | 3 | States | Dayton | Holly Davis | TRUE | 2026-06-17T00:00:00 | 2026-11-19T00:00:00 | 2026-11-19T00:00:00 | 10 | 0 | 10 | 321.84 | 16092 | 55369-6417 | USA | N30 | 140 | ENERSYS DELAWARE INC | 60677-1006 | SBS-C11FT | BATT,12V,91AH,FT,9750M0318 | PUR | BATT,12V,91AH,FT,9750M0318 | EA | EA |  | TRUE |  | P | FXON | DAYTON
134188 | 3 | 4 | States | Dayton | Holly Davis | TRUE | 2026-06-17T00:00:00 | 2026-12-28T00:00:00 | 2026-12-28T00:00:00 | 10 | 0 | 10 | 321.84 | 16092 | 55369-6417 | USA | N30 | 140 | ENERSYS DELAWARE INC | 60677-1006 | SBS-C11FT | BATT,12V,91AH,FT,9750M0318 | PUR | BATT,12V,91AH,FT,9750M0318 | EA | EA |  | TRUE |  | P | FXON | DAYTON
134188 | 1 | 4 | States | Dayton | Holly Davis | TRUE | 2026-06-17T00:00:00 | 2026-12-28T00:00:00 | 2026-12-28T00:00:00 | 1 | 0 | 1 | 2795.65 | 13978.25 | 55369-6417 | USA | N30 | 140 | ENERSYS DELAWARE INC | 60677-1006 | EJ5144-0050 | Best Battery Selector (50 Amps - 300VDC) | PUR | Best Battery Selector (50 Amps - 300VDC) | EA | EA |  | TRUE |  | P | FXON | DAYTON
134188 | 1 | 3 | States | Dayton | Holly Davis | TRUE | 2026-06-17T00:00:00 | 2026-11-19T00:00:00 | 2026-11-19T00:00:00 | 1 | 0 | 1 | 2795.65 | 13978.25 | 55369-6417 | USA | N30 | 140 | ENERSYS DELAWARE INC | 60677-1006 | EJ5144-0050 | Best Battery Selector (50 Amps - 300VDC) | PUR | Best Battery Selector (50 Amps - 300VDC) | EA | EA |  | TRUE |  | P | FXON | DAYTON
134188 | 3 | 5 | States | Dayton | Holly Davis | TRUE | 2026-06-17T00:00:00 | 2026-12-28T00:00:00 | 2026-12-28T00:00:00 | 10 | 0 | 10 | 321.84 | 16092 | 55369-6417 | USA | N30 | 140 | ENERSYS DELAWARE INC | 60677-1006 | SBS-C11FT | BATT,12V,91AH,FT,9750M0318 | PUR | BATT,12V,91AH,FT,9750M0318 | EA | EA |  | TRUE |  | P | FXON | DAYTON
133773 | 2 | 1 | States | Champlin | Holly Davis | TRUE | 2026-06-01T00:00:00 | 2026-11-13T00:00:00 | 2026-11-13T00:00:00 | 16 | 0 | 16 | 164.8 | 2636.8 | 55316-3157 | USA | N30 | 140 | ENERSYS DELAWARE INC | 60677-1006 | SBSJ30 | Battery: SLA, 6 cell, 12VDC, 26Ah, 9.8"L x 3.8"W x 6.1"H, 20.9lbs, Operating Temp Range: -40C - 50C, Float Voltage: 2.28Vpc | PUR | Battery: SLA, 6 cell, 12VDC, 26Ah, 9.8"L x 3.8"W x 6.1"H, 20.9lbs, Operating Temp Range: -40C - 50C, Float Voltage: 2.28Vpc | EA | EA |  | TRUE |  | P | FXON | 100
130649 | 3 | 1 | States | Project Eagle 1 | Holly Davis | TRUE | 2026-04-16T00:00:00 | 2026-06-23T00:00:00 | 2026-06-12T00:00:00 | 2 | 0 | 2 | 2504.44 | 5008.88 | 76177 | USA | N30 | 140 | ENERSYS DELAWARE INC | 60677-1006 | SE4HNHPL02010501 | SBS XL 480 Horizontal Rack 6W by 4H. 41.34"L x 19.69" W x 43.7"H | PUR | SBS XL 480 Horizontal Rack 6W by 4H. 41.34"L x 19.69" W x 43.7"H | EA | EA |  | TRUE |  | P | FXON | DAYTON
133575 | 3 | 1 | States | Champlin | Holly Davis | TRUE | 2026-05-22T00:00:00 | 2026-08-06T00:00:00 | 2026-08-06T00:00:00 | 2 | 0 | 2 | 164.8 | 329.6 | 55316-3157 | USA | N30 | 140 | ENERSYS DELAWARE INC | 60677-1006 | SBS-J30 | BATTERY, RECHARGEABLE, 12VDC, SLA, 6CELL, 26Ah | PUR | BATTERY, RECHARGEABLE, 12VDC, SLA, 6CELL, 26Ah | EA | EA |  | TRUE |  | P | FXON | 100
133575 | 2 | 1 | States | Champlin | Holly Davis | TRUE | 2026-05-22T00:00:00 | 2026-10-23T00:00:00 | 2026-10-23T00:00:00 | 14 | 2 | 12 | 164.8 | 2307.2 | 55316-3157 | USA | N30 | 140 | ENERSYS DELAWARE INC | 60677-1006 | SBSJ30 | Battery: SLA, 6 cell, 12VDC, 26Ah, 9.8"L x 3.8"W x 6.1"H, 20.9lbs, Operating Temp Range: -40C - 50C, Float Voltage: 2.28Vpc | PUR | Battery: SLA, 6 cell, 12VDC, 26Ah, 9.8"L x 3.8"W x 6.1"H, 20.9lbs, Operating Temp Range: -40C - 50C, Float Voltage: 2.28Vpc | EA | EA |  | TRUE |  | P | FXON | 100
134649 | 1 | 1 | States | Dayton | Holly Davis | TRUE | 2026-07-09T00:00:00 | 2026-07-27T00:00:00 | 2026-07-27T00:00:00 | 1 | 1 | 0 | 190 | 190 | 55369-6417 | USA | N30 | 140 | ENERSYS DELAWARE INC | 60677-1006 | BB19 | 19 Inch Rack Mount Landing Bus Bus Bar (ref ENERSYS quote QT00001975) | PUR | 19 Inch Rack Mount Landing Bus Bus Bar (ref ENERSYS quote QT00001975) | EA | EA |  | TRUE |  | P | FXON | DAYTON
135421 | 1 | 1 | States | Champlin | Holly Davis | TRUE | 2026-08-12T00:00:00 | 2027-01-20T00:00:00 | 2026-01-20T00:00:00 | 2 | 0 | 2 | 168.8 | 337.6 | 55316-3157 | USA | N30 | 140 | ENERSYS DELAWARE INC | 60677-1006 | SBSJ30 | Battery: SLA, 6 cell, 12VDC, 26Ah, 9.8"L x 3.8"W x 6.1"H, 20.9lbs, Operating Temp Range: -40C - 50C, Float Voltage: 2.28Vpc | PUR | Battery: SLA, 6 cell, 12VDC, 26Ah, 9.8"L x 3.8"W x 6.1"H, 20.9lbs, Operating Temp Range: -40C - 50C, Float Voltage: 2.28Vpc | EA | EA |  | TRUE |  | P | FXON | 100 | 2027-01-20T00:00:00
133187 | 1 | 2 | States | Dayton | Holly Davis | TRUE | 2026-05-11T00:00:00 | 2026-09-24T00:00:00 | 2026-09-24T00:00:00 | 170 | 0 | 170 | 359.28 | 172454.4 | 55369-6417 | USA | N30 | 140 | ENERSYS DELAWARE INC | 60677-1006 | 12V92F | BATT,12V,92AH,TT | PUR | BATT,12V,92AH,TT | EA | EA |  | TRUE |  | P | FXON | DAYTON
133187 | 5 | 3 | States | Dayton | Holly Davis | TRUE | 2026-05-11T00:00:00 | 2026-10-23T00:00:00 | 2026-10-23T00:00:00 | 15 | 0 | 15 | 504 | 24192 | 55369-6417 | USA | N30 | 140 | ENERSYS DELAWARE INC | 60677-1006 | PR | POWER RACK,23"Wx7'H | PUR | POWER RACK,23"Wx7'H | EA | EA |  | TRUE |  | P | FXON | DAYTON
133187 | 6 | 2 | States | Dayton | Holly Davis | TRUE | 2026-05-11T00:00:00 | 2026-09-25T00:00:00 | 2026-09-25T00:00:00 | 34 | 0 | 34 | 207 | 20079 | 55369-6417 | USA | N30 | 140 | ENERSYS DELAWARE INC | 60677-1006 | SVF23 | 23” Battery Rack Mounting Shelf | SRPP | 23” Battery Rack Mounting Shelf | EA | EA |  | TRUE |  | P | FXON | Dayton
133187 | 5 | 2 | States | Dayton | Holly Davis | TRUE | 2026-05-11T00:00:00 | 2026-09-24T00:00:00 | 2026-09-24T00:00:00 | 17 | 0 | 17 | 504 | 24192 | 55369-6417 | USA | N30 | 140 | ENERSYS DELAWARE INC | 60677-1006 | PR | POWER RACK,23"Wx7'H | PUR | POWER RACK,23"Wx7'H | EA | EA |  | TRUE |  | P | FXON | DAYTON
133187 | 8 | 2 | States | Dayton | Holly Davis | TRUE | 2026-05-11T00:00:00 | 2026-09-24T00:00:00 | 2026-09-24T00:00:00 | 17 | 0 | 17 | 120 | 5760 | 55369-6417 | USA | N30 | 140 | ENERSYS DELAWARE INC | 60677-1006 | VF7CK | KIT,22"CABLE&CONN,VF,SBSF | PUR | KIT,22"CABLE&CONN,VF,SBSF | EA | EA |  | TRUE |  | P | FXON | DAYTON
133187 | 4 | 2 | States | Dayton | Holly Davis | TRUE | 2026-05-11T00:00:00 | 2026-09-24T00:00:00 | 2026-09-24T00:00:00 | 17 | 0 | 17 | 452 | 22148 | 55369-6417 | USA | N30 | 140 | ENERSYS DELAWARE INC | 60677-1006 | EI0193-50 | Rack Mount Kit for 23" and 24"Racks | PUR | Rack Mount Kit for 23" and 24"Racks | EA | EA |  | TRUE |  | P | FXON | DAYTON
133187 | 4 | 3 | States | Dayton | Holly Davis | TRUE | 2026-05-11T00:00:00 | 2026-10-23T00:00:00 | 2026-10-23T00:00:00 | 15 | 0 | 15 | 452 | 22148 | 55369-6417 | USA | N30 | 140 | ENERSYS DELAWARE INC | 60677-1006 | EI0193-50 | Rack Mount Kit for 23" and 24"Racks | PUR | Rack Mount Kit for 23" and 24"Racks | EA | EA |  | TRUE |  | P | FXON | DAYTON
133187 | 6 | 3 | States | Dayton | Holly Davis | TRUE | 2026-05-11T00:00:00 | 2026-10-23T00:00:00 | 2026-10-23T00:00:00 | 16 | 0 | 16 | 207 | 20079 | 55369-6417 | USA | N30 | 140 | ENERSYS DELAWARE INC | 60677-1006 | SVF23 | 23” Battery Rack Mounting Shelf | SRPP | 23” Battery Rack Mounting Shelf | EA | EA |  | TRUE |  | P | FXON | Dayton
133187 | 7 | 2 | States | Dayton | Holly Davis | TRUE | 2026-05-11T00:00:00 | 2026-09-24T00:00:00 | 2026-09-24T00:00:00 | 17 | 0 | 17 | 120 | 5760 | 55369-6417 | USA | N30 | 140 | ENERSYS DELAWARE INC | 60677-1006 | VF5CK | KIT,42"CABLE&CONN,VF,SBSF(10) (ref ENERSYS quote QT00001975) | PUR | KIT,42"CABLE&CONN,VF,SBSF(10) (ref ENERSYS quote QT00001975) | EA | EA |  | TRUE |  | P | FXON | DAYTON
133187 | 2 | 5 | States | Dayton | Holly Davis | TRUE | 2026-05-11T00:00:00 | 2026-10-23T00:00:00 | 2026-10-23T00:00:00 | 14 | 0 | 14 | 4873.2 | 233913.6 | 55369-6417 | USA | N30 | 140 | ENERSYS DELAWARE INC | 60677-1006 | ATEV1130016FMT1SSXXXXXX1 | 16 Amp Filtered Charger 125VDC 240VAC | PUR | 16 Amp Filtered Charger 125VDC 240VAC | EA | EA |  | TRUE |  | P | FXON | DAYTON
133187 | 6 | 4 | States | Dayton | Holly Davis | TRUE | 2026-05-11T00:00:00 | 2026-10-23T00:00:00 | 2026-10-23T00:00:00 | 13 | 0 | 13 | 207 | 20079 | 55369-6417 | USA | N30 | 140 | ENERSYS DELAWARE INC | 60677-1006 | SVF23 | 23” Battery Rack Mounting Shelf | SRPP | 23” Battery Rack Mounting Shelf | EA | EA |  | TRUE |  | P | FXON | Dayton
133187 | 4 | 1 | States | Dayton | Holly Davis | TRUE | 2026-05-11T00:00:00 | 2026-08-25T00:00:00 | 2026-08-25T00:00:00 | 17 | 0 | 17 | 452 | 22148 | 55369-6417 | USA | N30 | 140 | ENERSYS DELAWARE INC | 60677-1006 | EI0193-50 | Rack Mount Kit for 23" and 24"Racks | PUR | Rack Mount Kit for 23" and 24"Racks | EA | EA |  | TRUE |  | P | FXON | DAYTON
133187 | 7 | 3 | States | Dayton | Holly Davis | TRUE | 2026-05-11T00:00:00 | 2026-10-23T00:00:00 | 2026-10-23T00:00:00 | 14 | 0 | 14 | 120 | 5760 | 55369-6417 | USA | N30 | 140 | ENERSYS DELAWARE INC | 60677-1006 | VF5CK | KIT,42"CABLE&CONN,VF,SBSF(10) (ref ENERSYS quote QT00001975) | PUR | KIT,42"CABLE&CONN,VF,SBSF(10) (ref ENERSYS quote QT00001975) | EA | EA |  | TRUE |  | P | FXON | DAYTON
133187 | 8 | 3 | States | Dayton | Holly Davis | TRUE | 2026-05-11T00:00:00 | 2026-10-23T00:00:00 | 2026-10-23T00:00:00 | 14 | 0 | 14 | 120 | 5760 | 55369-6417 | USA | N30 | 140 | ENERSYS DELAWARE INC | 60677-1006 | VF7CK | KIT,22"CABLE&CONN,VF,SBSF | PUR | KIT,22"CABLE&CONN,VF,SBSF | EA | EA |  | TRUE |  | P | FXON | DAYTON
133187 | 3 | 3 | States | Dayton | Holly Davis | TRUE | 2026-05-11T00:00:00 | 2026-10-23T00:00:00 | 2026-10-23T00:00:00 | 15 | 0 | 15 | 210 | 10080 | 55369-6417 | USA | N30 | 140 | ENERSYS DELAWARE INC | 60677-1006 | BB23 | ASSY,BUSSBAR,23"RELAYRK(SS=60 | PUR | ASSY,BUSSBAR,23"RELAYRK(SS=60 | EA | EA |  | TRUE |  | P | FXON | DAYTON
133187 | 2 | 4 | States | Dayton | Holly Davis | TRUE | 2026-05-11T00:00:00 | 2026-09-24T00:00:00 | 2026-09-24T00:00:00 | 17 | 0 | 17 | 4873.2 | 233913.6 | 55369-6417 | USA | N30 | 140 | ENERSYS DELAWARE INC | 60677-1006 | ATEV1130016FMT1SSXXXXXX1 | 16 Amp Filtered Charger 125VDC 240VAC | PUR | 16 Amp Filtered Charger 125VDC 240VAC | EA | EA |  | TRUE |  | P | FXON | DAYTON
133187 | 1 | 3 | States | Dayton | Holly Davis | TRUE | 2026-05-11T00:00:00 | 2026-10-23T00:00:00 | 2026-10-23T00:00:00 | 140 | 0 | 140 | 359.28 | 172454.4 | 55369-6417 | USA | N30 | 140 | ENERSYS DELAWARE INC | 60677-1006 | 12V92F | BATT,12V,92AH,TT | PUR | BATT,12V,92AH,TT | EA | EA |  | TRUE |  | P | FXON | DAYTON
133187 | 3 | 2 | States | Dayton | Holly Davis | TRUE | 2026-05-11T00:00:00 | 2026-09-24T00:00:00 | 2026-09-24T00:00:00 | 17 | 0 | 17 | 210 | 10080 | 55369-6417 | USA | N30 | 140 | ENERSYS DELAWARE INC | 60677-1006 | BB23 | ASSY,BUSSBAR,23"RELAYRK(SS=60 | PUR | ASSY,BUSSBAR,23"RELAYRK(SS=60 | EA | EA |  | TRUE |  | P | FXON | DAYTON
135036 | 1 | 2 | States | Champlin | Holly Davis | TRUE | 2026-07-27T00:00:00 | 2026-08-18T00:00:00 |  | 100 | 0 | 100 | 8.7375 | 2621.25 | 55316-3157 | USA | N30 | 144 | Johnson Plastics | 44194-4576 | REP-.063-24X48 | Red Engraving Plastic 1/16" - 24" x 48" Rowmark Value ADA Alternative - No Adhesive | ORM | Red Engraving Plastic 1/16" - 24" x 48" Rowmark Value ADA Alternative - No Adhesive | SF | SF |  | FALSE |  | P | PPD | 100
135036 | 1 | 1 | States | Champlin | Holly Davis | TRUE | 2026-07-27T00:00:00 | 2026-07-31T00:00:00 |  | 100 | 0 | 100 | 8.7375 | 2621.25 | 55316-3157 | USA | N30 | 144 | Johnson Plastics | 44194-4576 | REP-.063-24X48 | Red Engraving Plastic 1/16" - 24" x 48" Rowmark Value ADA Alternative - No Adhesive | ORM | Red Engraving Plastic 1/16" - 24" x 48" Rowmark Value ADA Alternative - No Adhesive | SF | SF |  | FALSE |  | P | PPD | 100 | 2026-07-31T00:00:00
135036 | 1 | 3 | States | Champlin | Holly Davis | TRUE | 2026-07-27T00:00:00 | 2026-09-09T00:00:00 |  | 100 | 0 | 100 | 8.7375 | 2621.25 | 55316-3157 | USA | N30 | 144 | Johnson Plastics | 44194-4576 | REP-.063-24X48 | Red Engraving Plastic 1/16" - 24" x 48" Rowmark Value ADA Alternative - No Adhesive | ORM | Red Engraving Plastic 1/16" - 24" x 48" Rowmark Value ADA Alternative - No Adhesive | SF | SF |  | FALSE |  | P | PPD | 100
134650 | 1 | 1 | States | Dayton | Holly Davis | TRUE | 2026-07-09T00:00:00 | 2026-12-22T00:00:00 | 2026-12-22T00:00:00 | 1 | 0 | 1 | 1802 | 1802 | 55369-6417 | USA | N30 | 145 | ENERGY SYSTEMS MIDWEST INC | 55447 | NRG24-20-RCLS | Battery Charger: 24VDC 20A Output, 90-265VAC 47-63Hz Input, current limited, 2 Alarms | PUR | Battery Charger: 24VDC 20A Output, 90-265VAC 47-63Hz Input, current limited, 2 Alarms | EA | EA |  | TRUE |  | P | UPS | DAYTON | 2027-01-22T00:00:00
135936 | 1 | 1 | States | Dayton | Holly Davis | TRUE | 2026-09-08T00:00:00 | 2026-09-24T00:00:00 |  | 1 | 0 | 1 | 0 | 0 | 55369 | USA | N30 | 148 | EGAN COMPANY | 55480-1150 | OPP Cad_Drafter | Egan Cad/Drafter T&M PO - NTE $50k | PUR | Egan Cad/Drafter T&M PO - NTE $50k | EA | EA |  | FALSE |  | P | PPD | DAYTON |  | 77316-28-1
136235 | 1 | 7 | States | Dayton | Holly Davis | TRUE | 2026-09-18T00:00:00 | 2027-10-22T00:00:00 |  | 1 | 0 | 1 | 20056.125 | 140392.88 | 55369 | USA | N30 | 148 | EGAN COMPANY | 55480-1150 | EE CMH03 | Egan Electrical Support for CMH03 E-Houses | PUR | Egan Electrical Support for CMH03 E-Houses | EA | EA |  | FALSE |  | P | PPD | DAYTON | 2027-10-22T00:00:00 | 77438B-2-8
136235 | 1 | 5 | States | Dayton | Holly Davis | TRUE | 2026-09-18T00:00:00 | 2027-08-03T00:00:00 |  | 1 | 0 | 1 | 20056.125 | 140392.88 | 55369 | USA | N30 | 148 | EGAN COMPANY | 55480-1150 | EE CMH03 | Egan Electrical Support for CMH03 E-Houses | PUR | Egan Electrical Support for CMH03 E-Houses | EA | EA |  | FALSE |  | P | PPD | DAYTON | 2027-08-03T00:00:00 | 77438B-2-6
136235 | 1 | 4 | States | Dayton | Holly Davis | TRUE | 2026-09-18T00:00:00 | 2027-05-24T00:00:00 |  | 1 | 0 | 1 | 20056.125 | 140392.88 | 55369 | USA | N30 | 148 | EGAN COMPANY | 55480-1150 | EE CMH03 | Egan Electrical Support for CMH03 E-Houses | PUR | Egan Electrical Support for CMH03 E-Houses | EA | EA |  | FALSE |  | P | PPD | DAYTON | 2027-05-24T00:00:00 | 77438B-2-5
136235 | 1 | 2 | States | Dayton | Holly Davis | TRUE | 2026-09-18T00:00:00 | 2027-01-19T00:00:00 |  | 1 | 0 | 1 | 20056.125 | 140392.88 | 55369 | USA | N30 | 148 | EGAN COMPANY | 55480-1150 | EE CMH03 | Egan Electrical Support for CMH03 E-Houses | PUR | Egan Electrical Support for CMH03 E-Houses | EA | EA |  | FALSE |  | P | PPD | DAYTON | 2027-01-19T00:00:00 | 77438B-2-3
136235 | 1 | 1 | States | Dayton | Holly Davis | TRUE | 2026-09-18T00:00:00 | 2026-12-18T00:00:00 |  | 1 | 0 | 1 | 20056.125 | 140392.88 | 55369 | USA | N30 | 148 | EGAN COMPANY | 55480-1150 | EE CMH03 | Egan Electrical Support for CMH03 E-Houses | PUR | Egan Electrical Support for CMH03 E-Houses | EA | EA |  | FALSE |  | P | PPD | DAYTON | 2026-12-18T00:00:00 | 77438B-2-2
136235 | 1 | 6 | States | Dayton | Holly Davis | TRUE | 2026-09-18T00:00:00 | 2027-08-31T00:00:00 |  | 1 | 0 | 1 | 20056.125 | 140392.88 | 55369 | USA | N30 | 148 | EGAN COMPANY | 55480-1150 | EE CMH03 | Egan Electrical Support for CMH03 E-Houses | PUR | Egan Electrical Support for CMH03 E-Houses | EA | EA |  | FALSE |  | P | PPD | DAYTON | 2027-08-31T00:00:00 | 77438B-2-7
136235 | 2 | 1 | States | Dayton | Holly Davis | TRUE | 2026-09-18T00:00:00 | 2026-11-10T00:00:00 |  | 1 | 0 | 1 | 20056.125 | 20056.13 | 55369 | USA | N30 | 148 | EGAN COMPANY | 55480-1150 | EE CMH03 | Egan Electrical Support for CMH03 E-Houses | PUR | Egan Electrical Support for CMH03 E-Houses | EA | EA |  | FALSE |  | P | PPD | DAYTON | 2026-11-10T00:00:00 | 77438B-2-1
136235 | 1 | 3 | States | Dayton | Holly Davis | TRUE | 2026-09-18T00:00:00 | 2027-05-19T00:00:00 |  | 1 | 0 | 1 | 20056.125 | 140392.88 | 55369 | USA | N30 | 148 | EGAN COMPANY | 55480-1150 | EE CMH03 | Egan Electrical Support for CMH03 E-Houses | PUR | Egan Electrical Support for CMH03 E-Houses | EA | EA |  | FALSE |  | P | PPD | DAYTON | 2027-05-19T00:00:00 | 77438B-2-4
133923 | 1 | 72 | States | Dayton | Holly Davis | TRUE | 2026-06-08T00:00:00 |  |  | 1 | 0 | 1 | 267642 | 40681584 | 55369-6417 | USA | N30 | 148 | EGAN COMPANY | 55480-1150 | Nscale GPU Monarch - Electrical | Egan Electrical | PUR | Egan Electrical | EA | EA |  | TRUE |  | P | PPD | DAYTON |  | 77411S-72
133923 | 1 | 114 | States | Dayton | Holly Davis | TRUE | 2026-06-08T00:00:00 |  |  | 1 | 0 | 1 | 267642 | 40681584 | 55369-6417 | USA | N30 | 148 | EGAN COMPANY | 55480-1150 | Nscale GPU Monarch - Electrical | Egan Electrical | PUR | Egan Electrical | EA | EA |  | TRUE |  | P | PPD | DAYTON |  | 77411S-114
133923 | 2 | 96 | States | Dayton | Holly Davis | TRUE | 2026-06-08T00:00:00 |  |  | 1 | 0 | 1 | 60220 | 9153440 | 55369-6417 | USA | N30 | 148 | EGAN COMPANY | 55480-1150 | Nscale GPU Monarch - Mechanical | Egan Mechanical | PUR | Egan Mechanical | EA | EA |  | TRUE |  | P | PPD | DAYTON |  | 77411S-96
133923 | 1 | 59 | States | Dayton | Holly Davis | TRUE | 2026-06-08T00:00:00 |  |  | 1 | 0 | 1 | 267642 | 40681584 | 55369-6417 | USA | N30 | 148 | EGAN COMPANY | 55480-1150 | Nscale GPU Monarch - Electrical | Egan Electrical | PUR | Egan Electrical | EA | EA |  | TRUE |  | P | PPD | DAYTON |  | 77411S-59
133923 | 1 | 52 | States | Dayton | Holly Davis | TRUE | 2026-06-08T00:00:00 |  |  | 1 | 0 | 1 | 267642 | 40681584 | 55369-6417 | USA | N30 | 148 | EGAN COMPANY | 55480-1150 | Nscale GPU Monarch - Electrical | Egan Electrical | PUR | Egan Electrical | EA | EA |  | TRUE |  | P | PPD | DAYTON |  | 77411S-52
133923 | 2 | 100 | States | Dayton | Holly Davis | TRUE | 2026-06-08T00:00:00 |  |  | 1 | 0 | 1 | 60220 | 9153440 | 55369-6417 | USA | N30 | 148 | EGAN COMPANY | 55480-1150 | Nscale GPU Monarch - Mechanical | Egan Mechanical | PUR | Egan Mechanical | EA | EA |  | TRUE |  | P | PPD | DAYTON |  | 77411S-100
133923 | 2 | 74 | States | Dayton | Holly Davis | TRUE | 2026-06-08T00:00:00 |  |  | 1 | 0 | 1 | 60220 | 9153440 | 55369-6417 | USA | N30 | 148 | EGAN COMPANY | 55480-1150 | Nscale GPU Monarch - Mechanical | Egan Mechanical | PUR | Egan Mechanical | EA | EA |  | TRUE |  | P | PPD | DAYTON |  | 77411S-74
133923 | 1 | 134 | States | Dayton | Holly Davis | TRUE | 2026-06-08T00:00:00 |  |  | 1 | 0 | 1 | 267642 | 40681584 | 55369-6417 | USA | N30 | 148 | EGAN COMPANY | 55480-1150 | Nscale GPU Monarch - Electrical | Egan Electrical | PUR | Egan Electrical | EA | EA |  | TRUE |  | P | PPD | DAYTON |  | 77411S-134
133923 | 1 | 17 | States | Dayton | Holly Davis | TRUE | 2026-06-08T00:00:00 |  |  | 1 | 0 | 1 | 267642 | 40681584 | 55369-6417 | USA | N30 | 148 | EGAN COMPANY | 55480-1150 | Nscale GPU Monarch - Electrical | Egan Electrical | PUR | Egan Electrical | EA | EA |  | TRUE |  | P | PPD | DAYTON |  | 77411S-17
133923 | 1 | 34 | States | Dayton | Holly Davis | TRUE | 2026-06-08T00:00:00 |  |  | 1 | 0 | 1 | 267642 | 40681584 | 55369-6417 | USA | N30 | 148 | EGAN COMPANY | 55480-1150 | Nscale GPU Monarch - Electrical | Egan Electrical | PUR | Egan Electrical | EA | EA |  | TRUE |  | P | PPD | DAYTON |  | 77411S-34
133923 | 2 | 121 | States | Dayton | Holly Davis | TRUE | 2026-06-08T00:00:00 |  |  | 1 | 0 | 1 | 60220 | 9153440 | 55369-6417 | USA | N30 | 148 | EGAN COMPANY | 55480-1150 | Nscale GPU Monarch - Mechanical | Egan Mechanical | PUR | Egan Mechanical | EA | EA |  | TRUE |  | P | PPD | DAYTON |  | 77411S-121
133923 | 2 | 116 | States | Dayton | Holly Davis | TRUE | 2026-06-08T00:00:00 |  |  | 1 | 0 | 1 | 60220 | 9153440 | 55369-6417 | USA | N30 | 148 | EGAN COMPANY | 55480-1150 | Nscale GPU Monarch - Mechanical | Egan Mechanical | PUR | Egan Mechanical | EA | EA |  | TRUE |  | P | PPD | DAYTON |  | 77411S-116
133923 | 1 | 96 | States | Dayton | Holly Davis | TRUE | 2026-06-08T00:00:00 |  |  | 1 | 0 | 1 | 267642 | 40681584 | 55369-6417 | USA | N30 | 148 | EGAN COMPANY | 55480-1150 | Nscale GPU Monarch - Electrical | Egan Electrical | PUR | Egan Electrical | EA | EA |  | TRUE |  | P | PPD | DAYTON |  | 77411S-96
133923 | 1 | 128 | States | Dayton | Holly Davis | TRUE | 2026-06-08T00:00:00 |  |  | 1 | 0 | 1 | 267642 | 40681584 | 55369-6417 | USA | N30 | 148 | EGAN COMPANY | 55480-1150 | Nscale GPU Monarch - Electrical | Egan Electrical | PUR | Egan Electrical | EA | EA |  | TRUE |  | P | PPD | DAYTON |  | 77411S-128
133923 | 2 | 106 | States | Dayton | Holly Davis | TRUE | 2026-06-08T00:00:00 |  |  | 1 | 0 | 1 | 60220 | 9153440 | 55369-6417 | USA | N30 | 148 | EGAN COMPANY | 55480-1150 | Nscale GPU Monarch - Mechanical | Egan Mechanical | PUR | Egan Mechanical | EA | EA |  | TRUE |  | P | PPD | DAYTON |  | 77411S-106
133923 | 2 | 83 | States | Dayton | Holly Davis | TRUE | 2026-06-08T00:00:00 |  |  | 1 | 0 | 1 | 60220 | 9153440 | 55369-6417 | USA | N30 | 148 | EGAN COMPANY | 55480-1150 | Nscale GPU Monarch - Mechanical | Egan Mechanical | PUR | Egan Mechanical | EA | EA |  | TRUE |  | P | PPD | DAYTON |  | 77411S-83
133923 | 2 | 47 | States | Dayton | Holly Davis | TRUE | 2026-06-08T00:00:00 |  |  | 1 | 0 | 1 | 60220 | 9153440 | 55369-6417 | USA | N30 | 148 | EGAN COMPANY | 55480-1150 | Nscale GPU Monarch - Mechanical | Egan Mechanical | PUR | Egan Mechanical | EA | EA |  | TRUE |  | P | PPD | DAYTON |  | 77411S-47
133923 | 2 | 49 | States | Dayton | Holly Davis | TRUE | 2026-06-08T00:00:00 |  |  | 1 | 0 | 1 | 60220 | 9153440 | 55369-6417 | USA | N30 | 148 | EGAN COMPANY | 55480-1150 | Nscale GPU Monarch - Mechanical | Egan Mechanical | PUR | Egan Mechanical | EA | EA |  | TRUE |  | P | PPD | DAYTON |  | 77411S-49
133923 | 2 | 112 | States | Dayton | Holly Davis | TRUE | 2026-06-08T00:00:00 |  |  | 1 | 0 | 1 | 60220 | 9153440 | 55369-6417 | USA | N30 | 148 | EGAN COMPANY | 55480-1150 | Nscale GPU Monarch - Mechanical | Egan Mechanical | PUR | Egan Mechanical | EA | EA |  | TRUE |  | P | PPD | DAYTON |  | 77411S-112
133923 | 2 | 151 | States | Dayton | Holly Davis | TRUE | 2026-06-08T00:00:00 |  |  | 1 | 0 | 1 | 60220 | 9153440 | 55369-6417 | USA | N30 | 148 | EGAN COMPANY | 55480-1150 | Nscale GPU Monarch - Mechanical | Egan Mechanical | PUR | Egan Mechanical | EA | EA |  | TRUE |  | P | PPD | DAYTON |  | 77411S-TBD3
133923 | 1 | 117 | States | Dayton | Holly Davis | TRUE | 2026-06-08T00:00:00 |  |  | 1 | 0 | 1 | 267642 | 40681584 | 55369-6417 | USA | N30 | 148 | EGAN COMPANY | 55480-1150 | Nscale GPU Monarch - Electrical | Egan Electrical | PUR | Egan Electrical | EA | EA |  | TRUE |  | P | PPD | DAYTON |  | 77411S-117
133923 | 1 | 51 | States | Dayton | Holly Davis | TRUE | 2026-06-08T00:00:00 |  |  | 1 | 0 | 1 | 267642 | 40681584 | 55369-6417 | USA | N30 | 148 | EGAN COMPANY | 55480-1150 | Nscale GPU Monarch - Electrical | Egan Electrical | PUR | Egan Electrical | EA | EA |  | TRUE |  | P | PPD | DAYTON |  | 77411S-51
133923 | 2 | 135 | States | Dayton | Holly Davis | TRUE | 2026-06-08T00:00:00 |  |  | 1 | 0 | 1 | 60220 | 9153440 | 55369-6417 | USA | N30 | 148 | EGAN COMPANY | 55480-1150 | Nscale GPU Monarch - Mechanical | Egan Mechanical | PUR | Egan Mechanical | EA | EA |  | TRUE |  | P | PPD | DAYTON |  | 77411S-135
133923 | 1 | 90 | States | Dayton | Holly Davis | TRUE | 2026-06-08T00:00:00 |  |  | 1 | 0 | 1 | 267642 | 40681584 | 55369-6417 | USA | N30 | 148 | EGAN COMPANY | 55480-1150 | Nscale GPU Monarch - Electrical | Egan Electrical | PUR | Egan Electrical | EA | EA |  | TRUE |  | P | PPD | DAYTON |  | 77411S-90
133923 | 2 | 61 | States | Dayton | Holly Davis | TRUE | 2026-06-08T00:00:00 |  |  | 1 | 0 | 1 | 60220 | 9153440 | 55369-6417 | USA | N30 | 148 | EGAN COMPANY | 55480-1150 | Nscale GPU Monarch - Mechanical | Egan Mechanical | PUR | Egan Mechanical | EA | EA |  | TRUE |  | P | PPD | DAYTON |  | 77411S-61
133923 | 2 | 152 | States | Dayton | Holly Davis | TRUE | 2026-06-08T00:00:00 |  |  | 1 | 0 | 1 | 60220 | 9153440 | 55369-6417 | USA | N30 | 148 | EGAN COMPANY | 55480-1150 | Nscale GPU Monarch - Mechanical | Egan Mechanical | PUR | Egan Mechanical | EA | EA |  | TRUE |  | P | PPD | DAYTON |  | 77411S-TBD4
133923 | 2 | 33 | States | Dayton | Holly Davis | TRUE | 2026-06-08T00:00:00 |  |  | 1 | 0 | 1 | 60220 | 9153440 | 55369-6417 | USA | N30 | 148 | EGAN COMPANY | 55480-1150 | Nscale GPU Monarch - Mechanical | Egan Mechanical | PUR | Egan Mechanical | EA | EA |  | TRUE |  | P | PPD | DAYTON |  | 77411S-33
133923 | 1 | 126 | States | Dayton | Holly Davis | TRUE | 2026-06-08T00:00:00 |  |  | 1 | 0 | 1 | 267642 | 40681584 | 55369-6417 | USA | N30 | 148 | EGAN COMPANY | 55480-1150 | Nscale GPU Monarch - Electrical | Egan Electrical | PUR | Egan Electrical | EA | EA |  | TRUE |  | P | PPD | DAYTON |  | 77411S-126
133923 | 2 | 53 | States | Dayton | Holly Davis | TRUE | 2026-06-08T00:00:00 |  |  | 1 | 0 | 1 | 60220 | 9153440 | 55369-6417 | USA | N30 | 148 | EGAN COMPANY | 55480-1150 | Nscale GPU Monarch - Mechanical | Egan Mechanical | PUR | Egan Mechanical | EA | EA |  | TRUE |  | P | PPD | DAYTON |  | 77411S-53
133923 | 2 | 81 | States | Dayton | Holly Davis | TRUE | 2026-06-08T00:00:00 |  |  | 1 | 0 | 1 | 60220 | 9153440 | 55369-6417 | USA | N30 | 148 | EGAN COMPANY | 55480-1150 | Nscale GPU Monarch - Mechanical | Egan Mechanical | PUR | Egan Mechanical | EA | EA |  | TRUE |  | P | PPD | DAYTON |  | 77411S-81
133923 | 1 | 19 | States | Dayton | Holly Davis | TRUE | 2026-06-08T00:00:00 |  |  | 1 | 0 | 1 | 267642 | 40681584 | 55369-6417 | USA | N30 | 148 | EGAN COMPANY | 55480-1150 | Nscale GPU Monarch - Electrical | Egan Electrical | PUR | Egan Electrical | EA | EA |  | TRUE |  | P | PPD | DAYTON |  | 77411S-19
133923 | 1 | 112 | States | Dayton | Holly Davis | TRUE | 2026-06-08T00:00:00 |  |  | 1 | 0 | 1 | 267642 | 40681584 | 55369-6417 | USA | N30 | 148 | EGAN COMPANY | 55480-1150 | Nscale GPU Monarch - Electrical | Egan Electrical | PUR | Egan Electrical | EA | EA |  | TRUE |  | P | PPD | DAYTON |  | 77411S-112
133923 | 2 | 37 | States | Dayton | Holly Davis | TRUE | 2026-06-08T00:00:00 |  |  | 1 | 0 | 1 | 60220 | 9153440 | 55369-6417 | USA | N30 | 148 | EGAN COMPANY | 55480-1150 | Nscale GPU Monarch - Mechanical | Egan Mechanical | PUR | Egan Mechanical | EA | EA |  | TRUE |  | P | PPD | DAYTON |  | 77411S-37
133923 | 2 | 94 | States | Dayton | Holly Davis | TRUE | 2026-06-08T00:00:00 |  |  | 1 | 0 | 1 | 60220 | 9153440 | 55369-6417 | USA | N30 | 148 | EGAN COMPANY | 55480-1150 | Nscale GPU Monarch - Mechanical | Egan Mechanical | PUR | Egan Mechanical | EA | EA |  | TRUE |  | P | PPD | DAYTON |  | 77411S-94
133923 | 2 | 72 | States | Dayton | Holly Davis | TRUE | 2026-06-08T00:00:00 |  |  | 1 | 0 | 1 | 60220 | 9153440 | 55369-6417 | USA | N30 | 148 | EGAN COMPANY | 55480-1150 | Nscale GPU Monarch - Mechanical | Egan Mechanical | PUR | Egan Mechanical | EA | EA |  | TRUE |  | P | PPD | DAYTON |  | 77411S-72
133923 | 2 | 91 | States | Dayton | Holly Davis | TRUE | 2026-06-08T00:00:00 |  |  | 1 | 0 | 1 | 60220 | 9153440 | 55369-6417 | USA | N30 | 148 | EGAN COMPANY | 55480-1150 | Nscale GPU Monarch - Mechanical | Egan Mechanical | PUR | Egan Mechanical | EA | EA |  | TRUE |  | P | PPD | DAYTON |  | 77411S-91
133923 | 2 | 111 | States | Dayton | Holly Davis | TRUE | 2026-06-08T00:00:00 |  |  | 1 | 0 | 1 | 60220 | 9153440 | 55369-6417 | USA | N30 | 148 | EGAN COMPANY | 55480-1150 | Nscale GPU Monarch - Mechanical | Egan Mechanical | PUR | Egan Mechanical | EA | EA |  | TRUE |  | P | PPD | DAYTON |  | 77411S-111
133923 | 1 | 49 | States | Dayton | Holly Davis | TRUE | 2026-06-08T00:00:00 |  |  | 1 | 0 | 1 | 267642 | 40681584 | 55369-6417 | USA | N30 | 148 | EGAN COMPANY | 55480-1150 | Nscale GPU Monarch - Electrical | Egan Electrical | PUR | Egan Electrical | EA | EA |  | TRUE |  | P | PPD | DAYTON |  | 77411S-49
133923 | 1 | 30 | States | Dayton | Holly Davis | TRUE | 2026-06-08T00:00:00 |  |  | 1 | 0 | 1 | 267642 | 40681584 | 55369-6417 | USA | N30 | 148 | EGAN COMPANY | 55480-1150 | Nscale GPU Monarch - Electrical | Egan Electrical | PUR | Egan Electrical | EA | EA |  | TRUE |  | P | PPD | DAYTON |  | 77411S-30
133923 | 1 | 130 | States | Dayton | Holly Davis | TRUE | 2026-06-08T00:00:00 |  |  | 1 | 0 | 1 | 267642 | 40681584 | 55369-6417 | USA | N30 | 148 | EGAN COMPANY | 55480-1150 | Nscale GPU Monarch - Electrical | Egan Electrical | PUR | Egan Electrical | EA | EA |  | TRUE |  | P | PPD | DAYTON |  | 77411S-130
133923 | 2 | 65 | States | Dayton | Holly Davis | TRUE | 2026-06-08T00:00:00 |  |  | 1 | 0 | 1 | 60220 | 9153440 | 55369-6417 | USA | N30 | 148 | EGAN COMPANY | 55480-1150 | Nscale GPU Monarch - Mechanical | Egan Mechanical | PUR | Egan Mechanical | EA | EA |  | TRUE |  | P | PPD | DAYTON |  | 77411S-65
133923 | 2 | 51 | States | Dayton | Holly Davis | TRUE | 2026-06-08T00:00:00 |  |  | 1 | 0 | 1 | 60220 | 9153440 | 55369-6417 | USA | N30 | 148 | EGAN COMPANY | 55480-1150 | Nscale GPU Monarch - Mechanical | Egan Mechanical | PUR | Egan Mechanical | EA | EA |  | TRUE |  | P | PPD | DAYTON |  | 77411S-51
133923 | 2 | 85 | States | Dayton | Holly Davis | TRUE | 2026-06-08T00:00:00 |  |  | 1 | 0 | 1 | 60220 | 9153440 | 55369-6417 | USA | N30 | 148 | EGAN COMPANY | 55480-1150 | Nscale GPU Monarch - Mechanical | Egan Mechanical | PUR | Egan Mechanical | EA | EA |  | TRUE |  | P | PPD | DAYTON |  | 77411S-85
133923 | 1 | 92 | States | Dayton | Holly Davis | TRUE | 2026-06-08T00:00:00 |  |  | 1 | 0 | 1 | 267642 | 40681584 | 55369-6417 | USA | N30 | 148 | EGAN COMPANY | 55480-1150 | Nscale GPU Monarch - Electrical | Egan Electrical | PUR | Egan Electrical | EA | EA |  | TRUE |  | P | PPD | DAYTON |  | 77411S-92
133923 | 2 | 95 | States | Dayton | Holly Davis | TRUE | 2026-06-08T00:00:00 |  |  | 1 | 0 | 1 | 60220 | 9153440 | 55369-6417 | USA | N30 | 148 | EGAN COMPANY | 55480-1150 | Nscale GPU Monarch - Mechanical | Egan Mechanical | PUR | Egan Mechanical | EA | EA |  | TRUE |  | P | PPD | DAYTON |  | 77411S-95
133923 | 2 | 70 | States | Dayton | Holly Davis | TRUE | 2026-06-08T00:00:00 |  |  | 1 | 0 | 1 | 60220 | 9153440 | 55369-6417 | USA | N30 | 148 | EGAN COMPANY | 55480-1150 | Nscale GPU Monarch - Mechanical | Egan Mechanical | PUR | Egan Mechanical | EA | EA |  | TRUE |  | P | PPD | DAYTON |  | 77411S-70
133923 | 1 | 152 | States | Dayton | Holly Davis | TRUE | 2026-06-08T00:00:00 |  |  | 1 | 0 | 1 | 267642 | 40681584 | 55369-6417 | USA | N30 | 148 | EGAN COMPANY | 55480-1150 | Nscale GPU Monarch - Electrical | Egan Electrical | PUR | Egan Electrical | EA | EA |  | TRUE |  | P | PPD | DAYTON |  | 77411S-TBD4
133923 | 1 | 61 | States | Dayton | Holly Davis | TRUE | 2026-06-08T00:00:00 |  |  | 1 | 0 | 1 | 267642 | 40681584 | 55369-6417 | USA | N30 | 148 | EGAN COMPANY | 55480-1150 | Nscale GPU Monarch - Electrical | Egan Electrical | PUR | Egan Electrical | EA | EA |  | TRUE |  | P | PPD | DAYTON |  | 77411S-61
133923 | 1 | 31 | States | Dayton | Holly Davis | TRUE | 2026-06-08T00:00:00 |  |  | 1 | 0 | 1 | 267642 | 40681584 | 55369-6417 | USA | N30 | 148 | EGAN COMPANY | 55480-1150 | Nscale GPU Monarch - Electrical | Egan Electrical | PUR | Egan Electrical | EA | EA |  | TRUE |  | P | PPD | DAYTON |  | 77411S-31
133923 | 1 | 85 | States | Dayton | Holly Davis | TRUE | 2026-06-08T00:00:00 |  |  | 1 | 0 | 1 | 267642 | 40681584 | 55369-6417 | USA | N30 | 148 | EGAN COMPANY | 55480-1150 | Nscale GPU Monarch - Electrical | Egan Electrical | PUR | Egan Electrical | EA | EA |  | TRUE |  | P | PPD | DAYTON |  | 77411S-85
133923 | 1 | 60 | States | Dayton | Holly Davis | TRUE | 2026-06-08T00:00:00 |  |  | 1 | 0 | 1 | 267642 | 40681584 | 55369-6417 | USA | N30 | 148 | EGAN COMPANY | 55480-1150 | Nscale GPU Monarch - Electrical | Egan Electrical | PUR | Egan Electrical | EA | EA |  | TRUE |  | P | PPD | DAYTON |  | 77411S-60
133923 | 1 | 48 | States | Dayton | Holly Davis | TRUE | 2026-06-08T00:00:00 |  |  | 1 | 0 | 1 | 267642 | 40681584 | 55369-6417 | USA | N30 | 148 | EGAN COMPANY | 55480-1150 | Nscale GPU Monarch - Electrical | Egan Electrical | PUR | Egan Electrical | EA | EA |  | TRUE |  | P | PPD | DAYTON |  | 77411S-48
133923 | 1 | 69 | States | Dayton | Holly Davis | TRUE | 2026-06-08T00:00:00 |  |  | 1 | 0 | 1 | 267642 | 40681584 | 55369-6417 | USA | N30 | 148 | EGAN COMPANY | 55480-1150 | Nscale GPU Monarch - Electrical | Egan Electrical | PUR | Egan Electrical | EA | EA |  | TRUE |  | P | PPD | DAYTON |  | 77411S-69
133923 | 2 | 69 | States | Dayton | Holly Davis | TRUE | 2026-06-08T00:00:00 |  |  | 1 | 0 | 1 | 60220 | 9153440 | 55369-6417 | USA | N30 | 148 | EGAN COMPANY | 55480-1150 | Nscale GPU Monarch - Mechanical | Egan Mechanical | PUR | Egan Mechanical | EA | EA |  | TRUE |  | P | PPD | DAYTON |  | 77411S-69
133923 | 2 | 128 | States | Dayton | Holly Davis | TRUE | 2026-06-08T00:00:00 |  |  | 1 | 0 | 1 | 60220 | 9153440 | 55369-6417 | USA | N30 | 148 | EGAN COMPANY | 55480-1150 | Nscale GPU Monarch - Mechanical | Egan Mechanical | PUR | Egan Mechanical | EA | EA |  | TRUE |  | P | PPD | DAYTON |  | 77411S-128
133923 | 1 | 146 | States | Dayton | Holly Davis | TRUE | 2026-06-08T00:00:00 |  |  | 1 | 0 | 1 | 267642 | 40681584 | 55369-6417 | USA | N30 | 148 | EGAN COMPANY | 55480-1150 | Nscale GPU Monarch - Electrical | Egan Electrical | PUR | Egan Electrical | EA | EA |  | TRUE |  | P | PPD | DAYTON |  | 77411S-146
133923 | 1 | 35 | States | Dayton | Holly Davis | TRUE | 2026-06-08T00:00:00 |  |  | 1 | 0 | 1 | 267642 | 40681584 | 55369-6417 | USA | N30 | 148 | EGAN COMPANY | 55480-1150 | Nscale GPU Monarch - Electrical | Egan Electrical | PUR | Egan Electrical | EA | EA |  | TRUE |  | P | PPD | DAYTON |  | 77411S-35
133923 | 2 | 137 | States | Dayton | Holly Davis | TRUE | 2026-06-08T00:00:00 |  |  | 1 | 0 | 1 | 60220 | 9153440 | 55369-6417 | USA | N30 | 148 | EGAN COMPANY | 55480-1150 | Nscale GPU Monarch - Mechanical | Egan Mechanical | PUR | Egan Mechanical | EA | EA |  | TRUE |  | P | PPD | DAYTON |  | 77411S-137
133923 | 2 | 126 | States | Dayton | Holly Davis | TRUE | 2026-06-08T00:00:00 |  |  | 1 | 0 | 1 | 60220 | 9153440 | 55369-6417 | USA | N30 | 148 | EGAN COMPANY | 55480-1150 | Nscale GPU Monarch - Mechanical | Egan Mechanical | PUR | Egan Mechanical | EA | EA |  | TRUE |  | P | PPD | DAYTON |  | 77411S-126
133923 | 2 | 76 | States | Dayton | Holly Davis | TRUE | 2026-06-08T00:00:00 |  |  | 1 | 0 | 1 | 60220 | 9153440 | 55369-6417 | USA | N30 | 148 | EGAN COMPANY | 55480-1150 | Nscale GPU Monarch - Mechanical | Egan Mechanical | PUR | Egan Mechanical | EA | EA |  | TRUE |  | P | PPD | DAYTON |  | 77411S-76
133923 | 1 | 101 | States | Dayton | Holly Davis | TRUE | 2026-06-08T00:00:00 |  |  | 1 | 0 | 1 | 267642 | 40681584 | 55369-6417 | USA | N30 | 148 | EGAN COMPANY | 55480-1150 | Nscale GPU Monarch - Electrical | Egan Electrical | PUR | Egan Electrical | EA | EA |  | TRUE |  | P | PPD | DAYTON |  | 77411S-101
133923 | 1 | 91 | States | Dayton | Holly Davis | TRUE | 2026-06-08T00:00:00 |  |  | 1 | 0 | 1 | 267642 | 40681584 | 55369-6417 | USA | N30 | 148 | EGAN COMPANY | 55480-1150 | Nscale GPU Monarch - Electrical | Egan Electrical | PUR | Egan Electrical | EA | EA |  | TRUE |  | P | PPD | DAYTON |  | 77411S-91
133923 | 1 | 63 | States | Dayton | Holly Davis | TRUE | 2026-06-08T00:00:00 |  |  | 1 | 0 | 1 | 267642 | 40681584 | 55369-6417 | USA | N30 | 148 | EGAN COMPANY | 55480-1150 | Nscale GPU Monarch - Electrical | Egan Electrical | PUR | Egan Electrical | EA | EA |  | TRUE |  | P | PPD | DAYTON |  | 77411S-63
133923 | 2 | 104 | States | Dayton | Holly Davis | TRUE | 2026-06-08T00:00:00 |  |  | 1 | 0 | 1 | 60220 | 9153440 | 55369-6417 | USA | N30 | 148 | EGAN COMPANY | 55480-1150 | Nscale GPU Monarch - Mechanical | Egan Mechanical | PUR | Egan Mechanical | EA | EA |  | TRUE |  | P | PPD | DAYTON |  | 77411S-104
133923 | 1 | 86 | States | Dayton | Holly Davis | TRUE | 2026-06-08T00:00:00 |  |  | 1 | 0 | 1 | 267642 | 40681584 | 55369-6417 | USA | N30 | 148 | EGAN COMPANY | 55480-1150 | Nscale GPU Monarch - Electrical | Egan Electrical | PUR | Egan Electrical | EA | EA |  | TRUE |  | P | PPD | DAYTON |  | 77411S-86
133923 | 1 | 97 | States | Dayton | Holly Davis | TRUE | 2026-06-08T00:00:00 |  |  | 1 | 0 | 1 | 267642 | 40681584 | 55369-6417 | USA | N30 | 148 | EGAN COMPANY | 55480-1150 | Nscale GPU Monarch - Electrical | Egan Electrical | PUR | Egan Electrical | EA | EA |  | TRUE |  | P | PPD | DAYTON |  | 77411S-97
133923 | 1 | 54 | States | Dayton | Holly Davis | TRUE | 2026-06-08T00:00:00 |  |  | 1 | 0 | 1 | 267642 | 40681584 | 55369-6417 | USA | N30 | 148 | EGAN COMPANY | 55480-1150 | Nscale GPU Monarch - Electrical | Egan Electrical | PUR | Egan Electrical | EA | EA |  | TRUE |  | P | PPD | DAYTON |  | 77411S-54
133923 | 1 | 129 | States | Dayton | Holly Davis | TRUE | 2026-06-08T00:00:00 |  |  | 1 | 0 | 1 | 267642 | 40681584 | 55369-6417 | USA | N30 | 148 | EGAN COMPANY | 55480-1150 | Nscale GPU Monarch - Electrical | Egan Electrical | PUR | Egan Electrical | EA | EA |  | TRUE |  | P | PPD | DAYTON |  | 77411S-129
133923 | 1 | 18 | States | Dayton | Holly Davis | TRUE | 2026-06-08T00:00:00 |  |  | 1 | 0 | 1 | 267642 | 40681584 | 55369-6417 | USA | N30 | 148 | EGAN COMPANY | 55480-1150 | Nscale GPU Monarch - Electrical | Egan Electrical | PUR | Egan Electrical | EA | EA |  | TRUE |  | P | PPD | DAYTON |  | 77411S-18
133923 | 2 | 34 | States | Dayton | Holly Davis | TRUE | 2026-06-08T00:00:00 |  |  | 1 | 0 | 1 | 60220 | 9153440 | 55369-6417 | USA | N30 | 148 | EGAN COMPANY | 55480-1150 | Nscale GPU Monarch - Mechanical | Egan Mechanical | PUR | Egan Mechanical | EA | EA |  | TRUE |  | P | PPD | DAYTON |  | 77411S-34
133923 | 1 | 65 | States | Dayton | Holly Davis | TRUE | 2026-06-08T00:00:00 |  |  | 1 | 0 | 1 | 267642 | 40681584 | 55369-6417 | USA | N30 | 148 | EGAN COMPANY | 55480-1150 | Nscale GPU Monarch - Electrical | Egan Electrical | PUR | Egan Electrical | EA | EA |  | TRUE |  | P | PPD | DAYTON |  | 77411S-65
133923 | 2 | 88 | States | Dayton | Holly Davis | TRUE | 2026-06-08T00:00:00 |  |  | 1 | 0 | 1 | 60220 | 9153440 | 55369-6417 | USA | N30 | 148 | EGAN COMPANY | 55480-1150 | Nscale GPU Monarch - Mechanical | Egan Mechanical | PUR | Egan Mechanical | EA | EA |  | TRUE |  | P | PPD | DAYTON |  | 77411S-88
133923 | 1 | 111 | States | Dayton | Holly Davis | TRUE | 2026-06-08T00:00:00 |  |  | 1 | 0 | 1 | 267642 | 40681584 | 55369-6417 | USA | N30 | 148 | EGAN COMPANY | 55480-1150 | Nscale GPU Monarch - Electrical | Egan Electrical | PUR | Egan Electrical | EA | EA |  | TRUE |  | P | PPD | DAYTON |  | 77411S-111
133923 | 1 | 37 | States | Dayton | Holly Davis | TRUE | 2026-06-08T00:00:00 |  |  | 1 | 0 | 1 | 267642 | 40681584 | 55369-6417 | USA | N30 | 148 | EGAN COMPANY | 55480-1150 | Nscale GPU Monarch - Electrical | Egan Electrical | PUR | Egan Electrical | EA | EA |  | TRUE |  | P | PPD | DAYTON |  | 77411S-37
133923 | 2 | 138 | States | Dayton | Holly Davis | TRUE | 2026-06-08T00:00:00 |  |  | 1 | 0 | 1 | 60220 | 9153440 | 55369-6417 | USA | N30 | 148 | EGAN COMPANY | 55480-1150 | Nscale GPU Monarch - Mechanical | Egan Mechanical | PUR | Egan Mechanical | EA | EA |  | TRUE |  | P | PPD | DAYTON |  | 77411S-138
133923 | 1 | 118 | States | Dayton | Holly Davis | TRUE | 2026-06-08T00:00:00 |  |  | 1 | 0 | 1 | 267642 | 40681584 | 55369-6417 | USA | N30 | 148 | EGAN COMPANY | 55480-1150 | Nscale GPU Monarch - Electrical | Egan Electrical | PUR | Egan Electrical | EA | EA |  | TRUE |  | P | PPD | DAYTON |  | 77411S-118
133923 | 1 | 25 | States | Dayton | Holly Davis | TRUE | 2026-06-08T00:00:00 |  |  | 1 | 0 | 1 | 267642 | 40681584 | 55369-6417 | USA | N30 | 148 | EGAN COMPANY | 55480-1150 | Nscale GPU Monarch - Electrical | Egan Electrical | PUR | Egan Electrical | EA | EA |  | TRUE |  | P | PPD | DAYTON |  | 77411S-25
133923 | 2 | 105 | States | Dayton | Holly Davis | TRUE | 2026-06-08T00:00:00 |  |  | 1 | 0 | 1 | 60220 | 9153440 | 55369-6417 | USA | N30 | 148 | EGAN COMPANY | 55480-1150 | Nscale GPU Monarch - Mechanical | Egan Mechanical | PUR | Egan Mechanical | EA | EA |  | TRUE |  | P | PPD | DAYTON |  | 77411S-105
133923 | 1 | 106 | States | Dayton | Holly Davis | TRUE | 2026-06-08T00:00:00 |  |  | 1 | 0 | 1 | 267642 | 40681584 | 55369-6417 | USA | N30 | 148 | EGAN COMPANY | 55480-1150 | Nscale GPU Monarch - Electrical | Egan Electrical | PUR | Egan Electrical | EA | EA |  | TRUE |  | P | PPD | DAYTON |  | 77411S-106
133923 | 2 | 66 | States | Dayton | Holly Davis | TRUE | 2026-06-08T00:00:00 |  |  | 1 | 0 | 1 | 60220 | 9153440 | 55369-6417 | USA | N30 | 148 | EGAN COMPANY | 55480-1150 | Nscale GPU Monarch - Mechanical | Egan Mechanical | PUR | Egan Mechanical | EA | EA |  | TRUE |  | P | PPD | DAYTON |  | 77411S-66
133923 | 2 | 73 | States | Dayton | Holly Davis | TRUE | 2026-06-08T00:00:00 |  |  | 1 | 0 | 1 | 60220 | 9153440 | 55369-6417 | USA | N30 | 148 | EGAN COMPANY | 55480-1150 | Nscale GPU Monarch - Mechanical | Egan Mechanical | PUR | Egan Mechanical | EA | EA |  | TRUE |  | P | PPD | DAYTON |  | 77411S-73
133923 | 1 | 115 | States | Dayton | Holly Davis | TRUE | 2026-06-08T00:00:00 |  |  | 1 | 0 | 1 | 267642 | 40681584 | 55369-6417 | USA | N30 | 148 | EGAN COMPANY | 55480-1150 | Nscale GPU Monarch - Electrical | Egan Electrical | PUR | Egan Electrical | EA | EA |  | TRUE |  | P | PPD | DAYTON |  | 77411S-115
133923 | 1 | 73 | States | Dayton | Holly Davis | TRUE | 2026-06-08T00:00:00 |  |  | 1 | 0 | 1 | 267642 | 40681584 | 55369-6417 | USA | N30 | 148 | EGAN COMPANY | 55480-1150 | Nscale GPU Monarch - Electrical | Egan Electrical | PUR | Egan Electrical | EA | EA |  | TRUE |  | P | PPD | DAYTON |  | 77411S-73
133923 | 1 | 41 | States | Dayton | Holly Davis | TRUE | 2026-06-08T00:00:00 |  |  | 1 | 0 | 1 | 267642 | 40681584 | 55369-6417 | USA | N30 | 148 | EGAN COMPANY | 55480-1150 | Nscale GPU Monarch - Electrical | Egan Electrical | PUR | Egan Electrical | EA | EA |  | TRUE |  | P | PPD | DAYTON |  | 77411S-41
133923 | 1 | 15 | States | Dayton | Holly Davis | TRUE | 2026-06-08T00:00:00 |  |  | 1 | 0 | 1 | 267642 | 40681584 | 55369-6417 | USA | N30 | 148 | EGAN COMPANY | 55480-1150 | Nscale GPU Monarch - Electrical | Egan Electrical | PUR | Egan Electrical | EA | EA |  | TRUE |  | P | PPD | DAYTON |  | 77411S-15
133923 | 2 | 36 | States | Dayton | Holly Davis | TRUE | 2026-06-08T00:00:00 |  |  | 1 | 0 | 1 | 60220 | 9153440 | 55369-6417 | USA | N30 | 148 | EGAN COMPANY | 55480-1150 | Nscale GPU Monarch - Mechanical | Egan Mechanical | PUR | Egan Mechanical | EA | EA |  | TRUE |  | P | PPD | DAYTON |  | 77411S-36
133923 | 1 | 79 | States | Dayton | Holly Davis | TRUE | 2026-06-08T00:00:00 |  |  | 1 | 0 | 1 | 267642 | 40681584 | 55369-6417 | USA | N30 | 148 | EGAN COMPANY | 55480-1150 | Nscale GPU Monarch - Electrical | Egan Electrical | PUR | Egan Electrical | EA | EA |  | TRUE |  | P | PPD | DAYTON |  | 77411S-79
133923 | 2 | 67 | States | Dayton | Holly Davis | TRUE | 2026-06-08T00:00:00 |  |  | 1 | 0 | 1 | 60220 | 9153440 | 55369-6417 | USA | N30 | 148 | EGAN COMPANY | 55480-1150 | Nscale GPU Monarch - Mechanical | Egan Mechanical | PUR | Egan Mechanical | EA | EA |  | TRUE |  | P | PPD | DAYTON |  | 77411S-67
133923 | 1 | 47 | States | Dayton | Holly Davis | TRUE | 2026-06-08T00:00:00 |  |  | 1 | 0 | 1 | 267642 | 40681584 | 55369-6417 | USA | N30 | 148 | EGAN COMPANY | 55480-1150 | Nscale GPU Monarch - Electrical | Egan Electrical | PUR | Egan Electrical | EA | EA |  | TRUE |  | P | PPD | DAYTON |  | 77411S-47
133923 | 1 | 141 | States | Dayton | Holly Davis | TRUE | 2026-06-08T00:00:00 |  |  | 1 | 0 | 1 | 267642 | 40681584 | 55369-6417 | USA | N30 | 148 | EGAN COMPANY | 55480-1150 | Nscale GPU Monarch - Electrical | Egan Electrical | PUR | Egan Electrical | EA | EA |  | TRUE |  | P | PPD | DAYTON |  | 77411S-141
133923 | 1 | 109 | States | Dayton | Holly Davis | TRUE | 2026-06-08T00:00:00 |  |  | 1 | 0 | 1 | 267642 | 40681584 | 55369-6417 | USA | N30 | 148 | EGAN COMPANY | 55480-1150 | Nscale GPU Monarch - Electrical | Egan Electrical | PUR | Egan Electrical | EA | EA |  | TRUE |  | P | PPD | DAYTON |  | 77411S-109
133923 | 1 | 57 | States | Dayton | Holly Davis | TRUE | 2026-06-08T00:00:00 |  |  | 1 | 0 | 1 | 267642 | 40681584 | 55369-6417 | USA | N30 | 148 | EGAN COMPANY | 55480-1150 | Nscale GPU Monarch - Electrical | Egan Electrical | PUR | Egan Electrical | EA | EA |  | TRUE |  | P | PPD | DAYTON |  | 77411S-57
133923 | 1 | 42 | States | Dayton | Holly Davis | TRUE | 2026-06-08T00:00:00 |  |  | 1 | 0 | 1 | 267642 | 40681584 | 55369-6417 | USA | N30 | 148 | EGAN COMPANY | 55480-1150 | Nscale GPU Monarch - Electrical | Egan Electrical | PUR | Egan Electrical | EA | EA |  | TRUE |  | P | PPD | DAYTON |  | 77411S-42
133923 | 1 | 99 | States | Dayton | Holly Davis | TRUE | 2026-06-08T00:00:00 |  |  | 1 | 0 | 1 | 267642 | 40681584 | 55369-6417 | USA | N30 | 148 | EGAN COMPANY | 55480-1150 | Nscale GPU Monarch - Electrical | Egan Electrical | PUR | Egan Electrical | EA | EA |  | TRUE |  | P | PPD | DAYTON |  | 77411S-99
133923 | 1 | 43 | States | Dayton | Holly Davis | TRUE | 2026-06-08T00:00:00 |  |  | 1 | 0 | 1 | 267642 | 40681584 | 55369-6417 | USA | N30 | 148 | EGAN COMPANY | 55480-1150 | Nscale GPU Monarch - Electrical | Egan Electrical | PUR | Egan Electrical | EA | EA |  | TRUE |  | P | PPD | DAYTON |  | 77411S-43
133923 | 1 | 62 | States | Dayton | Holly Davis | TRUE | 2026-06-08T00:00:00 |  |  | 1 | 0 | 1 | 267642 | 40681584 | 55369-6417 | USA | N30 | 148 | EGAN COMPANY | 55480-1150 | Nscale GPU Monarch - Electrical | Egan Electrical | PUR | Egan Electrical | EA | EA |  | TRUE |  | P | PPD | DAYTON |  | 77411S-62
133923 | 2 | 55 | States | Dayton | Holly Davis | TRUE | 2026-06-08T00:00:00 |  |  | 1 | 0 | 1 | 60220 | 9153440 | 55369-6417 | USA | N30 | 148 | EGAN COMPANY | 55480-1150 | Nscale GPU Monarch - Mechanical | Egan Mechanical | PUR | Egan Mechanical | EA | EA |  | TRUE |  | P | PPD | DAYTON |  | 77411S-55
133923 | 1 | 131 | States | Dayton | Holly Davis | TRUE | 2026-06-08T00:00:00 |  |  | 1 | 0 | 1 | 267642 | 40681584 | 55369-6417 | USA | N30 | 148 | EGAN COMPANY | 55480-1150 | Nscale GPU Monarch - Electrical | Egan Electrical | PUR | Egan Electrical | EA | EA |  | TRUE |  | P | PPD | DAYTON |  | 77411S-131
133923 | 1 | 151 | States | Dayton | Holly Davis | TRUE | 2026-06-08T00:00:00 |  |  | 1 | 0 | 1 | 267642 | 40681584 | 55369-6417 | USA | N30 | 148 | EGAN COMPANY | 55480-1150 | Nscale GPU Monarch - Electrical | Egan Electrical | PUR | Egan Electrical | EA | EA |  | TRUE |  | P | PPD | DAYTON |  | 77411S-TBD3
133923 | 2 | 45 | States | Dayton | Holly Davis | TRUE | 2026-06-08T00:00:00 |  |  | 1 | 0 | 1 | 60220 | 9153440 | 55369-6417 | USA | N30 | 148 | EGAN COMPANY | 55480-1150 | Nscale GPU Monarch - Mechanical | Egan Mechanical | PUR | Egan Mechanical | EA | EA |  | TRUE |  | P | PPD | DAYTON |  | 77411S-45
133923 | 1 | 28 | States | Dayton | Holly Davis | TRUE | 2026-06-08T00:00:00 |  |  | 1 | 0 | 1 | 267642 | 40681584 | 55369-6417 | USA | N30 | 148 | EGAN COMPANY | 55480-1150 | Nscale GPU Monarch - Electrical | Egan Electrical | PUR | Egan Electrical | EA | EA |  | TRUE |  | P | PPD | DAYTON |  | 77411S-28
133923 | 2 | 58 | States | Dayton | Holly Davis | TRUE | 2026-06-08T00:00:00 |  |  | 1 | 0 | 1 | 60220 | 9153440 | 55369-6417 | USA | N30 | 148 | EGAN COMPANY | 55480-1150 | Nscale GPU Monarch - Mechanical | Egan Mechanical | PUR | Egan Mechanical | EA | EA |  | TRUE |  | P | PPD | DAYTON |  | 77411S-58
133923 | 1 | 95 | States | Dayton | Holly Davis | TRUE | 2026-06-08T00:00:00 |  |  | 1 | 0 | 1 | 267642 | 40681584 | 55369-6417 | USA | N30 | 148 | EGAN COMPANY | 55480-1150 | Nscale GPU Monarch - Electrical | Egan Electrical | PUR | Egan Electrical | EA | EA |  | TRUE |  | P | PPD | DAYTON |  | 77411S-95
133923 | 1 | 135 | States | Dayton | Holly Davis | TRUE | 2026-06-08T00:00:00 |  |  | 1 | 0 | 1 | 267642 | 40681584 | 55369-6417 | USA | N30 | 148 | EGAN COMPANY | 55480-1150 | Nscale GPU Monarch - Electrical | Egan Electrical | PUR | Egan Electrical | EA | EA |  | TRUE |  | P | PPD | DAYTON |  | 77411S-135
133923 | 2 | 92 | States | Dayton | Holly Davis | TRUE | 2026-06-08T00:00:00 |  |  | 1 | 0 | 1 | 60220 | 9153440 | 55369-6417 | USA | N30 | 148 | EGAN COMPANY | 55480-1150 | Nscale GPU Monarch - Mechanical | Egan Mechanical | PUR | Egan Mechanical | EA | EA |  | TRUE |  | P | PPD | DAYTON |  | 77411S-92
133923 | 2 | 97 | States | Dayton | Holly Davis | TRUE | 2026-06-08T00:00:00 |  |  | 1 | 0 | 1 | 60220 | 9153440 | 55369-6417 | USA | N30 | 148 | EGAN COMPANY | 55480-1150 | Nscale GPU Monarch - Mechanical | Egan Mechanical | PUR | Egan Mechanical | EA | EA |  | TRUE |  | P | PPD | DAYTON |  | 77411S-97
133923 | 2 | 62 | States | Dayton | Holly Davis | TRUE | 2026-06-08T00:00:00 |  |  | 1 | 0 | 1 | 60220 | 9153440 | 55369-6417 | USA | N30 | 148 | EGAN COMPANY | 55480-1150 | Nscale GPU Monarch - Mechanical | Egan Mechanical | PUR | Egan Mechanical | EA | EA |  | TRUE |  | P | PPD | DAYTON |  | 77411S-62
133923 | 2 | 144 | States | Dayton | Holly Davis | TRUE | 2026-06-08T00:00:00 |  |  | 1 | 0 | 1 | 60220 | 9153440 | 55369-6417 | USA | N30 | 148 | EGAN COMPANY | 55480-1150 | Nscale GPU Monarch - Mechanical | Egan Mechanical | PUR | Egan Mechanical | EA | EA |  | TRUE |  | P | PPD | DAYTON |  | 77411S-144
133923 | 2 | 145 | States | Dayton | Holly Davis | TRUE | 2026-06-08T00:00:00 |  |  | 1 | 0 | 1 | 60220 | 9153440 | 55369-6417 | USA | N30 | 148 | EGAN COMPANY | 55480-1150 | Nscale GPU Monarch - Mechanical | Egan Mechanical | PUR | Egan Mechanical | EA | EA |  | TRUE |  | P | PPD | DAYTON |  | 77411S-145
133923 | 1 | 40 | States | Dayton | Holly Davis | TRUE | 2026-06-08T00:00:00 |  |  | 1 | 0 | 1 | 267642 | 40681584 | 55369-6417 | USA | N30 | 148 | EGAN COMPANY | 55480-1150 | Nscale GPU Monarch - Electrical | Egan Electrical | PUR | Egan Electrical | EA | EA |  | TRUE |  | P | PPD | DAYTON |  | 77411S-40
133923 | 1 | 45 | States | Dayton | Holly Davis | TRUE | 2026-06-08T00:00:00 |  |  | 1 | 0 | 1 | 267642 | 40681584 | 55369-6417 | USA | N30 | 148 | EGAN COMPANY | 55480-1150 | Nscale GPU Monarch - Electrical | Egan Electrical | PUR | Egan Electrical | EA | EA |  | TRUE |  | P | PPD | DAYTON |  | 77411S-45
133923 | 2 | 63 | States | Dayton | Holly Davis | TRUE | 2026-06-08T00:00:00 |  |  | 1 | 0 | 1 | 60220 | 9153440 | 55369-6417 | USA | N30 | 148 | EGAN COMPANY | 55480-1150 | Nscale GPU Monarch - Mechanical | Egan Mechanical | PUR | Egan Mechanical | EA | EA |  | TRUE |  | P | PPD | DAYTON |  | 77411S-63
133923 | 1 | 23 | States | Dayton | Holly Davis | TRUE | 2026-06-08T00:00:00 |  |  | 1 | 0 | 1 | 267642 | 40681584 | 55369-6417 | USA | N30 | 148 | EGAN COMPANY | 55480-1150 | Nscale GPU Monarch - Electrical | Egan Electrical | PUR | Egan Electrical | EA | EA |  | TRUE |  | P | PPD | DAYTON |  | 77411S-23
133923 | 1 | 119 | States | Dayton | Holly Davis | TRUE | 2026-06-08T00:00:00 |  |  | 1 | 0 | 1 | 267642 | 40681584 | 55369-6417 | USA | N30 | 148 | EGAN COMPANY | 55480-1150 | Nscale GPU Monarch - Electrical | Egan Electrical | PUR | Egan Electrical | EA | EA |  | TRUE |  | P | PPD | DAYTON |  | 77411S-119
133923 | 1 | 132 | States | Dayton | Holly Davis | TRUE | 2026-06-08T00:00:00 |  |  | 1 | 0 | 1 | 267642 | 40681584 | 55369-6417 | USA | N30 | 148 | EGAN COMPANY | 55480-1150 | Nscale GPU Monarch - Electrical | Egan Electrical | PUR | Egan Electrical | EA | EA |  | TRUE |  | P | PPD | DAYTON |  | 77411S-132
133923 | 1 | 100 | States | Dayton | Holly Davis | TRUE | 2026-06-08T00:00:00 |  |  | 1 | 0 | 1 | 267642 | 40681584 | 55369-6417 | USA | N30 | 148 | EGAN COMPANY | 55480-1150 | Nscale GPU Monarch - Electrical | Egan Electrical | PUR | Egan Electrical | EA | EA |  | TRUE |  | P | PPD | DAYTON |  | 77411S-100
133923 | 2 | 87 | States | Dayton | Holly Davis | TRUE | 2026-06-08T00:00:00 |  |  | 1 | 0 | 1 | 60220 | 9153440 | 55369-6417 | USA | N30 | 148 | EGAN COMPANY | 55480-1150 | Nscale GPU Monarch - Mechanical | Egan Mechanical | PUR | Egan Mechanical | EA | EA |  | TRUE |  | P | PPD | DAYTON |  | 77411S-87
133923 | 2 | 52 | States | Dayton | Holly Davis | TRUE | 2026-06-08T00:00:00 |  |  | 1 | 0 | 1 | 60220 | 9153440 | 55369-6417 | USA | N30 | 148 | EGAN COMPANY | 55480-1150 | Nscale GPU Monarch - Mechanical | Egan Mechanical | PUR | Egan Mechanical | EA | EA |  | TRUE |  | P | PPD | DAYTON |  | 77411S-52
133923 | 2 | 142 | States | Dayton | Holly Davis | TRUE | 2026-06-08T00:00:00 |  |  | 1 | 0 | 1 | 60220 | 9153440 | 55369-6417 | USA | N30 | 148 | EGAN COMPANY | 55480-1150 | Nscale GPU Monarch - Mechanical | Egan Mechanical | PUR | Egan Mechanical | EA | EA |  | TRUE |  | P | PPD | DAYTON |  | 77411S-142
133923 | 2 | 108 | States | Dayton | Holly Davis | TRUE | 2026-06-08T00:00:00 |  |  | 1 | 0 | 1 | 60220 | 9153440 | 55369-6417 | USA | N30 | 148 | EGAN COMPANY | 55480-1150 | Nscale GPU Monarch - Mechanical | Egan Mechanical | PUR | Egan Mechanical | EA | EA |  | TRUE |  | P | PPD | DAYTON |  | 77411S-108
133923 | 1 | 82 | States | Dayton | Holly Davis | TRUE | 2026-06-08T00:00:00 |  |  | 1 | 0 | 1 | 267642 | 40681584 | 55369-6417 | USA | N30 | 148 | EGAN COMPANY | 55480-1150 | Nscale GPU Monarch - Electrical | Egan Electrical | PUR | Egan Electrical | EA | EA |  | TRUE |  | P | PPD | DAYTON |  | 77411S-82
133923 | 2 | 118 | States | Dayton | Holly Davis | TRUE | 2026-06-08T00:00:00 |  |  | 1 | 0 | 1 | 60220 | 9153440 | 55369-6417 | USA | N30 | 148 | EGAN COMPANY | 55480-1150 | Nscale GPU Monarch - Mechanical | Egan Mechanical | PUR | Egan Mechanical | EA | EA |  | TRUE |  | P | PPD | DAYTON |  | 77411S-118
133923 | 2 | 147 | States | Dayton | Holly Davis | TRUE | 2026-06-08T00:00:00 |  |  | 1 | 0 | 1 | 60220 | 9153440 | 55369-6417 | USA | N30 | 148 | EGAN COMPANY | 55480-1150 | Nscale GPU Monarch - Mechanical | Egan Mechanical | PUR | Egan Mechanical | EA | EA |  | TRUE |  | P | PPD | DAYTON |  | 77411S-147
133923 | 1 | 142 | States | Dayton | Holly Davis | TRUE | 2026-06-08T00:00:00 |  |  | 1 | 0 | 1 | 267642 | 40681584 | 55369-6417 | USA | N30 | 148 | EGAN COMPANY | 55480-1150 | Nscale GPU Monarch - Electrical | Egan Electrical | PUR | Egan Electrical | EA | EA |  | TRUE |  | P | PPD | DAYTON |  | 77411S-142
133923 | 1 | 20 | States | Dayton | Holly Davis | TRUE | 2026-06-08T00:00:00 |  |  | 1 | 0 | 1 | 267642 | 40681584 | 55369-6417 | USA | N30 | 148 | EGAN COMPANY | 55480-1150 | Nscale GPU Monarch - Electrical | Egan Electrical | PUR | Egan Electrical | EA | EA |  | TRUE |  | P | PPD | DAYTON |  | 77411S-20
133923 | 2 | 143 | States | Dayton | Holly Davis | TRUE | 2026-06-08T00:00:00 |  |  | 1 | 0 | 1 | 60220 | 9153440 | 55369-6417 | USA | N30 | 148 | EGAN COMPANY | 55480-1150 | Nscale GPU Monarch - Mechanical | Egan Mechanical | PUR | Egan Mechanical | EA | EA |  | TRUE |  | P | PPD | DAYTON |  | 77411S-143
133923 | 2 | 101 | States | Dayton | Holly Davis | TRUE | 2026-06-08T00:00:00 |  |  | 1 | 0 | 1 | 60220 | 9153440 | 55369-6417 | USA | N30 | 148 | EGAN COMPANY | 55480-1150 | Nscale GPU Monarch - Mechanical | Egan Mechanical | PUR | Egan Mechanical | EA | EA |  | TRUE |  | P | PPD | DAYTON |  | 77411S-101
133923 | 2 | 140 | States | Dayton | Holly Davis | TRUE | 2026-06-08T00:00:00 |  |  | 1 | 0 | 1 | 60220 | 9153440 | 55369-6417 | USA | N30 | 148 | EGAN COMPANY | 55480-1150 | Nscale GPU Monarch - Mechanical | Egan Mechanical | PUR | Egan Mechanical | EA | EA |  | TRUE |  | P | PPD | DAYTON |  | 77411S-140
133923 | 2 | 44 | States | Dayton | Holly Davis | TRUE | 2026-06-08T00:00:00 |  |  | 1 | 0 | 1 | 60220 | 9153440 | 55369-6417 | USA | N30 | 148 | EGAN COMPANY | 55480-1150 | Nscale GPU Monarch - Mechanical | Egan Mechanical | PUR | Egan Mechanical | EA | EA |  | TRUE |  | P | PPD | DAYTON |  | 77411S-44
133923 | 1 | 55 | States | Dayton | Holly Davis | TRUE | 2026-06-08T00:00:00 |  |  | 1 | 0 | 1 | 267642 | 40681584 | 55369-6417 | USA | N30 | 148 | EGAN COMPANY | 55480-1150 | Nscale GPU Monarch - Electrical | Egan Electrical | PUR | Egan Electrical | EA | EA |  | TRUE |  | P | PPD | DAYTON |  | 77411S-55
133923 | 1 | 56 | States | Dayton | Holly Davis | TRUE | 2026-06-08T00:00:00 |  |  | 1 | 0 | 1 | 267642 | 40681584 | 55369-6417 | USA | N30 | 148 | EGAN COMPANY | 55480-1150 | Nscale GPU Monarch - Electrical | Egan Electrical | PUR | Egan Electrical | EA | EA |  | TRUE |  | P | PPD | DAYTON |  | 77411S-56
133923 | 1 | 46 | States | Dayton | Holly Davis | TRUE | 2026-06-08T00:00:00 |  |  | 1 | 0 | 1 | 267642 | 40681584 | 55369-6417 | USA | N30 | 148 | EGAN COMPANY | 55480-1150 | Nscale GPU Monarch - Electrical | Egan Electrical | PUR | Egan Electrical | EA | EA |  | TRUE |  | P | PPD | DAYTON |  | 77411S-46
133923 | 1 | 113 | States | Dayton | Holly Davis | TRUE | 2026-06-08T00:00:00 |  |  | 1 | 0 | 1 | 267642 | 40681584 | 55369-6417 | USA | N30 | 148 | EGAN COMPANY | 55480-1150 | Nscale GPU Monarch - Electrical | Egan Electrical | PUR | Egan Electrical | EA | EA |  | TRUE |  | P | PPD | DAYTON |  | 77411S-113
133923 | 1 | 121 | States | Dayton | Holly Davis | TRUE | 2026-06-08T00:00:00 |  |  | 1 | 0 | 1 | 267642 | 40681584 | 55369-6417 | USA | N30 | 148 | EGAN COMPANY | 55480-1150 | Nscale GPU Monarch - Electrical | Egan Electrical | PUR | Egan Electrical | EA | EA |  | TRUE |  | P | PPD | DAYTON |  | 77411S-121
133923 | 1 | 122 | States | Dayton | Holly Davis | TRUE | 2026-06-08T00:00:00 |  |  | 1 | 0 | 1 | 267642 | 40681584 | 55369-6417 | USA | N30 | 148 | EGAN COMPANY | 55480-1150 | Nscale GPU Monarch - Electrical | Egan Electrical | PUR | Egan Electrical | EA | EA |  | TRUE |  | P | PPD | DAYTON |  | 77411S-122
133923 | 2 | 93 | States | Dayton | Holly Davis | TRUE | 2026-06-08T00:00:00 |  |  | 1 | 0 | 1 | 60220 | 9153440 | 55369-6417 | USA | N30 | 148 | EGAN COMPANY | 55480-1150 | Nscale GPU Monarch - Mechanical | Egan Mechanical | PUR | Egan Mechanical | EA | EA |  | TRUE |  | P | PPD | DAYTON |  | 77411S-93
133923 | 2 | 43 | States | Dayton | Holly Davis | TRUE | 2026-06-08T00:00:00 |  |  | 1 | 0 | 1 | 60220 | 9153440 | 55369-6417 | USA | N30 | 148 | EGAN COMPANY | 55480-1150 | Nscale GPU Monarch - Mechanical | Egan Mechanical | PUR | Egan Mechanical | EA | EA |  | TRUE |  | P | PPD | DAYTON |  | 77411S-43
133923 | 2 | 107 | States | Dayton | Holly Davis | TRUE | 2026-06-08T00:00:00 |  |  | 1 | 0 | 1 | 60220 | 9153440 | 55369-6417 | USA | N30 | 148 | EGAN COMPANY | 55480-1150 | Nscale GPU Monarch - Mechanical | Egan Mechanical | PUR | Egan Mechanical | EA | EA |  | TRUE |  | P | PPD | DAYTON |  | 77411S-107
133923 | 2 | 115 | States | Dayton | Holly Davis | TRUE | 2026-06-08T00:00:00 |  |  | 1 | 0 | 1 | 60220 | 9153440 | 55369-6417 | USA | N30 | 148 | EGAN COMPANY | 55480-1150 | Nscale GPU Monarch - Mechanical | Egan Mechanical | PUR | Egan Mechanical | EA | EA |  | TRUE |  | P | PPD | DAYTON |  | 77411S-115
133923 | 1 | 16 | States | Dayton | Holly Davis | TRUE | 2026-06-08T00:00:00 |  |  | 1 | 0 | 1 | 267642 | 40681584 | 55369-6417 | USA | N30 | 148 | EGAN COMPANY | 55480-1150 | Nscale GPU Monarch - Electrical | Egan Electrical | PUR | Egan Electrical | EA | EA |  | TRUE |  | P | PPD | DAYTON |  | 77411S-16
133923 | 1 | 32 | States | Dayton | Holly Davis | TRUE | 2026-06-08T00:00:00 |  |  | 1 | 0 | 1 | 267642 | 40681584 | 55369-6417 | USA | N30 | 148 | EGAN COMPANY | 55480-1150 | Nscale GPU Monarch - Electrical | Egan Electrical | PUR | Egan Electrical | EA | EA |  | TRUE |  | P | PPD | DAYTON |  | 77411S-32
133923 | 1 | 102 | States | Dayton | Holly Davis | TRUE | 2026-06-08T00:00:00 |  |  | 1 | 0 | 1 | 267642 | 40681584 | 55369-6417 | USA | N30 | 148 | EGAN COMPANY | 55480-1150 | Nscale GPU Monarch - Electrical | Egan Electrical | PUR | Egan Electrical | EA | EA |  | TRUE |  | P | PPD | DAYTON |  | 77411S-102
133923 | 2 | 50 | States | Dayton | Holly Davis | TRUE | 2026-06-08T00:00:00 |  |  | 1 | 0 | 1 | 60220 | 9153440 | 55369-6417 | USA | N30 | 148 | EGAN COMPANY | 55480-1150 | Nscale GPU Monarch - Mechanical | Egan Mechanical | PUR | Egan Mechanical | EA | EA |  | TRUE |  | P | PPD | DAYTON |  | 77411S-50
133923 | 1 | 29 | States | Dayton | Holly Davis | TRUE | 2026-06-08T00:00:00 |  |  | 1 | 0 | 1 | 267642 | 40681584 | 55369-6417 | USA | N30 | 148 | EGAN COMPANY | 55480-1150 | Nscale GPU Monarch - Electrical | Egan Electrical | PUR | Egan Electrical | EA | EA |  | TRUE |  | P | PPD | DAYTON |  | 77411S-29
133923 | 2 | 54 | States | Dayton | Holly Davis | TRUE | 2026-06-08T00:00:00 |  |  | 1 | 0 | 1 | 60220 | 9153440 | 55369-6417 | USA | N30 | 148 | EGAN COMPANY | 55480-1150 | Nscale GPU Monarch - Mechanical | Egan Mechanical | PUR | Egan Mechanical | EA | EA |  | TRUE |  | P | PPD | DAYTON |  | 77411S-54
133923 | 2 | 130 | States | Dayton | Holly Davis | TRUE | 2026-06-08T00:00:00 |  |  | 1 | 0 | 1 | 60220 | 9153440 | 55369-6417 | USA | N30 | 148 | EGAN COMPANY | 55480-1150 | Nscale GPU Monarch - Mechanical | Egan Mechanical | PUR | Egan Mechanical | EA | EA |  | TRUE |  | P | PPD | DAYTON |  | 77411S-130
133923 | 2 | 122 | States | Dayton | Holly Davis | TRUE | 2026-06-08T00:00:00 |  |  | 1 | 0 | 1 | 60220 | 9153440 | 55369-6417 | USA | N30 | 148 | EGAN COMPANY | 55480-1150 | Nscale GPU Monarch - Mechanical | Egan Mechanical | PUR | Egan Mechanical | EA | EA |  | TRUE |  | P | PPD | DAYTON |  | 77411S-122
133923 | 2 | 134 | States | Dayton | Holly Davis | TRUE | 2026-06-08T00:00:00 |  |  | 1 | 0 | 1 | 60220 | 9153440 | 55369-6417 | USA | N30 | 148 | EGAN COMPANY | 55480-1150 | Nscale GPU Monarch - Mechanical | Egan Mechanical | PUR | Egan Mechanical | EA | EA |  | TRUE |  | P | PPD | DAYTON |  | 77411S-134
133923 | 2 | 60 | States | Dayton | Holly Davis | TRUE | 2026-06-08T00:00:00 |  |  | 1 | 0 | 1 | 60220 | 9153440 | 55369-6417 | USA | N30 | 148 | EGAN COMPANY | 55480-1150 | Nscale GPU Monarch - Mechanical | Egan Mechanical | PUR | Egan Mechanical | EA | EA |  | TRUE |  | P | PPD | DAYTON |  | 77411S-60
133923 | 1 | 145 | States | Dayton | Holly Davis | TRUE | 2026-06-08T00:00:00 |  |  | 1 | 0 | 1 | 267642 | 40681584 | 55369-6417 | USA | N30 | 148 | EGAN COMPANY | 55480-1150 | Nscale GPU Monarch - Electrical | Egan Electrical | PUR | Egan Electrical | EA | EA |  | TRUE |  | P | PPD | DAYTON |  | 77411S-145
133923 | 2 | 59 | States | Dayton | Holly Davis | TRUE | 2026-06-08T00:00:00 |  |  | 1 | 0 | 1 | 60220 | 9153440 | 55369-6417 | USA | N30 | 148 | EGAN COMPANY | 55480-1150 | Nscale GPU Monarch - Mechanical | Egan Mechanical | PUR | Egan Mechanical | EA | EA |  | TRUE |  | P | PPD | DAYTON |  | 77411S-59
133923 | 1 | 36 | States | Dayton | Holly Davis | TRUE | 2026-06-08T00:00:00 |  |  | 1 | 0 | 1 | 267642 | 40681584 | 55369-6417 | USA | N30 | 148 | EGAN COMPANY | 55480-1150 | Nscale GPU Monarch - Electrical | Egan Electrical | PUR | Egan Electrical | EA | EA |  | TRUE |  | P | PPD | DAYTON |  | 77411S-36
133923 | 2 | 123 | States | Dayton | Holly Davis | TRUE | 2026-06-08T00:00:00 |  |  | 1 | 0 | 1 | 60220 | 9153440 | 55369-6417 | USA | N30 | 148 | EGAN COMPANY | 55480-1150 | Nscale GPU Monarch - Mechanical | Egan Mechanical | PUR | Egan Mechanical | EA | EA |  | TRUE |  | P | PPD | DAYTON |  | 77411S-123
133923 | 1 | 136 | States | Dayton | Holly Davis | TRUE | 2026-06-08T00:00:00 |  |  | 1 | 0 | 1 | 267642 | 40681584 | 55369-6417 | USA | N30 | 148 | EGAN COMPANY | 55480-1150 | Nscale GPU Monarch - Electrical | Egan Electrical | PUR | Egan Electrical | EA | EA |  | TRUE |  | P | PPD | DAYTON |  | 77411S-136
133923 | 2 | 90 | States | Dayton | Holly Davis | TRUE | 2026-06-08T00:00:00 |  |  | 1 | 0 | 1 | 60220 | 9153440 | 55369-6417 | USA | N30 | 148 | EGAN COMPANY | 55480-1150 | Nscale GPU Monarch - Mechanical | Egan Mechanical | PUR | Egan Mechanical | EA | EA |  | TRUE |  | P | PPD | DAYTON |  | 77411S-90
133923 | 1 | 74 | States | Dayton | Holly Davis | TRUE | 2026-06-08T00:00:00 |  |  | 1 | 0 | 1 | 267642 | 40681584 | 55369-6417 | USA | N30 | 148 | EGAN COMPANY | 55480-1150 | Nscale GPU Monarch - Electrical | Egan Electrical | PUR | Egan Electrical | EA | EA |  | TRUE |  | P | PPD | DAYTON |  | 77411S-74
133923 | 2 | 114 | States | Dayton | Holly Davis | TRUE | 2026-06-08T00:00:00 |  |  | 1 | 0 | 1 | 60220 | 9153440 | 55369-6417 | USA | N30 | 148 | EGAN COMPANY | 55480-1150 | Nscale GPU Monarch - Mechanical | Egan Mechanical | PUR | Egan Mechanical | EA | EA |  | TRUE |  | P | PPD | DAYTON |  | 77411S-114
133923 | 2 | 82 | States | Dayton | Holly Davis | TRUE | 2026-06-08T00:00:00 |  |  | 1 | 0 | 1 | 60220 | 9153440 | 55369-6417 | USA | N30 | 148 | EGAN COMPANY | 55480-1150 | Nscale GPU Monarch - Mechanical | Egan Mechanical | PUR | Egan Mechanical | EA | EA |  | TRUE |  | P | PPD | DAYTON |  | 77411S-82
133923 | 2 | 136 | States | Dayton | Holly Davis | TRUE | 2026-06-08T00:00:00 |  |  | 1 | 0 | 1 | 60220 | 9153440 | 55369-6417 | USA | N30 | 148 | EGAN COMPANY | 55480-1150 | Nscale GPU Monarch - Mechanical | Egan Mechanical | PUR | Egan Mechanical | EA | EA |  | TRUE |  | P | PPD | DAYTON |  | 77411S-136
133923 | 1 | 123 | States | Dayton | Holly Davis | TRUE | 2026-06-08T00:00:00 |  |  | 1 | 0 | 1 | 267642 | 40681584 | 55369-6417 | USA | N30 | 148 | EGAN COMPANY | 55480-1150 | Nscale GPU Monarch - Electrical | Egan Electrical | PUR | Egan Electrical | EA | EA |  | TRUE |  | P | PPD | DAYTON |  | 77411S-123
133923 | 2 | 86 | States | Dayton | Holly Davis | TRUE | 2026-06-08T00:00:00 |  |  | 1 | 0 | 1 | 60220 | 9153440 | 55369-6417 | USA | N30 | 148 | EGAN COMPANY | 55480-1150 | Nscale GPU Monarch - Mechanical | Egan Mechanical | PUR | Egan Mechanical | EA | EA |  | TRUE |  | P | PPD | DAYTON |  | 77411S-86
133923 | 1 | 67 | States | Dayton | Holly Davis | TRUE | 2026-06-08T00:00:00 |  |  | 1 | 0 | 1 | 267642 | 40681584 | 55369-6417 | USA | N30 | 148 | EGAN COMPANY | 55480-1150 | Nscale GPU Monarch - Electrical | Egan Electrical | PUR | Egan Electrical | EA | EA |  | TRUE |  | P | PPD | DAYTON |  | 77411S-67
133923 | 1 | 147 | States | Dayton | Holly Davis | TRUE | 2026-06-08T00:00:00 |  |  | 1 | 0 | 1 | 267642 | 40681584 | 55369-6417 | USA | N30 | 148 | EGAN COMPANY | 55480-1150 | Nscale GPU Monarch - Electrical | Egan Electrical | PUR | Egan Electrical | EA | EA |  | TRUE |  | P | PPD | DAYTON |  | 77411S-147
133923 | 1 | 143 | States | Dayton | Holly Davis | TRUE | 2026-06-08T00:00:00 |  |  | 1 | 0 | 1 | 267642 | 40681584 | 55369-6417 | USA | N30 | 148 | EGAN COMPANY | 55480-1150 | Nscale GPU Monarch - Electrical | Egan Electrical | PUR | Egan Electrical | EA | EA |  | TRUE |  | P | PPD | DAYTON |  | 77411S-143
133923 | 2 | 124 | States | Dayton | Holly Davis | TRUE | 2026-06-08T00:00:00 |  |  | 1 | 0 | 1 | 60220 | 9153440 | 55369-6417 | USA | N30 | 148 | EGAN COMPANY | 55480-1150 | Nscale GPU Monarch - Mechanical | Egan Mechanical | PUR | Egan Mechanical | EA | EA |  | TRUE |  | P | PPD | DAYTON |  | 77411S-124
133923 | 1 | 14 | States | Dayton | Holly Davis | TRUE | 2026-06-08T00:00:00 |  |  | 1 | 0.49 | 0.51 | 267642 | 40681584 | 55369-6417 | USA | N30 | 148 | EGAN COMPANY | 55480-1150 | Nscale GPU Monarch - Electrical | Egan Electrical | PUR | Egan Electrical | EA | EA |  | TRUE |  | P | PPD | DAYTON |  | 77411S-14
133923 | 2 | 102 | States | Dayton | Holly Davis | TRUE | 2026-06-08T00:00:00 |  |  | 1 | 0 | 1 | 60220 | 9153440 | 55369-6417 | USA | N30 | 148 | EGAN COMPANY | 55480-1150 | Nscale GPU Monarch - Mechanical | Egan Mechanical | PUR | Egan Mechanical | EA | EA |  | TRUE |  | P | PPD | DAYTON |  | 77411S-102
133923 | 1 | 108 | States | Dayton | Holly Davis | TRUE | 2026-06-08T00:00:00 |  |  | 1 | 0 | 1 | 267642 | 40681584 | 55369-6417 | USA | N30 | 148 | EGAN COMPANY | 55480-1150 | Nscale GPU Monarch - Electrical | Egan Electrical | PUR | Egan Electrical | EA | EA |  | TRUE |  | P | PPD | DAYTON |  | 77411S-108
133923 | 1 | 139 | States | Dayton | Holly Davis | TRUE | 2026-06-08T00:00:00 |  |  | 1 | 0 | 1 | 267642 | 40681584 | 55369-6417 | USA | N30 | 148 | EGAN COMPANY | 55480-1150 | Nscale GPU Monarch - Electrical | Egan Electrical | PUR | Egan Electrical | EA | EA |  | TRUE |  | P | PPD | DAYTON |  | 77411S-139
133923 | 1 | 27 | States | Dayton | Holly Davis | TRUE | 2026-06-08T00:00:00 |  |  | 1 | 0 | 1 | 267642 | 40681584 | 55369-6417 | USA | N30 | 148 | EGAN COMPANY | 55480-1150 | Nscale GPU Monarch - Electrical | Egan Electrical | PUR | Egan Electrical | EA | EA |  | TRUE |  | P | PPD | DAYTON |  | 77411S-27
133923 | 1 | 133 | States | Dayton | Holly Davis | TRUE | 2026-06-08T00:00:00 |  |  | 1 | 0 | 1 | 267642 | 40681584 | 55369-6417 | USA | N30 | 148 | EGAN COMPANY | 55480-1150 | Nscale GPU Monarch - Electrical | Egan Electrical | PUR | Egan Electrical | EA | EA |  | TRUE |  | P | PPD | DAYTON |  | 77411S-133
133923 | 2 | 98 | States | Dayton | Holly Davis | TRUE | 2026-06-08T00:00:00 |  |  | 1 | 0 | 1 | 60220 | 9153440 | 55369-6417 | USA | N30 | 148 | EGAN COMPANY | 55480-1150 | Nscale GPU Monarch - Mechanical | Egan Mechanical | PUR | Egan Mechanical | EA | EA |  | TRUE |  | P | PPD | DAYTON |  | 77411S-98
133923 | 1 | 88 | States | Dayton | Holly Davis | TRUE | 2026-06-08T00:00:00 |  |  | 1 | 0 | 1 | 267642 | 40681584 | 55369-6417 | USA | N30 | 148 | EGAN COMPANY | 55480-1150 | Nscale GPU Monarch - Electrical | Egan Electrical | PUR | Egan Electrical | EA | EA |  | TRUE |  | P | PPD | DAYTON |  | 77411S-88
133923 | 2 | 120 | States | Dayton | Holly Davis | TRUE | 2026-06-08T00:00:00 |  |  | 1 | 0 | 1 | 60220 | 9153440 | 55369-6417 | USA | N30 | 148 | EGAN COMPANY | 55480-1150 | Nscale GPU Monarch - Mechanical | Egan Mechanical | PUR | Egan Mechanical | EA | EA |  | TRUE |  | P | PPD | DAYTON |  | 77411S-120
133923 | 2 | 68 | States | Dayton | Holly Davis | TRUE | 2026-06-08T00:00:00 |  |  | 1 | 0 | 1 | 60220 | 9153440 | 55369-6417 | USA | N30 | 148 | EGAN COMPANY | 55480-1150 | Nscale GPU Monarch - Mechanical | Egan Mechanical | PUR | Egan Mechanical | EA | EA |  | TRUE |  | P | PPD | DAYTON |  | 77411S-68
133923 | 2 | 141 | States | Dayton | Holly Davis | TRUE | 2026-06-08T00:00:00 |  |  | 1 | 0 | 1 | 60220 | 9153440 | 55369-6417 | USA | N30 | 148 | EGAN COMPANY | 55480-1150 | Nscale GPU Monarch - Mechanical | Egan Mechanical | PUR | Egan Mechanical | EA | EA |  | TRUE |  | P | PPD | DAYTON |  | 77411S-141
133923 | 1 | 83 | States | Dayton | Holly Davis | TRUE | 2026-06-08T00:00:00 |  |  | 1 | 0 | 1 | 267642 | 40681584 | 55369-6417 | USA | N30 | 148 | EGAN COMPANY | 55480-1150 | Nscale GPU Monarch - Electrical | Egan Electrical | PUR | Egan Electrical | EA | EA |  | TRUE |  | P | PPD | DAYTON |  | 77411S-83
133923 | 1 | 68 | States | Dayton | Holly Davis | TRUE | 2026-06-08T00:00:00 |  |  | 1 | 0 | 1 | 267642 | 40681584 | 55369-6417 | USA | N30 | 148 | EGAN COMPANY | 55480-1150 | Nscale GPU Monarch - Electrical | Egan Electrical | PUR | Egan Electrical | EA | EA |  | TRUE |  | P | PPD | DAYTON |  | 77411S-68
133923 | 1 | 76 | States | Dayton | Holly Davis | TRUE | 2026-06-08T00:00:00 |  |  | 1 | 0 | 1 | 267642 | 40681584 | 55369-6417 | USA | N30 | 148 | EGAN COMPANY | 55480-1150 | Nscale GPU Monarch - Electrical | Egan Electrical | PUR | Egan Electrical | EA | EA |  | TRUE |  | P | PPD | DAYTON |  | 77411S-76
133923 | 1 | 124 | States | Dayton | Holly Davis | TRUE | 2026-06-08T00:00:00 |  |  | 1 | 0 | 1 | 267642 | 40681584 | 55369-6417 | USA | N30 | 148 | EGAN COMPANY | 55480-1150 | Nscale GPU Monarch - Electrical | Egan Electrical | PUR | Egan Electrical | EA | EA |  | TRUE |  | P | PPD | DAYTON |  | 77411S-124
133923 | 1 | 144 | States | Dayton | Holly Davis | TRUE | 2026-06-08T00:00:00 |  |  | 1 | 0 | 1 | 267642 | 40681584 | 55369-6417 | USA | N30 | 148 | EGAN COMPANY | 55480-1150 | Nscale GPU Monarch - Electrical | Egan Electrical | PUR | Egan Electrical | EA | EA |  | TRUE |  | P | PPD | DAYTON |  | 77411S-144
133923 | 2 | 139 | States | Dayton | Holly Davis | TRUE | 2026-06-08T00:00:00 |  |  | 1 | 0 | 1 | 60220 | 9153440 | 55369-6417 | USA | N30 | 148 | EGAN COMPANY | 55480-1150 | Nscale GPU Monarch - Mechanical | Egan Mechanical | PUR | Egan Mechanical | EA | EA |  | TRUE |  | P | PPD | DAYTON |  | 77411S-139
133923 | 2 | 39 | States | Dayton | Holly Davis | TRUE | 2026-06-08T00:00:00 |  |  | 1 | 0 | 1 | 60220 | 9153440 | 55369-6417 | USA | N30 | 148 | EGAN COMPANY | 55480-1150 | Nscale GPU Monarch - Mechanical | Egan Mechanical | PUR | Egan Mechanical | EA | EA |  | TRUE |  | P | PPD | DAYTON |  | 77411S-39
133923 | 1 | 50 | States | Dayton | Holly Davis | TRUE | 2026-06-08T00:00:00 |  |  | 1 | 0 | 1 | 267642 | 40681584 | 55369-6417 | USA | N30 | 148 | EGAN COMPANY | 55480-1150 | Nscale GPU Monarch - Electrical | Egan Electrical | PUR | Egan Electrical | EA | EA |  | TRUE |  | P | PPD | DAYTON |  | 77411S-50
133923 | 1 | 137 | States | Dayton | Holly Davis | TRUE | 2026-06-08T00:00:00 |  |  | 1 | 0 | 1 | 267642 | 40681584 | 55369-6417 | USA | N30 | 148 | EGAN COMPANY | 55480-1150 | Nscale GPU Monarch - Electrical | Egan Electrical | PUR | Egan Electrical | EA | EA |  | TRUE |  | P | PPD | DAYTON |  | 77411S-137
133923 | 1 | 107 | States | Dayton | Holly Davis | TRUE | 2026-06-08T00:00:00 |  |  | 1 | 0 | 1 | 267642 | 40681584 | 55369-6417 | USA | N30 | 148 | EGAN COMPANY | 55480-1150 | Nscale GPU Monarch - Electrical | Egan Electrical | PUR | Egan Electrical | EA | EA |  | TRUE |  | P | PPD | DAYTON |  | 77411S-107
133923 | 1 | 71 | States | Dayton | Holly Davis | TRUE | 2026-06-08T00:00:00 |  |  | 1 | 0 | 1 | 267642 | 40681584 | 55369-6417 | USA | N30 | 148 | EGAN COMPANY | 55480-1150 | Nscale GPU Monarch - Electrical | Egan Electrical | PUR | Egan Electrical | EA | EA |  | TRUE |  | P | PPD | DAYTON |  | 77411S-71
133923 | 1 | 33 | States | Dayton | Holly Davis | TRUE | 2026-06-08T00:00:00 |  |  | 1 | 0 | 1 | 267642 | 40681584 | 55369-6417 | USA | N30 | 148 | EGAN COMPANY | 55480-1150 | Nscale GPU Monarch - Electrical | Egan Electrical | PUR | Egan Electrical | EA | EA |  | TRUE |  | P | PPD | DAYTON |  | 77411S-33
133923 | 1 | 138 | States | Dayton | Holly Davis | TRUE | 2026-06-08T00:00:00 |  |  | 1 | 0 | 1 | 267642 | 40681584 | 55369-6417 | USA | N30 | 148 | EGAN COMPANY | 55480-1150 | Nscale GPU Monarch - Electrical | Egan Electrical | PUR | Egan Electrical | EA | EA |  | TRUE |  | P | PPD | DAYTON |  | 77411S-138
133923 | 1 | 94 | States | Dayton | Holly Davis | TRUE | 2026-06-08T00:00:00 |  |  | 1 | 0 | 1 | 267642 | 40681584 | 55369-6417 | USA | N30 | 148 | EGAN COMPANY | 55480-1150 | Nscale GPU Monarch - Electrical | Egan Electrical | PUR | Egan Electrical | EA | EA |  | TRUE |  | P | PPD | DAYTON |  | 77411S-94
133923 | 2 | 75 | States | Dayton | Holly Davis | TRUE | 2026-06-08T00:00:00 |  |  | 1 | 0 | 1 | 60220 | 9153440 | 55369-6417 | USA | N30 | 148 | EGAN COMPANY | 55480-1150 | Nscale GPU Monarch - Mechanical | Egan Mechanical | PUR | Egan Mechanical | EA | EA |  | TRUE |  | P | PPD | DAYTON |  | 77411S-75
133923 | 1 | 120 | States | Dayton | Holly Davis | TRUE | 2026-06-08T00:00:00 |  |  | 1 | 0 | 1 | 267642 | 40681584 | 55369-6417 | USA | N30 | 148 | EGAN COMPANY | 55480-1150 | Nscale GPU Monarch - Electrical | Egan Electrical | PUR | Egan Electrical | EA | EA |  | TRUE |  | P | PPD | DAYTON |  | 77411S-120
133923 | 1 | 39 | States | Dayton | Holly Davis | TRUE | 2026-06-08T00:00:00 |  |  | 1 | 0 | 1 | 267642 | 40681584 | 55369-6417 | USA | N30 | 148 | EGAN COMPANY | 55480-1150 | Nscale GPU Monarch - Electrical | Egan Electrical | PUR | Egan Electrical | EA | EA |  | TRUE |  | P | PPD | DAYTON |  | 77411S-39
133923 | 2 | 131 | States | Dayton | Holly Davis | TRUE | 2026-06-08T00:00:00 |  |  | 1 | 0 | 1 | 60220 | 9153440 | 55369-6417 | USA | N30 | 148 | EGAN COMPANY | 55480-1150 | Nscale GPU Monarch - Mechanical | Egan Mechanical | PUR | Egan Mechanical | EA | EA |  | TRUE |  | P | PPD | DAYTON |  | 77411S-131
133923 | 1 | 148 | States | Dayton | Holly Davis | TRUE | 2026-06-08T00:00:00 |  |  | 1 | 0 | 1 | 267642 | 40681584 | 55369-6417 | USA | N30 | 148 | EGAN COMPANY | 55480-1150 | Nscale GPU Monarch - Electrical | Egan Electrical | PUR | Egan Electrical | EA | EA |  | TRUE |  | P | PPD | DAYTON |  | 77411S-148
133923 | 1 | 150 | States | Dayton | Holly Davis | TRUE | 2026-06-08T00:00:00 |  |  | 1 | 0 | 1 | 267642 | 40681584 | 55369-6417 | USA | N30 | 148 | EGAN COMPANY | 55480-1150 | Nscale GPU Monarch - Electrical | Egan Electrical | PUR | Egan Electrical | EA | EA |  | TRUE |  | P | PPD | DAYTON |  | 77411S-TBD2
133923 | 2 | 41 | States | Dayton | Holly Davis | TRUE | 2026-06-08T00:00:00 |  |  | 1 | 0 | 1 | 60220 | 9153440 | 55369-6417 | USA | N30 | 148 | EGAN COMPANY | 55480-1150 | Nscale GPU Monarch - Mechanical | Egan Mechanical | PUR | Egan Mechanical | EA | EA |  | TRUE |  | P | PPD | DAYTON |  | 77411S-41
133923 | 2 | 78 | States | Dayton | Holly Davis | TRUE | 2026-06-08T00:00:00 |  |  | 1 | 0 | 1 | 60220 | 9153440 | 55369-6417 | USA | N30 | 148 | EGAN COMPANY | 55480-1150 | Nscale GPU Monarch - Mechanical | Egan Mechanical | PUR | Egan Mechanical | EA | EA |  | TRUE |  | P | PPD | DAYTON |  | 77411S-78
133923 | 2 | 42 | States | Dayton | Holly Davis | TRUE | 2026-06-08T00:00:00 |  |  | 1 | 0 | 1 | 60220 | 9153440 | 55369-6417 | USA | N30 | 148 | EGAN COMPANY | 55480-1150 | Nscale GPU Monarch - Mechanical | Egan Mechanical | PUR | Egan Mechanical | EA | EA |  | TRUE |  | P | PPD | DAYTON |  | 77411S-42
133923 | 2 | 80 | States | Dayton | Holly Davis | TRUE | 2026-06-08T00:00:00 |  |  | 1 | 0 | 1 | 60220 | 9153440 | 55369-6417 | USA | N30 | 148 | EGAN COMPANY | 55480-1150 | Nscale GPU Monarch - Mechanical | Egan Mechanical | PUR | Egan Mechanical | EA | EA |  | TRUE |  | P | PPD | DAYTON |  | 77411S-80
133923 | 2 | 117 | States | Dayton | Holly Davis | TRUE | 2026-06-08T00:00:00 |  |  | 1 | 0 | 1 | 60220 | 9153440 | 55369-6417 | USA | N30 | 148 | EGAN COMPANY | 55480-1150 | Nscale GPU Monarch - Mechanical | Egan Mechanical | PUR | Egan Mechanical | EA | EA |  | TRUE |  | P | PPD | DAYTON |  | 77411S-117
133923 | 1 | 84 | States | Dayton | Holly Davis | TRUE | 2026-06-08T00:00:00 |  |  | 1 | 0 | 1 | 267642 | 40681584 | 55369-6417 | USA | N30 | 148 | EGAN COMPANY | 55480-1150 | Nscale GPU Monarch - Electrical | Egan Electrical | PUR | Egan Electrical | EA | EA |  | TRUE |  | P | PPD | DAYTON |  | 77411S-84
133923 | 1 | 70 | States | Dayton | Holly Davis | TRUE | 2026-06-08T00:00:00 |  |  | 1 | 0 | 1 | 267642 | 40681584 | 55369-6417 | USA | N30 | 148 | EGAN COMPANY | 55480-1150 | Nscale GPU Monarch - Electrical | Egan Electrical | PUR | Egan Electrical | EA | EA |  | TRUE |  | P | PPD | DAYTON |  | 77411S-70
133923 | 1 | 89 | States | Dayton | Holly Davis | TRUE | 2026-06-08T00:00:00 |  |  | 1 | 0 | 1 | 267642 | 40681584 | 55369-6417 | USA | N30 | 148 | EGAN COMPANY | 55480-1150 | Nscale GPU Monarch - Electrical | Egan Electrical | PUR | Egan Electrical | EA | EA |  | TRUE |  | P | PPD | DAYTON |  | 77411S-89
133923 | 1 | 87 | States | Dayton | Holly Davis | TRUE | 2026-06-08T00:00:00 |  |  | 1 | 0 | 1 | 267642 | 40681584 | 55369-6417 | USA | N30 | 148 | EGAN COMPANY | 55480-1150 | Nscale GPU Monarch - Electrical | Egan Electrical | PUR | Egan Electrical | EA | EA |  | TRUE |  | P | PPD | DAYTON |  | 77411S-87
133923 | 1 | 38 | States | Dayton | Holly Davis | TRUE | 2026-06-08T00:00:00 |  |  | 1 | 0 | 1 | 267642 | 40681584 | 55369-6417 | USA | N30 | 148 | EGAN COMPANY | 55480-1150 | Nscale GPU Monarch - Electrical | Egan Electrical | PUR | Egan Electrical | EA | EA |  | TRUE |  | P | PPD | DAYTON |  | 77411S-38
133923 | 1 | 58 | States | Dayton | Holly Davis | TRUE | 2026-06-08T00:00:00 |  |  | 1 | 0 | 1 | 267642 | 40681584 | 55369-6417 | USA | N30 | 148 | EGAN COMPANY | 55480-1150 | Nscale GPU Monarch - Electrical | Egan Electrical | PUR | Egan Electrical | EA | EA |  | TRUE |  | P | PPD | DAYTON |  | 77411S-58
133923 | 1 | 98 | States | Dayton | Holly Davis | TRUE | 2026-06-08T00:00:00 |  |  | 1 | 0 | 1 | 267642 | 40681584 | 55369-6417 | USA | N30 | 148 | EGAN COMPANY | 55480-1150 | Nscale GPU Monarch - Electrical | Egan Electrical | PUR | Egan Electrical | EA | EA |  | TRUE |  | P | PPD | DAYTON |  | 77411S-98
133923 | 2 | 48 | States | Dayton | Holly Davis | TRUE | 2026-06-08T00:00:00 |  |  | 1 | 0 | 1 | 60220 | 9153440 | 55369-6417 | USA | N30 | 148 | EGAN COMPANY | 55480-1150 | Nscale GPU Monarch - Mechanical | Egan Mechanical | PUR | Egan Mechanical | EA | EA |  | TRUE |  | P | PPD | DAYTON |  | 77411S-48
133923 | 1 | 103 | States | Dayton | Holly Davis | TRUE | 2026-06-08T00:00:00 |  |  | 1 | 0 | 1 | 267642 | 40681584 | 55369-6417 | USA | N30 | 148 | EGAN COMPANY | 55480-1150 | Nscale GPU Monarch - Electrical | Egan Electrical | PUR | Egan Electrical | EA | EA |  | TRUE |  | P | PPD | DAYTON |  | 77411S-103
133923 | 2 | 77 | States | Dayton | Holly Davis | TRUE | 2026-06-08T00:00:00 |  |  | 1 | 0 | 1 | 60220 | 9153440 | 55369-6417 | USA | N30 | 148 | EGAN COMPANY | 55480-1150 | Nscale GPU Monarch - Mechanical | Egan Mechanical | PUR | Egan Mechanical | EA | EA |  | TRUE |  | P | PPD | DAYTON |  | 77411S-77
133923 | 1 | 140 | States | Dayton | Holly Davis | TRUE | 2026-06-08T00:00:00 |  |  | 1 | 0 | 1 | 267642 | 40681584 | 55369-6417 | USA | N30 | 148 | EGAN COMPANY | 55480-1150 | Nscale GPU Monarch - Electrical | Egan Electrical | PUR | Egan Electrical | EA | EA |  | TRUE |  | P | PPD | DAYTON |  | 77411S-140
133923 | 1 | 81 | States | Dayton | Holly Davis | TRUE | 2026-06-08T00:00:00 |  |  | 1 | 0 | 1 | 267642 | 40681584 | 55369-6417 | USA | N30 | 148 | EGAN COMPANY | 55480-1150 | Nscale GPU Monarch - Electrical | Egan Electrical | PUR | Egan Electrical | EA | EA |  | TRUE |  | P | PPD | DAYTON |  | 77411S-81
133923 | 2 | 129 | States | Dayton | Holly Davis | TRUE | 2026-06-08T00:00:00 |  |  | 1 | 0 | 1 | 60220 | 9153440 | 55369-6417 | USA | N30 | 148 | EGAN COMPANY | 55480-1150 | Nscale GPU Monarch - Mechanical | Egan Mechanical | PUR | Egan Mechanical | EA | EA |  | TRUE |  | P | PPD | DAYTON |  | 77411S-129
133923 | 2 | 38 | States | Dayton | Holly Davis | TRUE | 2026-06-08T00:00:00 |  |  | 1 | 0 | 1 | 60220 | 9153440 | 55369-6417 | USA | N30 | 148 | EGAN COMPANY | 55480-1150 | Nscale GPU Monarch - Mechanical | Egan Mechanical | PUR | Egan Mechanical | EA | EA |  | TRUE |  | P | PPD | DAYTON |  | 77411S-38
133923 | 1 | 149 | States | Dayton | Holly Davis | TRUE | 2026-06-08T00:00:00 |  |  | 1 | 0 | 1 | 267642 | 40681584 | 55369-6417 | USA | N30 | 148 | EGAN COMPANY | 55480-1150 | Nscale GPU Monarch - Electrical | Egan Electrical | PUR | Egan Electrical | EA | EA |  | TRUE |  | P | PPD | DAYTON |  | 77411S-TBD1
133923 | 2 | 57 | States | Dayton | Holly Davis | TRUE | 2026-06-08T00:00:00 |  |  | 1 | 0 | 1 | 60220 | 9153440 | 55369-6417 | USA | N30 | 148 | EGAN COMPANY | 55480-1150 | Nscale GPU Monarch - Mechanical | Egan Mechanical | PUR | Egan Mechanical | EA | EA |  | TRUE |  | P | PPD | DAYTON |  | 77411S-57
133923 | 2 | 71 | States | Dayton | Holly Davis | TRUE | 2026-06-08T00:00:00 |  |  | 1 | 0 | 1 | 60220 | 9153440 | 55369-6417 | USA | N30 | 148 | EGAN COMPANY | 55480-1150 | Nscale GPU Monarch - Mechanical | Egan Mechanical | PUR | Egan Mechanical | EA | EA |  | TRUE |  | P | PPD | DAYTON |  | 77411S-71
133923 | 1 | 93 | States | Dayton | Holly Davis | TRUE | 2026-06-08T00:00:00 |  |  | 1 | 0 | 1 | 267642 | 40681584 | 55369-6417 | USA | N30 | 148 | EGAN COMPANY | 55480-1150 | Nscale GPU Monarch - Electrical | Egan Electrical | PUR | Egan Electrical | EA | EA |  | TRUE |  | P | PPD | DAYTON |  | 77411S-93
133923 | 2 | 119 | States | Dayton | Holly Davis | TRUE | 2026-06-08T00:00:00 |  |  | 1 | 0 | 1 | 60220 | 9153440 | 55369-6417 | USA | N30 | 148 | EGAN COMPANY | 55480-1150 | Nscale GPU Monarch - Mechanical | Egan Mechanical | PUR | Egan Mechanical | EA | EA |  | TRUE |  | P | PPD | DAYTON |  | 77411S-119
133923 | 2 | 148 | States | Dayton | Holly Davis | TRUE | 2026-06-08T00:00:00 |  |  | 1 | 0 | 1 | 60220 | 9153440 | 55369-6417 | USA | N30 | 148 | EGAN COMPANY | 55480-1150 | Nscale GPU Monarch - Mechanical | Egan Mechanical | PUR | Egan Mechanical | EA | EA |  | TRUE |  | P | PPD | DAYTON |  | 77411S-148
133923 | 2 | 32 | States | Dayton | Holly Davis | TRUE | 2026-06-08T00:00:00 |  |  | 1 | 0.87 | 0.13 | 60220 | 9153440 | 55369-6417 | USA | N30 | 148 | EGAN COMPANY | 55480-1150 | Nscale GPU Monarch - Mechanical | Egan Mechanical | PUR | Egan Mechanical | EA | EA |  | TRUE |  | P | PPD | DAYTON |  | 77411S-32
133923 | 1 | 116 | States | Dayton | Holly Davis | TRUE | 2026-06-08T00:00:00 |  |  | 1 | 0 | 1 | 267642 | 40681584 | 55369-6417 | USA | N30 | 148 | EGAN COMPANY | 55480-1150 | Nscale GPU Monarch - Electrical | Egan Electrical | PUR | Egan Electrical | EA | EA |  | TRUE |  | P | PPD | DAYTON |  | 77411S-116
133923 | 1 | 110 | States | Dayton | Holly Davis | TRUE | 2026-06-08T00:00:00 |  |  | 1 | 0 | 1 | 267642 | 40681584 | 55369-6417 | USA | N30 | 148 | EGAN COMPANY | 55480-1150 | Nscale GPU Monarch - Electrical | Egan Electrical | PUR | Egan Electrical | EA | EA |  | TRUE |  | P | PPD | DAYTON |  | 77411S-110
133923 | 2 | 40 | States | Dayton | Holly Davis | TRUE | 2026-06-08T00:00:00 |  |  | 1 | 0 | 1 | 60220 | 9153440 | 55369-6417 | USA | N30 | 148 | EGAN COMPANY | 55480-1150 | Nscale GPU Monarch - Mechanical | Egan Mechanical | PUR | Egan Mechanical | EA | EA |  | TRUE |  | P | PPD | DAYTON |  | 77411S-40
133923 | 1 | 24 | States | Dayton | Holly Davis | TRUE | 2026-06-08T00:00:00 |  |  | 1 | 0 | 1 | 267642 | 40681584 | 55369-6417 | USA | N30 | 148 | EGAN COMPANY | 55480-1150 | Nscale GPU Monarch - Electrical | Egan Electrical | PUR | Egan Electrical | EA | EA |  | TRUE |  | P | PPD | DAYTON |  | 77411S-24
133923 | 1 | 80 | States | Dayton | Holly Davis | TRUE | 2026-06-08T00:00:00 |  |  | 1 | 0 | 1 | 267642 | 40681584 | 55369-6417 | USA | N30 | 148 | EGAN COMPANY | 55480-1150 | Nscale GPU Monarch - Electrical | Egan Electrical | PUR | Egan Electrical | EA | EA |  | TRUE |  | P | PPD | DAYTON |  | 77411S-80
133923 | 2 | 113 | States | Dayton | Holly Davis | TRUE | 2026-06-08T00:00:00 |  |  | 1 | 0 | 1 | 60220 | 9153440 | 55369-6417 | USA | N30 | 148 | EGAN COMPANY | 55480-1150 | Nscale GPU Monarch - Mechanical | Egan Mechanical | PUR | Egan Mechanical | EA | EA |  | TRUE |  | P | PPD | DAYTON |  | 77411S-113
133923 | 1 | 66 | States | Dayton | Holly Davis | TRUE | 2026-06-08T00:00:00 |  |  | 1 | 0 | 1 | 267642 | 40681584 | 55369-6417 | USA | N30 | 148 | EGAN COMPANY | 55480-1150 | Nscale GPU Monarch - Electrical | Egan Electrical | PUR | Egan Electrical | EA | EA |  | TRUE |  | P | PPD | DAYTON |  | 77411S-66
133923 | 2 | 109 | States | Dayton | Holly Davis | TRUE | 2026-06-08T00:00:00 |  |  | 1 | 0 | 1 | 60220 | 9153440 | 55369-6417 | USA | N30 | 148 | EGAN COMPANY | 55480-1150 | Nscale GPU Monarch - Mechanical | Egan Mechanical | PUR | Egan Mechanical | EA | EA |  | TRUE |  | P | PPD | DAYTON |  | 77411S-109
133923 | 2 | 127 | States | Dayton | Holly Davis | TRUE | 2026-06-08T00:00:00 |  |  | 1 | 0 | 1 | 60220 | 9153440 | 55369-6417 | USA | N30 | 148 | EGAN COMPANY | 55480-1150 | Nscale GPU Monarch - Mechanical | Egan Mechanical | PUR | Egan Mechanical | EA | EA |  | TRUE |  | P | PPD | DAYTON |  | 77411S-127
133923 | 2 | 89 | States | Dayton | Holly Davis | TRUE | 2026-06-08T00:00:00 |  |  | 1 | 0 | 1 | 60220 | 9153440 | 55369-6417 | USA | N30 | 148 | EGAN COMPANY | 55480-1150 | Nscale GPU Monarch - Mechanical | Egan Mechanical | PUR | Egan Mechanical | EA | EA |  | TRUE |  | P | PPD | DAYTON |  | 77411S-89
133923 | 2 | 56 | States | Dayton | Holly Davis | TRUE | 2026-06-08T00:00:00 |  |  | 1 | 0 | 1 | 60220 | 9153440 | 55369-6417 | USA | N30 | 148 | EGAN COMPANY | 55480-1150 | Nscale GPU Monarch - Mechanical | Egan Mechanical | PUR | Egan Mechanical | EA | EA |  | TRUE |  | P | PPD | DAYTON |  | 77411S-56
133923 | 1 | 22 | States | Dayton | Holly Davis | TRUE | 2026-06-08T00:00:00 |  |  | 1 | 0 | 1 | 267642 | 40681584 | 55369-6417 | USA | N30 | 148 | EGAN COMPANY | 55480-1150 | Nscale GPU Monarch - Electrical | Egan Electrical | PUR | Egan Electrical | EA | EA |  | TRUE |  | P | PPD | DAYTON |  | 77411S-22
133923 | 2 | 103 | States | Dayton | Holly Davis | TRUE | 2026-06-08T00:00:00 |  |  | 1 | 0 | 1 | 60220 | 9153440 | 55369-6417 | USA | N30 | 148 | EGAN COMPANY | 55480-1150 | Nscale GPU Monarch - Mechanical | Egan Mechanical | PUR | Egan Mechanical | EA | EA |  | TRUE |  | P | PPD | DAYTON |  | 77411S-103
133923 | 1 | 21 | States | Dayton | Holly Davis | TRUE | 2026-06-08T00:00:00 |  |  | 1 | 0 | 1 | 267642 | 40681584 | 55369-6417 | USA | N30 | 148 | EGAN COMPANY | 55480-1150 | Nscale GPU Monarch - Electrical | Egan Electrical | PUR | Egan Electrical | EA | EA |  | TRUE |  | P | PPD | DAYTON |  | 77411S-21
133923 | 1 | 104 | States | Dayton | Holly Davis | TRUE | 2026-06-08T00:00:00 |  |  | 1 | 0 | 1 | 267642 | 40681584 | 55369-6417 | USA | N30 | 148 | EGAN COMPANY | 55480-1150 | Nscale GPU Monarch - Electrical | Egan Electrical | PUR | Egan Electrical | EA | EA |  | TRUE |  | P | PPD | DAYTON |  | 77411S-104
133923 | 1 | 77 | States | Dayton | Holly Davis | TRUE | 2026-06-08T00:00:00 |  |  | 1 | 0 | 1 | 267642 | 40681584 | 55369-6417 | USA | N30 | 148 | EGAN COMPANY | 55480-1150 | Nscale GPU Monarch - Electrical | Egan Electrical | PUR | Egan Electrical | EA | EA |  | TRUE |  | P | PPD | DAYTON |  | 77411S-77
133923 | 2 | 84 | States | Dayton | Holly Davis | TRUE | 2026-06-08T00:00:00 |  |  | 1 | 0 | 1 | 60220 | 9153440 | 55369-6417 | USA | N30 | 148 | EGAN COMPANY | 55480-1150 | Nscale GPU Monarch - Mechanical | Egan Mechanical | PUR | Egan Mechanical | EA | EA |  | TRUE |  | P | PPD | DAYTON |  | 77411S-84
133923 | 2 | 132 | States | Dayton | Holly Davis | TRUE | 2026-06-08T00:00:00 |  |  | 1 | 0 | 1 | 60220 | 9153440 | 55369-6417 | USA | N30 | 148 | EGAN COMPANY | 55480-1150 | Nscale GPU Monarch - Mechanical | Egan Mechanical | PUR | Egan Mechanical | EA | EA |  | TRUE |  | P | PPD | DAYTON |  | 77411S-132
133923 | 2 | 64 | States | Dayton | Holly Davis | TRUE | 2026-06-08T00:00:00 |  |  | 1 | 0 | 1 | 60220 | 9153440 | 55369-6417 | USA | N30 | 148 | EGAN COMPANY | 55480-1150 | Nscale GPU Monarch - Mechanical | Egan Mechanical | PUR | Egan Mechanical | EA | EA |  | TRUE |  | P | PPD | DAYTON |  | 77411S-64
133923 | 1 | 75 | States | Dayton | Holly Davis | TRUE | 2026-06-08T00:00:00 |  |  | 1 | 0 | 1 | 267642 | 40681584 | 55369-6417 | USA | N30 | 148 | EGAN COMPANY | 55480-1150 | Nscale GPU Monarch - Electrical | Egan Electrical | PUR | Egan Electrical | EA | EA |  | TRUE |  | P | PPD | DAYTON |  | 77411S-75
133923 | 2 | 99 | States | Dayton | Holly Davis | TRUE | 2026-06-08T00:00:00 |  |  | 1 | 0 | 1 | 60220 | 9153440 | 55369-6417 | USA | N30 | 148 | EGAN COMPANY | 55480-1150 | Nscale GPU Monarch - Mechanical | Egan Mechanical | PUR | Egan Mechanical | EA | EA |  | TRUE |  | P | PPD | DAYTON |  | 77411S-99
133923 | 1 | 105 | States | Dayton | Holly Davis | TRUE | 2026-06-08T00:00:00 |  |  | 1 | 0 | 1 | 267642 | 40681584 | 55369-6417 | USA | N30 | 148 | EGAN COMPANY | 55480-1150 | Nscale GPU Monarch - Electrical | Egan Electrical | PUR | Egan Electrical | EA | EA |  | TRUE |  | P | PPD | DAYTON |  | 77411S-105
133923 | 1 | 127 | States | Dayton | Holly Davis | TRUE | 2026-06-08T00:00:00 |  |  | 1 | 0 | 1 | 267642 | 40681584 | 55369-6417 | USA | N30 | 148 | EGAN COMPANY | 55480-1150 | Nscale GPU Monarch - Electrical | Egan Electrical | PUR | Egan Electrical | EA | EA |  | TRUE |  | P | PPD | DAYTON |  | 77411S-127
133923 | 1 | 26 | States | Dayton | Holly Davis | TRUE | 2026-06-08T00:00:00 |  |  | 1 | 0 | 1 | 267642 | 40681584 | 55369-6417 | USA | N30 | 148 | EGAN COMPANY | 55480-1150 | Nscale GPU Monarch - Electrical | Egan Electrical | PUR | Egan Electrical | EA | EA |  | TRUE |  | P | PPD | DAYTON |  | 77411S-26
133923 | 2 | 110 | States | Dayton | Holly Davis | TRUE | 2026-06-08T00:00:00 |  |  | 1 | 0 | 1 | 60220 | 9153440 | 55369-6417 | USA | N30 | 148 | EGAN COMPANY | 55480-1150 | Nscale GPU Monarch - Mechanical | Egan Mechanical | PUR | Egan Mechanical | EA | EA |  | TRUE |  | P | PPD | DAYTON |  | 77411S-110
133923 | 2 | 125 | States | Dayton | Holly Davis | TRUE | 2026-06-08T00:00:00 |  |  | 1 | 0 | 1 | 60220 | 9153440 | 55369-6417 | USA | N30 | 148 | EGAN COMPANY | 55480-1150 | Nscale GPU Monarch - Mechanical | Egan Mechanical | PUR | Egan Mechanical | EA | EA |  | TRUE |  | P | PPD | DAYTON |  | 77411S-125
133923 | 2 | 79 | States | Dayton | Holly Davis | TRUE | 2026-06-08T00:00:00 |  |  | 1 | 0 | 1 | 60220 | 9153440 | 55369-6417 | USA | N30 | 148 | EGAN COMPANY | 55480-1150 | Nscale GPU Monarch - Mechanical | Egan Mechanical | PUR | Egan Mechanical | EA | EA |  | TRUE |  | P | PPD | DAYTON |  | 77411S-79
133923 | 1 | 53 | States | Dayton | Holly Davis | TRUE | 2026-06-08T00:00:00 |  |  | 1 | 0 | 1 | 267642 | 40681584 | 55369-6417 | USA | N30 | 148 | EGAN COMPANY | 55480-1150 | Nscale GPU Monarch - Electrical | Egan Electrical | PUR | Egan Electrical | EA | EA |  | TRUE |  | P | PPD | DAYTON |  | 77411S-53
133923 | 1 | 78 | States | Dayton | Holly Davis | TRUE | 2026-06-08T00:00:00 |  |  | 1 | 0 | 1 | 267642 | 40681584 | 55369-6417 | USA | N30 | 148 | EGAN COMPANY | 55480-1150 | Nscale GPU Monarch - Electrical | Egan Electrical | PUR | Egan Electrical | EA | EA |  | TRUE |  | P | PPD | DAYTON |  | 77411S-78
133923 | 2 | 46 | States | Dayton | Holly Davis | TRUE | 2026-06-08T00:00:00 |  |  | 1 | 0 | 1 | 60220 | 9153440 | 55369-6417 | USA | N30 | 148 | EGAN COMPANY | 55480-1150 | Nscale GPU Monarch - Mechanical | Egan Mechanical | PUR | Egan Mechanical | EA | EA |  | TRUE |  | P | PPD | DAYTON |  | 77411S-46
133923 | 2 | 133 | States | Dayton | Holly Davis | TRUE | 2026-06-08T00:00:00 |  |  | 1 | 0 | 1 | 60220 | 9153440 | 55369-6417 | USA | N30 | 148 | EGAN COMPANY | 55480-1150 | Nscale GPU Monarch - Mechanical | Egan Mechanical | PUR | Egan Mechanical | EA | EA |  | TRUE |  | P | PPD | DAYTON |  | 77411S-133
133923 | 2 | 149 | States | Dayton | Holly Davis | TRUE | 2026-06-08T00:00:00 |  |  | 1 | 0 | 1 | 60220 | 9153440 | 55369-6417 | USA | N30 | 148 | EGAN COMPANY | 55480-1150 | Nscale GPU Monarch - Mechanical | Egan Mechanical | PUR | Egan Mechanical | EA | EA |  | TRUE |  | P | PPD | DAYTON |  | 77411S-TBD1
133923 | 1 | 44 | States | Dayton | Holly Davis | TRUE | 2026-06-08T00:00:00 |  |  | 1 | 0 | 1 | 267642 | 40681584 | 55369-6417 | USA | N30 | 148 | EGAN COMPANY | 55480-1150 | Nscale GPU Monarch - Electrical | Egan Electrical | PUR | Egan Electrical | EA | EA |  | TRUE |  | P | PPD | DAYTON |  | 77411S-44
133923 | 1 | 64 | States | Dayton | Holly Davis | TRUE | 2026-06-08T00:00:00 |  |  | 1 | 0 | 1 | 267642 | 40681584 | 55369-6417 | USA | N30 | 148 | EGAN COMPANY | 55480-1150 | Nscale GPU Monarch - Electrical | Egan Electrical | PUR | Egan Electrical | EA | EA |  | TRUE |  | P | PPD | DAYTON |  | 77411S-64
133923 | 2 | 35 | States | Dayton | Holly Davis | TRUE | 2026-06-08T00:00:00 |  |  | 1 | 0 | 1 | 60220 | 9153440 | 55369-6417 | USA | N30 | 148 | EGAN COMPANY | 55480-1150 | Nscale GPU Monarch - Mechanical | Egan Mechanical | PUR | Egan Mechanical | EA | EA |  | TRUE |  | P | PPD | DAYTON |  | 77411S-35
133923 | 2 | 146 | States | Dayton | Holly Davis | TRUE | 2026-06-08T00:00:00 |  |  | 1 | 0 | 1 | 60220 | 9153440 | 55369-6417 | USA | N30 | 148 | EGAN COMPANY | 55480-1150 | Nscale GPU Monarch - Mechanical | Egan Mechanical | PUR | Egan Mechanical | EA | EA |  | TRUE |  | P | PPD | DAYTON |  | 77411S-146
133923 | 1 | 125 | States | Dayton | Holly Davis | TRUE | 2026-06-08T00:00:00 |  |  | 1 | 0 | 1 | 267642 | 40681584 | 55369-6417 | USA | N30 | 148 | EGAN COMPANY | 55480-1150 | Nscale GPU Monarch - Electrical | Egan Electrical | PUR | Egan Electrical | EA | EA |  | TRUE |  | P | PPD | DAYTON |  | 77411S-125
133923 | 2 | 150 | States | Dayton | Holly Davis | TRUE | 2026-06-08T00:00:00 |  |  | 1 | 0 | 1 | 60220 | 9153440 | 55369-6417 | USA | N30 | 148 | EGAN COMPANY | 55480-1150 | Nscale GPU Monarch - Mechanical | Egan Mechanical | PUR | Egan Mechanical | EA | EA |  | TRUE |  | P | PPD | DAYTON |  | 77411S-TBD2
135098 | 5 | 34 | States | Dayton | Holly Davis | TRUE | 2026-07-29T00:00:00 |  |  | 1 | 0 | 1 | 126570 | 6075360 | 55369-6417 | USA | N30 | 148 | EGAN COMPANY | 55480-1150 | Switch Mechanical | Egan Mechanical for Project Switch | PUR | Egan Mechanical for Project Switch | EA | EA |  | FALSE |  | P | PPD | DAYTON |  | 77445S-33
135098 | 4 | 9 | States | Dayton | Holly Davis | TRUE | 2026-07-29T00:00:00 |  |  | 1 | 0 | 1 | 25966 | 1246368 | 55369-6417 | USA | N30 | 148 | EGAN COMPANY | 55480-1150 | Switch Fire Alarm_Smoke Monitoring | Egan Fire Alarm/Smoke Monitoring for Project Switch | PUR | Egan Fire Alarm/Smoke Monitoring for Project Switch | EA | EA |  | FALSE |  | P | PPD | DAYTON |  | 77445S-8
135098 | 2 | 35 | States | Dayton | Holly Davis | TRUE | 2026-07-29T00:00:00 |  |  | 1 | 0 | 1 | 47360 | 2273280 | 55369-6417 | USA | N30 | 148 | EGAN COMPANY | 55480-1150 | Switch Controls | Egan Controls for Project Switch | PUR | Egan Controls for Project Switch | EA | EA |  | FALSE |  | P | PPD | DAYTON |  | 77445S-34
135098 | 5 | 13 | States | Dayton | Holly Davis | TRUE | 2026-07-29T00:00:00 |  |  | 1 | 0 | 1 | 126570 | 6075360 | 55369-6417 | USA | N30 | 148 | EGAN COMPANY | 55480-1150 | Switch Mechanical | Egan Mechanical for Project Switch | PUR | Egan Mechanical for Project Switch | EA | EA |  | FALSE |  | P | PPD | DAYTON |  | 77445S-12
135098 | 2 | 5 | States | Dayton | Holly Davis | TRUE | 2026-07-29T00:00:00 |  |  | 1 | 0 | 1 | 47360 | 2273280 | 55369-6417 | USA | N30 | 148 | EGAN COMPANY | 55480-1150 | Switch Controls | Egan Controls for Project Switch | PUR | Egan Controls for Project Switch | EA | EA |  | FALSE |  | P | PPD | DAYTON |  | 77445S-4
135098 | 5 | 32 | States | Dayton | Holly Davis | TRUE | 2026-07-29T00:00:00 |  |  | 1 | 0 | 1 | 126570 | 6075360 | 55369-6417 | USA | N30 | 148 | EGAN COMPANY | 55480-1150 | Switch Mechanical | Egan Mechanical for Project Switch | PUR | Egan Mechanical for Project Switch | EA | EA |  | FALSE |  | P | PPD | DAYTON |  | 77445S-31
135098 | 5 | 26 | States | Dayton | Holly Davis | TRUE | 2026-07-29T00:00:00 |  |  | 1 | 0 | 1 | 126570 | 6075360 | 55369-6417 | USA | N30 | 148 | EGAN COMPANY | 55480-1150 | Switch Mechanical | Egan Mechanical for Project Switch | PUR | Egan Mechanical for Project Switch | EA | EA |  | FALSE |  | P | PPD | DAYTON |  | 77445S-25
135098 | 4 | 16 | States | Dayton | Holly Davis | TRUE | 2026-07-29T00:00:00 |  |  | 1 | 0 | 1 | 25966 | 1246368 | 55369-6417 | USA | N30 | 148 | EGAN COMPANY | 55480-1150 | Switch Fire Alarm_Smoke Monitoring | Egan Fire Alarm/Smoke Monitoring for Project Switch | PUR | Egan Fire Alarm/Smoke Monitoring for Project Switch | EA | EA |  | FALSE |  | P | PPD | DAYTON |  | 77445S-15
135098 | 2 | 13 | States | Dayton | Holly Davis | TRUE | 2026-07-29T00:00:00 |  |  | 1 | 0 | 1 | 47360 | 2273280 | 55369-6417 | USA | N30 | 148 | EGAN COMPANY | 55480-1150 | Switch Controls | Egan Controls for Project Switch | PUR | Egan Controls for Project Switch | EA | EA |  | FALSE |  | P | PPD | DAYTON |  | 77445S-12
135098 | 5 | 3 | States | Dayton | Holly Davis | TRUE | 2026-07-29T00:00:00 |  |  | 1 | 0 | 1 | 126570 | 6075360 | 55369-6417 | USA | N30 | 148 | EGAN COMPANY | 55480-1150 | Switch Mechanical | Egan Mechanical for Project Switch | PUR | Egan Mechanical for Project Switch | EA | EA |  | FALSE |  | P | PPD | DAYTON |  | 77445S-2
135098 | 1 | 31 | States | Dayton | Holly Davis | TRUE | 2026-07-29T00:00:00 |  |  | 1 | 0 | 1 | 19311 | 926928 | 55369-6417 | USA | N30 | 148 | EGAN COMPANY | 55480-1150 | Switch CCTV_Card Access | Egan CCTV/Card Access for Project Switch | PUR | Egan CCTV/Card Access for Project Switch | EA | EA |  | FALSE |  | P | PPD | DAYTON |  | 77445S-30
135098 | 4 | 7 | States | Dayton | Holly Davis | TRUE | 2026-07-29T00:00:00 |  |  | 1 | 0 | 1 | 25966 | 1246368 | 55369-6417 | USA | N30 | 148 | EGAN COMPANY | 55480-1150 | Switch Fire Alarm_Smoke Monitoring | Egan Fire Alarm/Smoke Monitoring for Project Switch | PUR | Egan Fire Alarm/Smoke Monitoring for Project Switch | EA | EA |  | FALSE |  | P | PPD | DAYTON |  | 77445S-6
135098 | 3 | 1 | States | Dayton | Holly Davis | TRUE | 2026-07-29T00:00:00 |  |  | 1 | 0.19 | 0.81 | 373086 | 17908128 | 55369-6417 | USA | N30 | 148 | EGAN COMPANY | 55480-1150 | Switch Electrical | Egan Electrical for Project Switch | PUR | Egan Electrical for Project Switch | EA | EA |  | FALSE |  | P | PPD | DAYTON |  | 77446S-1
135098 | 5 | 7 | States | Dayton | Holly Davis | TRUE | 2026-07-29T00:00:00 |  |  | 1 | 0 | 1 | 126570 | 6075360 | 55369-6417 | USA | N30 | 148 | EGAN COMPANY | 55480-1150 | Switch Mechanical | Egan Mechanical for Project Switch | PUR | Egan Mechanical for Project Switch | EA | EA |  | FALSE |  | P | PPD | DAYTON |  | 77445S-6
135098 | 5 | 36 | States | Dayton | Holly Davis | TRUE | 2026-07-29T00:00:00 |  |  | 1 | 0 | 1 | 126570 | 6075360 | 55369-6417 | USA | N30 | 148 | EGAN COMPANY | 55480-1150 | Switch Mechanical | Egan Mechanical for Project Switch | PUR | Egan Mechanical for Project Switch | EA | EA |  | FALSE |  | P | PPD | DAYTON |  | 77445S-35
135098 | 1 | 33 | States | Dayton | Holly Davis | TRUE | 2026-07-29T00:00:00 |  |  | 1 | 0 | 1 | 19311 | 926928 | 55369-6417 | USA | N30 | 148 | EGAN COMPANY | 55480-1150 | Switch CCTV_Card Access | Egan CCTV/Card Access for Project Switch | PUR | Egan CCTV/Card Access for Project Switch | EA | EA |  | FALSE |  | P | PPD | DAYTON |  | 77445S-32
135098 | 4 | 23 | States | Dayton | Holly Davis | TRUE | 2026-07-29T00:00:00 |  |  | 1 | 0 | 1 | 25966 | 1246368 | 55369-6417 | USA | N30 | 148 | EGAN COMPANY | 55480-1150 | Switch Fire Alarm_Smoke Monitoring | Egan Fire Alarm/Smoke Monitoring for Project Switch | PUR | Egan Fire Alarm/Smoke Monitoring for Project Switch | EA | EA |  | FALSE |  | P | PPD | DAYTON |  | 77445S-22
135098 | 2 | 11 | States | Dayton | Holly Davis | TRUE | 2026-07-29T00:00:00 |  |  | 1 | 0 | 1 | 47360 | 2273280 | 55369-6417 | USA | N30 | 148 | EGAN COMPANY | 55480-1150 | Switch Controls | Egan Controls for Project Switch | PUR | Egan Controls for Project Switch | EA | EA |  | FALSE |  | P | PPD | DAYTON |  | 77445S-10
135098 | 2 | 6 | States | Dayton | Holly Davis | TRUE | 2026-07-29T00:00:00 |  |  | 1 | 0 | 1 | 47360 | 2273280 | 55369-6417 | USA | N30 | 148 | EGAN COMPANY | 55480-1150 | Switch Controls | Egan Controls for Project Switch | PUR | Egan Controls for Project Switch | EA | EA |  | FALSE |  | P | PPD | DAYTON |  | 77445S-5
135098 | 6 | 18 | States | Dayton | Holly Davis | TRUE | 2026-07-29T00:00:00 |  |  | 1 | 0 | 1 | 213600 | 10252800 | 55369-6417 | USA | N30 | 148 | EGAN COMPANY | 55480-1150 | Switch HVAC Equipment Supplied | Egan Supplied HVAC Equipment for Project Switch | PUR | Egan Supplied HVAC Equipment for Project Switch | EA | EA |  | FALSE |  | P | PPD | DAYTON |  | 77445S-17
135098 | 5 | 12 | States | Dayton | Holly Davis | TRUE | 2026-07-29T00:00:00 |  |  | 1 | 0 | 1 | 126570 | 6075360 | 55369-6417 | USA | N30 | 148 | EGAN COMPANY | 55480-1150 | Switch Mechanical | Egan Mechanical for Project Switch | PUR | Egan Mechanical for Project Switch | EA | EA |  | FALSE |  | P | PPD | DAYTON |  | 77445S-11
135098 | 3 | 34 | States | Dayton | Holly Davis | TRUE | 2026-07-29T00:00:00 |  |  | 1 | 0 | 1 | 373086 | 17908128 | 55369-6417 | USA | N30 | 148 | EGAN COMPANY | 55480-1150 | Switch Electrical | Egan Electrical for Project Switch | PUR | Egan Electrical for Project Switch | EA | EA |  | FALSE |  | P | PPD | DAYTON |  | 77445S-33
135098 | 6 | 22 | States | Dayton | Holly Davis | TRUE | 2026-07-29T00:00:00 |  |  | 1 | 0 | 1 | 213600 | 10252800 | 55369-6417 | USA | N30 | 148 | EGAN COMPANY | 55480-1150 | Switch HVAC Equipment Supplied | Egan Supplied HVAC Equipment for Project Switch | PUR | Egan Supplied HVAC Equipment for Project Switch | EA | EA |  | FALSE |  | P | PPD | DAYTON |  | 77445S-21
135098 | 4 | 39 | States | Dayton | Holly Davis | TRUE | 2026-07-29T00:00:00 |  |  | 1 | 0 | 1 | 25966 | 1246368 | 55369-6417 | USA | N30 | 148 | EGAN COMPANY | 55480-1150 | Switch Fire Alarm_Smoke Monitoring | Egan Fire Alarm/Smoke Monitoring for Project Switch | PUR | Egan Fire Alarm/Smoke Monitoring for Project Switch | EA | EA |  | FALSE |  | P | PPD | DAYTON |  | 77445S-38
135098 | 4 | 38 | States | Dayton | Holly Davis | TRUE | 2026-07-29T00:00:00 |  |  | 1 | 0 | 1 | 25966 | 1246368 | 55369-6417 | USA | N30 | 148 | EGAN COMPANY | 55480-1150 | Switch Fire Alarm_Smoke Monitoring | Egan Fire Alarm/Smoke Monitoring for Project Switch | PUR | Egan Fire Alarm/Smoke Monitoring for Project Switch | EA | EA |  | FALSE |  | P | PPD | DAYTON |  | 77445S-37
135098 | 5 | 27 | States | Dayton | Holly Davis | TRUE | 2026-07-29T00:00:00 |  |  | 1 | 0 | 1 | 126570 | 6075360 | 55369-6417 | USA | N30 | 148 | EGAN COMPANY | 55480-1150 | Switch Mechanical | Egan Mechanical for Project Switch | PUR | Egan Mechanical for Project Switch | EA | EA |  | FALSE |  | P | PPD | DAYTON |  | 77445S-26
135098 | 3 | 36 | States | Dayton | Holly Davis | TRUE | 2026-07-29T00:00:00 |  |  | 1 | 0 | 1 | 373086 | 17908128 | 55369-6417 | USA | N30 | 148 | EGAN COMPANY | 55480-1150 | Switch Electrical | Egan Electrical for Project Switch | PUR | Egan Electrical for Project Switch | EA | EA |  | FALSE |  | P | PPD | DAYTON |  | 77445S-35
135098 | 2 | 21 | States | Dayton | Holly Davis | TRUE | 2026-07-29T00:00:00 |  |  | 1 | 0 | 1 | 47360 | 2273280 | 55369-6417 | USA | N30 | 148 | EGAN COMPANY | 55480-1150 | Switch Controls | Egan Controls for Project Switch | PUR | Egan Controls for Project Switch | EA | EA |  | FALSE |  | P | PPD | DAYTON |  | 77445S-20
135098 | 4 | 30 | States | Dayton | Holly Davis | TRUE | 2026-07-29T00:00:00 |  |  | 1 | 0 | 1 | 25966 | 1246368 | 55369-6417 | USA | N30 | 148 | EGAN COMPANY | 55480-1150 | Switch Fire Alarm_Smoke Monitoring | Egan Fire Alarm/Smoke Monitoring for Project Switch | PUR | Egan Fire Alarm/Smoke Monitoring for Project Switch | EA | EA |  | FALSE |  | P | PPD | DAYTON |  | 77445S-29
135098 | 1 | 6 | States | Dayton | Holly Davis | TRUE | 2026-07-29T00:00:00 |  |  | 1 | 0 | 1 | 19311 | 926928 | 55369-6417 | USA | N30 | 148 | EGAN COMPANY | 55480-1150 | Switch CCTV_Card Access | Egan CCTV/Card Access for Project Switch | PUR | Egan CCTV/Card Access for Project Switch | EA | EA |  | FALSE |  | P | PPD | DAYTON |  | 77445S-5
135098 | 5 | 24 | States | Dayton | Holly Davis | TRUE | 2026-07-29T00:00:00 |  |  | 1 | 0 | 1 | 126570 | 6075360 | 55369-6417 | USA | N30 | 148 | EGAN COMPANY | 55480-1150 | Switch Mechanical | Egan Mechanical for Project Switch | PUR | Egan Mechanical for Project Switch | EA | EA |  | FALSE |  | P | PPD | DAYTON |  | 77445S-23
135098 | 6 | 37 | States | Dayton | Holly Davis | TRUE | 2026-07-29T00:00:00 |  |  | 1 | 0 | 1 | 213600 | 10252800 | 55369-6417 | USA | N30 | 148 | EGAN COMPANY | 55480-1150 | Switch HVAC Equipment Supplied | Egan Supplied HVAC Equipment for Project Switch | PUR | Egan Supplied HVAC Equipment for Project Switch | EA | EA |  | FALSE |  | P | PPD | DAYTON |  | 77445S-36
135098 | 6 | 29 | States | Dayton | Holly Davis | TRUE | 2026-07-29T00:00:00 |  |  | 1 | 0 | 1 | 213600 | 10252800 | 55369-6417 | USA | N30 | 148 | EGAN COMPANY | 55480-1150 | Switch HVAC Equipment Supplied | Egan Supplied HVAC Equipment for Project Switch | PUR | Egan Supplied HVAC Equipment for Project Switch | EA | EA |  | FALSE |  | P | PPD | DAYTON |  | 77445S-28
135098 | 6 | 25 | States | Dayton | Holly Davis | TRUE | 2026-07-29T00:00:00 |  |  | 1 | 0 | 1 | 213600 | 10252800 | 55369-6417 | USA | N30 | 148 | EGAN COMPANY | 55480-1150 | Switch HVAC Equipment Supplied | Egan Supplied HVAC Equipment for Project Switch | PUR | Egan Supplied HVAC Equipment for Project Switch | EA | EA |  | FALSE |  | P | PPD | DAYTON |  | 77445S-24
135098 | 5 | 20 | States | Dayton | Holly Davis | TRUE | 2026-07-29T00:00:00 |  |  | 1 | 0 | 1 | 126570 | 6075360 | 55369-6417 | USA | N30 | 148 | EGAN COMPANY | 55480-1150 | Switch Mechanical | Egan Mechanical for Project Switch | PUR | Egan Mechanical for Project Switch | EA | EA |  | FALSE |  | P | PPD | DAYTON |  | 77445S-19
135098 | 1 | 32 | States | Dayton | Holly Davis | TRUE | 2026-07-29T00:00:00 |  |  | 1 | 0 | 1 | 19311 | 926928 | 55369-6417 | USA | N30 | 148 | EGAN COMPANY | 55480-1150 | Switch CCTV_Card Access | Egan CCTV/Card Access for Project Switch | PUR | Egan CCTV/Card Access for Project Switch | EA | EA |  | FALSE |  | P | PPD | DAYTON |  | 77445S-31
135098 | 4 | 10 | States | Dayton | Holly Davis | TRUE | 2026-07-29T00:00:00 |  |  | 1 | 0 | 1 | 25966 | 1246368 | 55369-6417 | USA | N30 | 148 | EGAN COMPANY | 55480-1150 | Switch Fire Alarm_Smoke Monitoring | Egan Fire Alarm/Smoke Monitoring for Project Switch | PUR | Egan Fire Alarm/Smoke Monitoring for Project Switch | EA | EA |  | FALSE |  | P | PPD | DAYTON |  | 77445S-9
135098 | 2 | 36 | States | Dayton | Holly Davis | TRUE | 2026-07-29T00:00:00 |  |  | 1 | 0 | 1 | 47360 | 2273280 | 55369-6417 | USA | N30 | 148 | EGAN COMPANY | 55480-1150 | Switch Controls | Egan Controls for Project Switch | PUR | Egan Controls for Project Switch | EA | EA |  | FALSE |  | P | PPD | DAYTON |  | 77445S-35
135098 | 3 | 2 | States | Dayton | Holly Davis | TRUE | 2026-07-29T00:00:00 |  |  | 1 | 0 | 1 | 373086 | 17908128 | 55369-6417 | USA | N30 | 148 | EGAN COMPANY | 55480-1150 | Switch Electrical | Egan Electrical for Project Switch | PUR | Egan Electrical for Project Switch | EA | EA |  | FALSE |  | P | PPD | DAYTON |  | 77445S-1
135098 | 6 | 27 | States | Dayton | Holly Davis | TRUE | 2026-07-29T00:00:00 |  |  | 1 | 0 | 1 | 213600 | 10252800 | 55369-6417 | USA | N30 | 148 | EGAN COMPANY | 55480-1150 | Switch HVAC Equipment Supplied | Egan Supplied HVAC Equipment for Project Switch | PUR | Egan Supplied HVAC Equipment for Project Switch | EA | EA |  | FALSE |  | P | PPD | DAYTON |  | 77445S-26
135098 | 1 | 13 | States | Dayton | Holly Davis | TRUE | 2026-07-29T00:00:00 |  |  | 1 | 0 | 1 | 19311 | 926928 | 55369-6417 | USA | N30 | 148 | EGAN COMPANY | 55480-1150 | Switch CCTV_Card Access | Egan CCTV/Card Access for Project Switch | PUR | Egan CCTV/Card Access for Project Switch | EA | EA |  | FALSE |  | P | PPD | DAYTON |  | 77445S-12
135098 | 2 | 46 | States | Dayton | Holly Davis | TRUE | 2026-07-29T00:00:00 |  |  | 1 | 0 | 1 | 47360 | 2273280 | 55369-6417 | USA | N30 | 148 | EGAN COMPANY | 55480-1150 | Switch Controls | Egan Controls for Project Switch | PUR | Egan Controls for Project Switch | EA | EA |  | FALSE |  | P | PPD | DAYTON |  | 77445S-45
135098 | 6 | 43 | States | Dayton | Holly Davis | TRUE | 2026-07-29T00:00:00 |  |  | 1 | 0 | 1 | 213600 | 10252800 | 55369-6417 | USA | N30 | 148 | EGAN COMPANY | 55480-1150 | Switch HVAC Equipment Supplied | Egan Supplied HVAC Equipment for Project Switch | PUR | Egan Supplied HVAC Equipment for Project Switch | EA | EA |  | FALSE |  | P | PPD | DAYTON |  | 77445S-42
135098 | 3 | 47 | States | Dayton | Holly Davis | TRUE | 2026-07-29T00:00:00 |  |  | 1 | 0 | 1 | 373086 | 17908128 | 55369-6417 | USA | N30 | 148 | EGAN COMPANY | 55480-1150 | Switch Electrical | Egan Electrical for Project Switch | PUR | Egan Electrical for Project Switch | EA | EA |  | FALSE |  | P | PPD | DAYTON |  | 77445S-46
135098 | 4 | 44 | States | Dayton | Holly Davis | TRUE | 2026-07-29T00:00:00 |  |  | 1 | 0 | 1 | 25966 | 1246368 | 55369-6417 | USA | N30 | 148 | EGAN COMPANY | 55480-1150 | Switch Fire Alarm_Smoke Monitoring | Egan Fire Alarm/Smoke Monitoring for Project Switch | PUR | Egan Fire Alarm/Smoke Monitoring for Project Switch | EA | EA |  | FALSE |  | P | PPD | DAYTON |  | 77445S-43
135098 | 4 | 5 | States | Dayton | Holly Davis | TRUE | 2026-07-29T00:00:00 |  |  | 1 | 0 | 1 | 25966 | 1246368 | 55369-6417 | USA | N30 | 148 | EGAN COMPANY | 55480-1150 | Switch Fire Alarm_Smoke Monitoring | Egan Fire Alarm/Smoke Monitoring for Project Switch | PUR | Egan Fire Alarm/Smoke Monitoring for Project Switch | EA | EA |  | FALSE |  | P | PPD | DAYTON |  | 77445S-4
135098 | 5 | 22 | States | Dayton | Holly Davis | TRUE | 2026-07-29T00:00:00 |  |  | 1 | 0 | 1 | 126570 | 6075360 | 55369-6417 | USA | N30 | 148 | EGAN COMPANY | 55480-1150 | Switch Mechanical | Egan Mechanical for Project Switch | PUR | Egan Mechanical for Project Switch | EA | EA |  | FALSE |  | P | PPD | DAYTON |  | 77445S-21
135098 | 2 | 48 | States | Dayton | Holly Davis | TRUE | 2026-07-29T00:00:00 |  |  | 1 | 0 | 1 | 47360 | 2273280 | 55369-6417 | USA | N30 | 148 | EGAN COMPANY | 55480-1150 | Switch Controls | Egan Controls for Project Switch | PUR | Egan Controls for Project Switch | EA | EA |  | FALSE |  | P | PPD | DAYTON |  | 77445S-47
135098 | 4 | 8 | States | Dayton | Holly Davis | TRUE | 2026-07-29T00:00:00 |  |  | 1 | 0 | 1 | 25966 | 1246368 | 55369-6417 | USA | N30 | 148 | EGAN COMPANY | 55480-1150 | Switch Fire Alarm_Smoke Monitoring | Egan Fire Alarm/Smoke Monitoring for Project Switch | PUR | Egan Fire Alarm/Smoke Monitoring for Project Switch | EA | EA |  | FALSE |  | P | PPD | DAYTON |  | 77445S-7
135098 | 6 | 31 | States | Dayton | Holly Davis | TRUE | 2026-07-29T00:00:00 |  |  | 1 | 0 | 1 | 213600 | 10252800 | 55369-6417 | USA | N30 | 148 | EGAN COMPANY | 55480-1150 | Switch HVAC Equipment Supplied | Egan Supplied HVAC Equipment for Project Switch | PUR | Egan Supplied HVAC Equipment for Project Switch | EA | EA |  | FALSE |  | P | PPD | DAYTON |  | 77445S-30
135098 | 1 | 8 | States | Dayton | Holly Davis | TRUE | 2026-07-29T00:00:00 |  |  | 1 | 0 | 1 | 19311 | 926928 | 55369-6417 | USA | N30 | 148 | EGAN COMPANY | 55480-1150 | Switch CCTV_Card Access | Egan CCTV/Card Access for Project Switch | PUR | Egan CCTV/Card Access for Project Switch | EA | EA |  | FALSE |  | P | PPD | DAYTON |  | 77445S-7
135098 | 1 | 36 | States | Dayton | Holly Davis | TRUE | 2026-07-29T00:00:00 |  |  | 1 | 0 | 1 | 19311 | 926928 | 55369-6417 | USA | N30 | 148 | EGAN COMPANY | 55480-1150 | Switch CCTV_Card Access | Egan CCTV/Card Access for Project Switch | PUR | Egan CCTV/Card Access for Project Switch | EA | EA |  | FALSE |  | P | PPD | DAYTON |  | 77445S-35
135098 | 3 | 43 | States | Dayton | Holly Davis | TRUE | 2026-07-29T00:00:00 |  |  | 1 | 0 | 1 | 373086 | 17908128 | 55369-6417 | USA | N30 | 148 | EGAN COMPANY | 55480-1150 | Switch Electrical | Egan Electrical for Project Switch | PUR | Egan Electrical for Project Switch | EA | EA |  | FALSE |  | P | PPD | DAYTON |  | 77445S-42
135098 | 4 | 41 | States | Dayton | Holly Davis | TRUE | 2026-07-29T00:00:00 |  |  | 1 | 0 | 1 | 25966 | 1246368 | 55369-6417 | USA | N30 | 148 | EGAN COMPANY | 55480-1150 | Switch Fire Alarm_Smoke Monitoring | Egan Fire Alarm/Smoke Monitoring for Project Switch | PUR | Egan Fire Alarm/Smoke Monitoring for Project Switch | EA | EA |  | FALSE |  | P | PPD | DAYTON |  | 77445S-40
135098 | 3 | 46 | States | Dayton | Holly Davis | TRUE | 2026-07-29T00:00:00 |  |  | 1 | 0 | 1 | 373086 | 17908128 | 55369-6417 | USA | N30 | 148 | EGAN COMPANY | 55480-1150 | Switch Electrical | Egan Electrical for Project Switch | PUR | Egan Electrical for Project Switch | EA | EA |  | FALSE |  | P | PPD | DAYTON |  | 77445S-45
135098 | 1 | 43 | States | Dayton | Holly Davis | TRUE | 2026-07-29T00:00:00 |  |  | 1 | 0 | 1 | 19311 | 926928 | 55369-6417 | USA | N30 | 148 | EGAN COMPANY | 55480-1150 | Switch CCTV_Card Access | Egan CCTV/Card Access for Project Switch | PUR | Egan CCTV/Card Access for Project Switch | EA | EA |  | FALSE |  | P | PPD | DAYTON |  | 77445S-42
135098 | 3 | 29 | States | Dayton | Holly Davis | TRUE | 2026-07-29T00:00:00 |  |  | 1 | 0 | 1 | 373086 | 17908128 | 55369-6417 | USA | N30 | 148 | EGAN COMPANY | 55480-1150 | Switch Electrical | Egan Electrical for Project Switch | PUR | Egan Electrical for Project Switch | EA | EA |  | FALSE |  | P | PPD | DAYTON |  | 77445S-28
135098 | 5 | 21 | States | Dayton | Holly Davis | TRUE | 2026-07-29T00:00:00 |  |  | 1 | 0 | 1 | 126570 | 6075360 | 55369-6417 | USA | N30 | 148 | EGAN COMPANY | 55480-1150 | Switch Mechanical | Egan Mechanical for Project Switch | PUR | Egan Mechanical for Project Switch | EA | EA |  | FALSE |  | P | PPD | DAYTON |  | 77445S-20
135098 | 6 | 23 | States | Dayton | Holly Davis | TRUE | 2026-07-29T00:00:00 |  |  | 1 | 0 | 1 | 213600 | 10252800 | 55369-6417 | USA | N30 | 148 | EGAN COMPANY | 55480-1150 | Switch HVAC Equipment Supplied | Egan Supplied HVAC Equipment for Project Switch | PUR | Egan Supplied HVAC Equipment for Project Switch | EA | EA |  | FALSE |  | P | PPD | DAYTON |  | 77445S-22
135098 | 3 | 6 | States | Dayton | Holly Davis | TRUE | 2026-07-29T00:00:00 |  |  | 1 | 0 | 1 | 373086 | 17908128 | 55369-6417 | USA | N30 | 148 | EGAN COMPANY | 55480-1150 | Switch Electrical | Egan Electrical for Project Switch | PUR | Egan Electrical for Project Switch | EA | EA |  | FALSE |  | P | PPD | DAYTON |  | 77445S-5
135098 | 3 | 38 | States | Dayton | Holly Davis | TRUE | 2026-07-29T00:00:00 |  |  | 1 | 0 | 1 | 373086 | 17908128 | 55369-6417 | USA | N30 | 148 | EGAN COMPANY | 55480-1150 | Switch Electrical | Egan Electrical for Project Switch | PUR | Egan Electrical for Project Switch | EA | EA |  | FALSE |  | P | PPD | DAYTON |  | 77445S-37
135098 | 1 | 39 | States | Dayton | Holly Davis | TRUE | 2026-07-29T00:00:00 |  |  | 1 | 0 | 1 | 19311 | 926928 | 55369-6417 | USA | N30 | 148 | EGAN COMPANY | 55480-1150 | Switch CCTV_Card Access | Egan CCTV/Card Access for Project Switch | PUR | Egan CCTV/Card Access for Project Switch | EA | EA |  | FALSE |  | P | PPD | DAYTON |  | 77445S-38
135098 | 5 | 23 | States | Dayton | Holly Davis | TRUE | 2026-07-29T00:00:00 |  |  | 1 | 0 | 1 | 126570 | 6075360 | 55369-6417 | USA | N30 | 148 | EGAN COMPANY | 55480-1150 | Switch Mechanical | Egan Mechanical for Project Switch | PUR | Egan Mechanical for Project Switch | EA | EA |  | FALSE |  | P | PPD | DAYTON |  | 77445S-22
135098 | 4 | 26 | States | Dayton | Holly Davis | TRUE | 2026-07-29T00:00:00 |  |  | 1 | 0 | 1 | 25966 | 1246368 | 55369-6417 | USA | N30 | 148 | EGAN COMPANY | 55480-1150 | Switch Fire Alarm_Smoke Monitoring | Egan Fire Alarm/Smoke Monitoring for Project Switch | PUR | Egan Fire Alarm/Smoke Monitoring for Project Switch | EA | EA |  | FALSE |  | P | PPD | DAYTON |  | 77445S-25
135098 | 5 | 19 | States | Dayton | Holly Davis | TRUE | 2026-07-29T00:00:00 |  |  | 1 | 0 | 1 | 126570 | 6075360 | 55369-6417 | USA | N30 | 148 | EGAN COMPANY | 55480-1150 | Switch Mechanical | Egan Mechanical for Project Switch | PUR | Egan Mechanical for Project Switch | EA | EA |  | FALSE |  | P | PPD | DAYTON |  | 77445S-18
135098 | 1 | 25 | States | Dayton | Holly Davis | TRUE | 2026-07-29T00:00:00 |  |  | 1 | 0 | 1 | 19311 | 926928 | 55369-6417 | USA | N30 | 148 | EGAN COMPANY | 55480-1150 | Switch CCTV_Card Access | Egan CCTV/Card Access for Project Switch | PUR | Egan CCTV/Card Access for Project Switch | EA | EA |  | FALSE |  | P | PPD | DAYTON |  | 77445S-24
135098 | 2 | 28 | States | Dayton | Holly Davis | TRUE | 2026-07-29T00:00:00 |  |  | 1 | 0 | 1 | 47360 | 2273280 | 55369-6417 | USA | N30 | 148 | EGAN COMPANY | 55480-1150 | Switch Controls | Egan Controls for Project Switch | PUR | Egan Controls for Project Switch | EA | EA |  | FALSE |  | P | PPD | DAYTON |  | 77445S-27
135098 | 4 | 3 | States | Dayton | Holly Davis | TRUE | 2026-07-29T00:00:00 |  |  | 1 | 0 | 1 | 25966 | 1246368 | 55369-6417 | USA | N30 | 148 | EGAN COMPANY | 55480-1150 | Switch Fire Alarm_Smoke Monitoring | Egan Fire Alarm/Smoke Monitoring for Project Switch | PUR | Egan Fire Alarm/Smoke Monitoring for Project Switch | EA | EA |  | FALSE |  | P | PPD | DAYTON |  | 77445S-2
135098 | 1 | 2 | States | Dayton | Holly Davis | TRUE | 2026-07-29T00:00:00 |  |  | 1 | 0 | 1 | 19311 | 926928 | 55369-6417 | USA | N30 | 148 | EGAN COMPANY | 55480-1150 | Switch CCTV_Card Access | Egan CCTV/Card Access for Project Switch | PUR | Egan CCTV/Card Access for Project Switch | EA | EA |  | FALSE |  | P | PPD | DAYTON |  | 77445S-1
135098 | 4 | 12 | States | Dayton | Holly Davis | TRUE | 2026-07-29T00:00:00 |  |  | 1 | 0 | 1 | 25966 | 1246368 | 55369-6417 | USA | N30 | 148 | EGAN COMPANY | 55480-1150 | Switch Fire Alarm_Smoke Monitoring | Egan Fire Alarm/Smoke Monitoring for Project Switch | PUR | Egan Fire Alarm/Smoke Monitoring for Project Switch | EA | EA |  | FALSE |  | P | PPD | DAYTON |  | 77445S-11
135098 | 3 | 39 | States | Dayton | Holly Davis | TRUE | 2026-07-29T00:00:00 |  |  | 1 | 0 | 1 | 373086 | 17908128 | 55369-6417 | USA | N30 | 148 | EGAN COMPANY | 55480-1150 | Switch Electrical | Egan Electrical for Project Switch | PUR | Egan Electrical for Project Switch | EA | EA |  | FALSE |  | P | PPD | DAYTON |  | 77445S-38
135098 | 3 | 13 | States | Dayton | Holly Davis | TRUE | 2026-07-29T00:00:00 |  |  | 1 | 0 | 1 | 373086 | 17908128 | 55369-6417 | USA | N30 | 148 | EGAN COMPANY | 55480-1150 | Switch Electrical | Egan Electrical for Project Switch | PUR | Egan Electrical for Project Switch | EA | EA |  | FALSE |  | P | PPD | DAYTON |  | 77445S-12
135098 | 5 | 10 | States | Dayton | Holly Davis | TRUE | 2026-07-29T00:00:00 |  |  | 1 | 0 | 1 | 126570 | 6075360 | 55369-6417 | USA | N30 | 148 | EGAN COMPANY | 55480-1150 | Switch Mechanical | Egan Mechanical for Project Switch | PUR | Egan Mechanical for Project Switch | EA | EA |  | FALSE |  | P | PPD | DAYTON |  | 77445S-9
135098 | 4 | 33 | States | Dayton | Holly Davis | TRUE | 2026-07-29T00:00:00 |  |  | 1 | 0 | 1 | 25966 | 1246368 | 55369-6417 | USA | N30 | 148 | EGAN COMPANY | 55480-1150 | Switch Fire Alarm_Smoke Monitoring | Egan Fire Alarm/Smoke Monitoring for Project Switch | PUR | Egan Fire Alarm/Smoke Monitoring for Project Switch | EA | EA |  | FALSE |  | P | PPD | DAYTON |  | 77445S-32
135098 | 4 | 40 | States | Dayton | Holly Davis | TRUE | 2026-07-29T00:00:00 |  |  | 1 | 0 | 1 | 25966 | 1246368 | 55369-6417 | USA | N30 | 148 | EGAN COMPANY | 55480-1150 | Switch Fire Alarm_Smoke Monitoring | Egan Fire Alarm/Smoke Monitoring for Project Switch | PUR | Egan Fire Alarm/Smoke Monitoring for Project Switch | EA | EA |  | FALSE |  | P | PPD | DAYTON |  | 77445S-39
135098 | 1 | 23 | States | Dayton | Holly Davis | TRUE | 2026-07-29T00:00:00 |  |  | 1 | 0 | 1 | 19311 | 926928 | 55369-6417 | USA | N30 | 148 | EGAN COMPANY | 55480-1150 | Switch CCTV_Card Access | Egan CCTV/Card Access for Project Switch | PUR | Egan CCTV/Card Access for Project Switch | EA | EA |  | FALSE |  | P | PPD | DAYTON |  | 77445S-22
135098 | 5 | 46 | States | Dayton | Holly Davis | TRUE | 2026-07-29T00:00:00 |  |  | 1 | 0 | 1 | 126570 | 6075360 | 55369-6417 | USA | N30 | 148 | EGAN COMPANY | 55480-1150 | Switch Mechanical | Egan Mechanical for Project Switch | PUR | Egan Mechanical for Project Switch | EA | EA |  | FALSE |  | P | PPD | DAYTON |  | 77445S-45
135098 | 2 | 16 | States | Dayton | Holly Davis | TRUE | 2026-07-29T00:00:00 |  |  | 1 | 0 | 1 | 47360 | 2273280 | 55369-6417 | USA | N30 | 148 | EGAN COMPANY | 55480-1150 | Switch Controls | Egan Controls for Project Switch | PUR | Egan Controls for Project Switch | EA | EA |  | FALSE |  | P | PPD | DAYTON |  | 77445S-15
135098 | 2 | 24 | States | Dayton | Holly Davis | TRUE | 2026-07-29T00:00:00 |  |  | 1 | 0 | 1 | 47360 | 2273280 | 55369-6417 | USA | N30 | 148 | EGAN COMPANY | 55480-1150 | Switch Controls | Egan Controls for Project Switch | PUR | Egan Controls for Project Switch | EA | EA |  | FALSE |  | P | PPD | DAYTON |  | 77445S-23
135098 | 4 | 25 | States | Dayton | Holly Davis | TRUE | 2026-07-29T00:00:00 |  |  | 1 | 0 | 1 | 25966 | 1246368 | 55369-6417 | USA | N30 | 148 | EGAN COMPANY | 55480-1150 | Switch Fire Alarm_Smoke Monitoring | Egan Fire Alarm/Smoke Monitoring for Project Switch | PUR | Egan Fire Alarm/Smoke Monitoring for Project Switch | EA | EA |  | FALSE |  | P | PPD | DAYTON |  | 77445S-24
135098 | 6 | 41 | States | Dayton | Holly Davis | TRUE | 2026-07-29T00:00:00 |  |  | 1 | 0 | 1 | 213600 | 10252800 | 55369-6417 | USA | N30 | 148 | EGAN COMPANY | 55480-1150 | Switch HVAC Equipment Supplied | Egan Supplied HVAC Equipment for Project Switch | PUR | Egan Supplied HVAC Equipment for Project Switch | EA | EA |  | FALSE |  | P | PPD | DAYTON |  | 77445S-40
135098 | 5 | 47 | States | Dayton | Holly Davis | TRUE | 2026-07-29T00:00:00 |  |  | 1 | 0 | 1 | 126570 | 6075360 | 55369-6417 | USA | N30 | 148 | EGAN COMPANY | 55480-1150 | Switch Mechanical | Egan Mechanical for Project Switch | PUR | Egan Mechanical for Project Switch | EA | EA |  | FALSE |  | P | PPD | DAYTON |  | 77445S-46
135098 | 5 | 39 | States | Dayton | Holly Davis | TRUE | 2026-07-29T00:00:00 |  |  | 1 | 0 | 1 | 126570 | 6075360 | 55369-6417 | USA | N30 | 148 | EGAN COMPANY | 55480-1150 | Switch Mechanical | Egan Mechanical for Project Switch | PUR | Egan Mechanical for Project Switch | EA | EA |  | FALSE |  | P | PPD | DAYTON |  | 77445S-38
135098 | 3 | 7 | States | Dayton | Holly Davis | TRUE | 2026-07-29T00:00:00 |  |  | 1 | 0 | 1 | 373086 | 17908128 | 55369-6417 | USA | N30 | 148 | EGAN COMPANY | 55480-1150 | Switch Electrical | Egan Electrical for Project Switch | PUR | Egan Electrical for Project Switch | EA | EA |  | FALSE |  | P | PPD | DAYTON |  | 77445S-6
135098 | 1 | 12 | States | Dayton | Holly Davis | TRUE | 2026-07-29T00:00:00 |  |  | 1 | 0 | 1 | 19311 | 926928 | 55369-6417 | USA | N30 | 148 | EGAN COMPANY | 55480-1150 | Switch CCTV_Card Access | Egan CCTV/Card Access for Project Switch | PUR | Egan CCTV/Card Access for Project Switch | EA | EA |  | FALSE |  | P | PPD | DAYTON |  | 77445S-11
135098 | 5 | 18 | States | Dayton | Holly Davis | TRUE | 2026-07-29T00:00:00 |  |  | 1 | 0 | 1 | 126570 | 6075360 | 55369-6417 | USA | N30 | 148 | EGAN COMPANY | 55480-1150 | Switch Mechanical | Egan Mechanical for Project Switch | PUR | Egan Mechanical for Project Switch | EA | EA |  | FALSE |  | P | PPD | DAYTON |  | 77445S-17
135098 | 2 | 33 | States | Dayton | Holly Davis | TRUE | 2026-07-29T00:00:00 |  |  | 1 | 0 | 1 | 47360 | 2273280 | 55369-6417 | USA | N30 | 148 | EGAN COMPANY | 55480-1150 | Switch Controls | Egan Controls for Project Switch | PUR | Egan Controls for Project Switch | EA | EA |  | FALSE |  | P | PPD | DAYTON |  | 77445S-32
135098 | 2 | 42 | States | Dayton | Holly Davis | TRUE | 2026-07-29T00:00:00 |  |  | 1 | 0 | 1 | 47360 | 2273280 | 55369-6417 | USA | N30 | 148 | EGAN COMPANY | 55480-1150 | Switch Controls | Egan Controls for Project Switch | PUR | Egan Controls for Project Switch | EA | EA |  | FALSE |  | P | PPD | DAYTON |  | 77445S-41
135098 | 6 | 24 | States | Dayton | Holly Davis | TRUE | 2026-07-29T00:00:00 |  |  | 1 | 0 | 1 | 213600 | 10252800 | 55369-6417 | USA | N30 | 148 | EGAN COMPANY | 55480-1150 | Switch HVAC Equipment Supplied | Egan Supplied HVAC Equipment for Project Switch | PUR | Egan Supplied HVAC Equipment for Project Switch | EA | EA |  | FALSE |  | P | PPD | DAYTON |  | 77445S-23
135098 | 1 | 41 | States | Dayton | Holly Davis | TRUE | 2026-07-29T00:00:00 |  |  | 1 | 0 | 1 | 19311 | 926928 | 55369-6417 | USA | N30 | 148 | EGAN COMPANY | 55480-1150 | Switch CCTV_Card Access | Egan CCTV/Card Access for Project Switch | PUR | Egan CCTV/Card Access for Project Switch | EA | EA |  | FALSE |  | P | PPD | DAYTON |  | 77445S-40
135098 | 1 | 5 | States | Dayton | Holly Davis | TRUE | 2026-07-29T00:00:00 |  |  | 1 | 0 | 1 | 19311 | 926928 | 55369-6417 | USA | N30 | 148 | EGAN COMPANY | 55480-1150 | Switch CCTV_Card Access | Egan CCTV/Card Access for Project Switch | PUR | Egan CCTV/Card Access for Project Switch | EA | EA |  | FALSE |  | P | PPD | DAYTON |  | 77445S-4
135098 | 6 | 45 | States | Dayton | Holly Davis | TRUE | 2026-07-29T00:00:00 |  |  | 1 | 0 | 1 | 213600 | 10252800 | 55369-6417 | USA | N30 | 148 | EGAN COMPANY | 55480-1150 | Switch HVAC Equipment Supplied | Egan Supplied HVAC Equipment for Project Switch | PUR | Egan Supplied HVAC Equipment for Project Switch | EA | EA |  | FALSE |  | P | PPD | DAYTON |  | 77445S-44
135098 | 1 | 34 | States | Dayton | Holly Davis | TRUE | 2026-07-29T00:00:00 |  |  | 1 | 0 | 1 | 19311 | 926928 | 55369-6417 | USA | N30 | 148 | EGAN COMPANY | 55480-1150 | Switch CCTV_Card Access | Egan CCTV/Card Access for Project Switch | PUR | Egan CCTV/Card Access for Project Switch | EA | EA |  | FALSE |  | P | PPD | DAYTON |  | 77445S-33
135098 | 2 | 40 | States | Dayton | Holly Davis | TRUE | 2026-07-29T00:00:00 |  |  | 1 | 0 | 1 | 47360 | 2273280 | 55369-6417 | USA | N30 | 148 | EGAN COMPANY | 55480-1150 | Switch Controls | Egan Controls for Project Switch | PUR | Egan Controls for Project Switch | EA | EA |  | FALSE |  | P | PPD | DAYTON |  | 77445S-39
135098 | 2 | 8 | States | Dayton | Holly Davis | TRUE | 2026-07-29T00:00:00 |  |  | 1 | 0 | 1 | 47360 | 2273280 | 55369-6417 | USA | N30 | 148 | EGAN COMPANY | 55480-1150 | Switch Controls | Egan Controls for Project Switch | PUR | Egan Controls for Project Switch | EA | EA |  | FALSE |  | P | PPD | DAYTON |  | 77445S-7
135098 | 6 | 12 | States | Dayton | Holly Davis | TRUE | 2026-07-29T00:00:00 |  |  | 1 | 0.4 | 0.6 | 213600 | 10252800 | 55369-6417 | USA | N30 | 148 | EGAN COMPANY | 55480-1150 | Switch HVAC Equipment Supplied | Egan Supplied HVAC Equipment for Project Switch | PUR | Egan Supplied HVAC Equipment for Project Switch | EA | EA |  | FALSE |  | P | PPD | DAYTON |  | 77445S-11
135098 | 3 | 21 | States | Dayton | Holly Davis | TRUE | 2026-07-29T00:00:00 |  |  | 1 | 0 | 1 | 373086 | 17908128 | 55369-6417 | USA | N30 | 148 | EGAN COMPANY | 55480-1150 | Switch Electrical | Egan Electrical for Project Switch | PUR | Egan Electrical for Project Switch | EA | EA |  | FALSE |  | P | PPD | DAYTON |  | 77445S-20
135098 | 4 | 48 | States | Dayton | Holly Davis | TRUE | 2026-07-29T00:00:00 |  |  | 1 | 0 | 1 | 25966 | 1246368 | 55369-6417 | USA | N30 | 148 | EGAN COMPANY | 55480-1150 | Switch Fire Alarm_Smoke Monitoring | Egan Fire Alarm/Smoke Monitoring for Project Switch | PUR | Egan Fire Alarm/Smoke Monitoring for Project Switch | EA | EA |  | FALSE |  | P | PPD | DAYTON |  | 77445S-47
135098 | 1 | 28 | States | Dayton | Holly Davis | TRUE | 2026-07-29T00:00:00 |  |  | 1 | 0 | 1 | 19311 | 926928 | 55369-6417 | USA | N30 | 148 | EGAN COMPANY | 55480-1150 | Switch CCTV_Card Access | Egan CCTV/Card Access for Project Switch | PUR | Egan CCTV/Card Access for Project Switch | EA | EA |  | FALSE |  | P | PPD | DAYTON |  | 77445S-27
135098 | 2 | 43 | States | Dayton | Holly Davis | TRUE | 2026-07-29T00:00:00 |  |  | 1 | 0 | 1 | 47360 | 2273280 | 55369-6417 | USA | N30 | 148 | EGAN COMPANY | 55480-1150 | Switch Controls | Egan Controls for Project Switch | PUR | Egan Controls for Project Switch | EA | EA |  | FALSE |  | P | PPD | DAYTON |  | 77445S-42
135098 | 2 | 32 | States | Dayton | Holly Davis | TRUE | 2026-07-29T00:00:00 |  |  | 1 | 0 | 1 | 47360 | 2273280 | 55369-6417 | USA | N30 | 148 | EGAN COMPANY | 55480-1150 | Switch Controls | Egan Controls for Project Switch | PUR | Egan Controls for Project Switch | EA | EA |  | FALSE |  | P | PPD | DAYTON |  | 77445S-31
135098 | 6 | 17 | States | Dayton | Holly Davis | TRUE | 2026-07-29T00:00:00 |  |  | 1 | 0 | 1 | 213600 | 10252800 | 55369-6417 | USA | N30 | 148 | EGAN COMPANY | 55480-1150 | Switch HVAC Equipment Supplied | Egan Supplied HVAC Equipment for Project Switch | PUR | Egan Supplied HVAC Equipment for Project Switch | EA | EA |  | FALSE |  | P | PPD | DAYTON |  | 77445S-16
135098 | 1 | 42 | States | Dayton | Holly Davis | TRUE | 2026-07-29T00:00:00 |  |  | 1 | 0 | 1 | 19311 | 926928 | 55369-6417 | USA | N30 | 148 | EGAN COMPANY | 55480-1150 | Switch CCTV_Card Access | Egan CCTV/Card Access for Project Switch | PUR | Egan CCTV/Card Access for Project Switch | EA | EA |  | FALSE |  | P | PPD | DAYTON |  | 77445S-41
135098 | 2 | 27 | States | Dayton | Holly Davis | TRUE | 2026-07-29T00:00:00 |  |  | 1 | 0 | 1 | 47360 | 2273280 | 55369-6417 | USA | N30 | 148 | EGAN COMPANY | 55480-1150 | Switch Controls | Egan Controls for Project Switch | PUR | Egan Controls for Project Switch | EA | EA |  | FALSE |  | P | PPD | DAYTON |  | 77445S-26
135098 | 4 | 6 | States | Dayton | Holly Davis | TRUE | 2026-07-29T00:00:00 |  |  | 1 | 0 | 1 | 25966 | 1246368 | 55369-6417 | USA | N30 | 148 | EGAN COMPANY | 55480-1150 | Switch Fire Alarm_Smoke Monitoring | Egan Fire Alarm/Smoke Monitoring for Project Switch | PUR | Egan Fire Alarm/Smoke Monitoring for Project Switch | EA | EA |  | FALSE |  | P | PPD | DAYTON |  | 77445S-5
135098 | 1 | 16 | States | Dayton | Holly Davis | TRUE | 2026-07-29T00:00:00 |  |  | 1 | 0 | 1 | 19311 | 926928 | 55369-6417 | USA | N30 | 148 | EGAN COMPANY | 55480-1150 | Switch CCTV_Card Access | Egan CCTV/Card Access for Project Switch | PUR | Egan CCTV/Card Access for Project Switch | EA | EA |  | FALSE |  | P | PPD | DAYTON |  | 77445S-15
135098 | 4 | 27 | States | Dayton | Holly Davis | TRUE | 2026-07-29T00:00:00 |  |  | 1 | 0 | 1 | 25966 | 1246368 | 55369-6417 | USA | N30 | 148 | EGAN COMPANY | 55480-1150 | Switch Fire Alarm_Smoke Monitoring | Egan Fire Alarm/Smoke Monitoring for Project Switch | PUR | Egan Fire Alarm/Smoke Monitoring for Project Switch | EA | EA |  | FALSE |  | P | PPD | DAYTON |  | 77445S-26
135098 | 1 | 44 | States | Dayton | Holly Davis | TRUE | 2026-07-29T00:00:00 |  |  | 1 | 0 | 1 | 19311 | 926928 | 55369-6417 | USA | N30 | 148 | EGAN COMPANY | 55480-1150 | Switch CCTV_Card Access | Egan CCTV/Card Access for Project Switch | PUR | Egan CCTV/Card Access for Project Switch | EA | EA |  | FALSE |  | P | PPD | DAYTON |  | 77445S-43
135098 | 6 | 19 | States | Dayton | Holly Davis | TRUE | 2026-07-29T00:00:00 |  |  | 1 | 0 | 1 | 213600 | 10252800 | 55369-6417 | USA | N30 | 148 | EGAN COMPANY | 55480-1150 | Switch HVAC Equipment Supplied | Egan Supplied HVAC Equipment for Project Switch | PUR | Egan Supplied HVAC Equipment for Project Switch | EA | EA |  | FALSE |  | P | PPD | DAYTON |  | 77445S-18
135098 | 5 | 35 | States | Dayton | Holly Davis | TRUE | 2026-07-29T00:00:00 |  |  | 1 | 0 | 1 | 126570 | 6075360 | 55369-6417 | USA | N30 | 148 | EGAN COMPANY | 55480-1150 | Switch Mechanical | Egan Mechanical for Project Switch | PUR | Egan Mechanical for Project Switch | EA | EA |  | FALSE |  | P | PPD | DAYTON |  | 77445S-34
135098 | 2 | 30 | States | Dayton | Holly Davis | TRUE | 2026-07-29T00:00:00 |  |  | 1 | 0 | 1 | 47360 | 2273280 | 55369-6417 | USA | N30 | 148 | EGAN COMPANY | 55480-1150 | Switch Controls | Egan Controls for Project Switch | PUR | Egan Controls for Project Switch | EA | EA |  | FALSE |  | P | PPD | DAYTON |  | 77445S-29
135098 | 3 | 31 | States | Dayton | Holly Davis | TRUE | 2026-07-29T00:00:00 |  |  | 1 | 0 | 1 | 373086 | 17908128 | 55369-6417 | USA | N30 | 148 | EGAN COMPANY | 55480-1150 | Switch Electrical | Egan Electrical for Project Switch | PUR | Egan Electrical for Project Switch | EA | EA |  | FALSE |  | P | PPD | DAYTON |  | 77445S-30
135098 | 5 | 6 | States | Dayton | Holly Davis | TRUE | 2026-07-29T00:00:00 |  |  | 1 | 0 | 1 | 126570 | 6075360 | 55369-6417 | USA | N30 | 148 | EGAN COMPANY | 55480-1150 | Switch Mechanical | Egan Mechanical for Project Switch | PUR | Egan Mechanical for Project Switch | EA | EA |  | FALSE |  | P | PPD | DAYTON |  | 77445S-5
135098 | 3 | 22 | States | Dayton | Holly Davis | TRUE | 2026-07-29T00:00:00 |  |  | 1 | 0 | 1 | 373086 | 17908128 | 55369-6417 | USA | N30 | 148 | EGAN COMPANY | 55480-1150 | Switch Electrical | Egan Electrical for Project Switch | PUR | Egan Electrical for Project Switch | EA | EA |  | FALSE |  | P | PPD | DAYTON |  | 77445S-21
135098 | 1 | 4 | States | Dayton | Holly Davis | TRUE | 2026-07-29T00:00:00 |  |  | 1 | 0 | 1 | 19311 | 926928 | 55369-6417 | USA | N30 | 148 | EGAN COMPANY | 55480-1150 | Switch CCTV_Card Access | Egan CCTV/Card Access for Project Switch | PUR | Egan CCTV/Card Access for Project Switch | EA | EA |  | FALSE |  | P | PPD | DAYTON |  | 77445S-3
135098 | 3 | 48 | States | Dayton | Holly Davis | TRUE | 2026-07-29T00:00:00 |  |  | 1 | 0 | 1 | 373086 | 17908128 | 55369-6417 | USA | N30 | 148 | EGAN COMPANY | 55480-1150 | Switch Electrical | Egan Electrical for Project Switch | PUR | Egan Electrical for Project Switch | EA | EA |  | FALSE |  | P | PPD | DAYTON |  | 77445S-47
135098 | 6 | 32 | States | Dayton | Holly Davis | TRUE | 2026-07-29T00:00:00 |  |  | 1 | 0 | 1 | 213600 | 10252800 | 55369-6417 | USA | N30 | 148 | EGAN COMPANY | 55480-1150 | Switch HVAC Equipment Supplied | Egan Supplied HVAC Equipment for Project Switch | PUR | Egan Supplied HVAC Equipment for Project Switch | EA | EA |  | FALSE |  | P | PPD | DAYTON |  | 77445S-31
135098 | 6 | 26 | States | Dayton | Holly Davis | TRUE | 2026-07-29T00:00:00 |  |  | 1 | 0 | 1 | 213600 | 10252800 | 55369-6417 | USA | N30 | 148 | EGAN COMPANY | 55480-1150 | Switch HVAC Equipment Supplied | Egan Supplied HVAC Equipment for Project Switch | PUR | Egan Supplied HVAC Equipment for Project Switch | EA | EA |  | FALSE |  | P | PPD | DAYTON |  | 77445S-25
135098 | 5 | 40 | States | Dayton | Holly Davis | TRUE | 2026-07-29T00:00:00 |  |  | 1 | 0 | 1 | 126570 | 6075360 | 55369-6417 | USA | N30 | 148 | EGAN COMPANY | 55480-1150 | Switch Mechanical | Egan Mechanical for Project Switch | PUR | Egan Mechanical for Project Switch | EA | EA |  | FALSE |  | P | PPD | DAYTON |  | 77445S-39
135098 | 2 | 26 | States | Dayton | Holly Davis | TRUE | 2026-07-29T00:00:00 |  |  | 1 | 0 | 1 | 47360 | 2273280 | 55369-6417 | USA | N30 | 148 | EGAN COMPANY | 55480-1150 | Switch Controls | Egan Controls for Project Switch | PUR | Egan Controls for Project Switch | EA | EA |  | FALSE |  | P | PPD | DAYTON |  | 77445S-25
135098 | 2 | 37 | States | Dayton | Holly Davis | TRUE | 2026-07-29T00:00:00 |  |  | 1 | 0 | 1 | 47360 | 2273280 | 55369-6417 | USA | N30 | 148 | EGAN COMPANY | 55480-1150 | Switch Controls | Egan Controls for Project Switch | PUR | Egan Controls for Project Switch | EA | EA |  | FALSE |  | P | PPD | DAYTON |  | 77445S-36
135098 | 1 | 18 | States | Dayton | Holly Davis | TRUE | 2026-07-29T00:00:00 |  |  | 1 | 0 | 1 | 19311 | 926928 | 55369-6417 | USA | N30 | 148 | EGAN COMPANY | 55480-1150 | Switch CCTV_Card Access | Egan CCTV/Card Access for Project Switch | PUR | Egan CCTV/Card Access for Project Switch | EA | EA |  | FALSE |  | P | PPD | DAYTON |  | 77445S-17
135098 | 1 | 19 | States | Dayton | Holly Davis | TRUE | 2026-07-29T00:00:00 |  |  | 1 | 0 | 1 | 19311 | 926928 | 55369-6417 | USA | N30 | 148 | EGAN COMPANY | 55480-1150 | Switch CCTV_Card Access | Egan CCTV/Card Access for Project Switch | PUR | Egan CCTV/Card Access for Project Switch | EA | EA |  | FALSE |  | P | PPD | DAYTON |  | 77445S-18
135098 | 2 | 19 | States | Dayton | Holly Davis | TRUE | 2026-07-29T00:00:00 |  |  | 1 | 0 | 1 | 47360 | 2273280 | 55369-6417 | USA | N30 | 148 | EGAN COMPANY | 55480-1150 | Switch Controls | Egan Controls for Project Switch | PUR | Egan Controls for Project Switch | EA | EA |  | FALSE |  | P | PPD | DAYTON |  | 77445S-18
135098 | 4 | 45 | States | Dayton | Holly Davis | TRUE | 2026-07-29T00:00:00 |  |  | 1 | 0 | 1 | 25966 | 1246368 | 55369-6417 | USA | N30 | 148 | EGAN COMPANY | 55480-1150 | Switch Fire Alarm_Smoke Monitoring | Egan Fire Alarm/Smoke Monitoring for Project Switch | PUR | Egan Fire Alarm/Smoke Monitoring for Project Switch | EA | EA |  | FALSE |  | P | PPD | DAYTON |  | 77445S-44
135098 | 3 | 17 | States | Dayton | Holly Davis | TRUE | 2026-07-29T00:00:00 |  |  | 1 | 0 | 1 | 373086 | 17908128 | 55369-6417 | USA | N30 | 148 | EGAN COMPANY | 55480-1150 | Switch Electrical | Egan Electrical for Project Switch | PUR | Egan Electrical for Project Switch | EA | EA |  | FALSE |  | P | PPD | DAYTON |  | 77445S-16
135098 | 4 | 34 | States | Dayton | Holly Davis | TRUE | 2026-07-29T00:00:00 |  |  | 1 | 0 | 1 | 25966 | 1246368 | 55369-6417 | USA | N30 | 148 | EGAN COMPANY | 55480-1150 | Switch Fire Alarm_Smoke Monitoring | Egan Fire Alarm/Smoke Monitoring for Project Switch | PUR | Egan Fire Alarm/Smoke Monitoring for Project Switch | EA | EA |  | FALSE |  | P | PPD | DAYTON |  | 77445S-33
135098 | 3 | 42 | States | Dayton | Holly Davis | TRUE | 2026-07-29T00:00:00 |  |  | 1 | 0 | 1 | 373086 | 17908128 | 55369-6417 | USA | N30 | 148 | EGAN COMPANY | 55480-1150 | Switch Electrical | Egan Electrical for Project Switch | PUR | Egan Electrical for Project Switch | EA | EA |  | FALSE |  | P | PPD | DAYTON |  | 77445S-41
135098 | 1 | 20 | States | Dayton | Holly Davis | TRUE | 2026-07-29T00:00:00 |  |  | 1 | 0 | 1 | 19311 | 926928 | 55369-6417 | USA | N30 | 148 | EGAN COMPANY | 55480-1150 | Switch CCTV_Card Access | Egan CCTV/Card Access for Project Switch | PUR | Egan CCTV/Card Access for Project Switch | EA | EA |  | FALSE |  | P | PPD | DAYTON |  | 77445S-19
135098 | 6 | 42 | States | Dayton | Holly Davis | TRUE | 2026-07-29T00:00:00 |  |  | 1 | 0 | 1 | 213600 | 10252800 | 55369-6417 | USA | N30 | 148 | EGAN COMPANY | 55480-1150 | Switch HVAC Equipment Supplied | Egan Supplied HVAC Equipment for Project Switch | PUR | Egan Supplied HVAC Equipment for Project Switch | EA | EA |  | FALSE |  | P | PPD | DAYTON |  | 77445S-41
135098 | 1 | 10 | States | Dayton | Holly Davis | TRUE | 2026-07-29T00:00:00 |  |  | 1 | 0 | 1 | 19311 | 926928 | 55369-6417 | USA | N30 | 148 | EGAN COMPANY | 55480-1150 | Switch CCTV_Card Access | Egan CCTV/Card Access for Project Switch | PUR | Egan CCTV/Card Access for Project Switch | EA | EA |  | FALSE |  | P | PPD | DAYTON |  | 77445S-9
135098 | 3 | 9 | States | Dayton | Holly Davis | TRUE | 2026-07-29T00:00:00 |  |  | 1 | 0 | 1 | 373086 | 17908128 | 55369-6417 | USA | N30 | 148 | EGAN COMPANY | 55480-1150 | Switch Electrical | Egan Electrical for Project Switch | PUR | Egan Electrical for Project Switch | EA | EA |  | FALSE |  | P | PPD | DAYTON |  | 77445S-8
135098 | 5 | 5 | States | Dayton | Holly Davis | TRUE | 2026-07-29T00:00:00 |  |  | 1 | 0 | 1 | 126570 | 6075360 | 55369-6417 | USA | N30 | 148 | EGAN COMPANY | 55480-1150 | Switch Mechanical | Egan Mechanical for Project Switch | PUR | Egan Mechanical for Project Switch | EA | EA |  | FALSE |  | P | PPD | DAYTON |  | 77445S-4
135098 | 4 | 1 | States | Dayton | Holly Davis | TRUE | 2026-07-29T00:00:00 |  |  | 1 | 0 | 1 | 25966 | 1246368 | 55369-6417 | USA | N30 | 148 | EGAN COMPANY | 55480-1150 | Switch Fire Alarm_Smoke Monitoring | Egan Fire Alarm/Smoke Monitoring for Project Switch | PUR | Egan Fire Alarm/Smoke Monitoring for Project Switch | EA | EA |  | FALSE |  | P | PPD | DAYTON |  | 77446S-1
135098 | 1 | 15 | States | Dayton | Holly Davis | TRUE | 2026-07-29T00:00:00 |  |  | 1 | 0 | 1 | 19311 | 926928 | 55369-6417 | USA | N30 | 148 | EGAN COMPANY | 55480-1150 | Switch CCTV_Card Access | Egan CCTV/Card Access for Project Switch | PUR | Egan CCTV/Card Access for Project Switch | EA | EA |  | FALSE |  | P | PPD | DAYTON |  | 77445S-14
135098 | 6 | 40 | States | Dayton | Holly Davis | TRUE | 2026-07-29T00:00:00 |  |  | 1 | 0 | 1 | 213600 | 10252800 | 55369-6417 | USA | N30 | 148 | EGAN COMPANY | 55480-1150 | Switch HVAC Equipment Supplied | Egan Supplied HVAC Equipment for Project Switch | PUR | Egan Supplied HVAC Equipment for Project Switch | EA | EA |  | FALSE |  | P | PPD | DAYTON |  | 77445S-39
135098 | 4 | 47 | States | Dayton | Holly Davis | TRUE | 2026-07-29T00:00:00 |  |  | 1 | 0 | 1 | 25966 | 1246368 | 55369-6417 | USA | N30 | 148 | EGAN COMPANY | 55480-1150 | Switch Fire Alarm_Smoke Monitoring | Egan Fire Alarm/Smoke Monitoring for Project Switch | PUR | Egan Fire Alarm/Smoke Monitoring for Project Switch | EA | EA |  | FALSE |  | P | PPD | DAYTON |  | 77445S-46
135098 | 3 | 8 | States | Dayton | Holly Davis | TRUE | 2026-07-29T00:00:00 |  |  | 1 | 0 | 1 | 373086 | 17908128 | 55369-6417 | USA | N30 | 148 | EGAN COMPANY | 55480-1150 | Switch Electrical | Egan Electrical for Project Switch | PUR | Egan Electrical for Project Switch | EA | EA |  | FALSE |  | P | PPD | DAYTON |  | 77445S-7
135098 | 6 | 21 | States | Dayton | Holly Davis | TRUE | 2026-07-29T00:00:00 |  |  | 1 | 0 | 1 | 213600 | 10252800 | 55369-6417 | USA | N30 | 148 | EGAN COMPANY | 55480-1150 | Switch HVAC Equipment Supplied | Egan Supplied HVAC Equipment for Project Switch | PUR | Egan Supplied HVAC Equipment for Project Switch | EA | EA |  | FALSE |  | P | PPD | DAYTON |  | 77445S-20
135098 | 4 | 20 | States | Dayton | Holly Davis | TRUE | 2026-07-29T00:00:00 |  |  | 1 | 0 | 1 | 25966 | 1246368 | 55369-6417 | USA | N30 | 148 | EGAN COMPANY | 55480-1150 | Switch Fire Alarm_Smoke Monitoring | Egan Fire Alarm/Smoke Monitoring for Project Switch | PUR | Egan Fire Alarm/Smoke Monitoring for Project Switch | EA | EA |  | FALSE |  | P | PPD | DAYTON |  | 77445S-19
135098 | 4 | 43 | States | Dayton | Holly Davis | TRUE | 2026-07-29T00:00:00 |  |  | 1 | 0 | 1 | 25966 | 1246368 | 55369-6417 | USA | N30 | 148 | EGAN COMPANY | 55480-1150 | Switch Fire Alarm_Smoke Monitoring | Egan Fire Alarm/Smoke Monitoring for Project Switch | PUR | Egan Fire Alarm/Smoke Monitoring for Project Switch | EA | EA |  | FALSE |  | P | PPD | DAYTON |  | 77445S-42
135098 | 6 | 38 | States | Dayton | Holly Davis | TRUE | 2026-07-29T00:00:00 |  |  | 1 | 0 | 1 | 213600 | 10252800 | 55369-6417 | USA | N30 | 148 | EGAN COMPANY | 55480-1150 | Switch HVAC Equipment Supplied | Egan Supplied HVAC Equipment for Project Switch | PUR | Egan Supplied HVAC Equipment for Project Switch | EA | EA |  | FALSE |  | P | PPD | DAYTON |  | 77445S-37
135098 | 6 | 20 | States | Dayton | Holly Davis | TRUE | 2026-07-29T00:00:00 |  |  | 1 | 0 | 1 | 213600 | 10252800 | 55369-6417 | USA | N30 | 148 | EGAN COMPANY | 55480-1150 | Switch HVAC Equipment Supplied | Egan Supplied HVAC Equipment for Project Switch | PUR | Egan Supplied HVAC Equipment for Project Switch | EA | EA |  | FALSE |  | P | PPD | DAYTON |  | 77445S-19
135098 | 2 | 25 | States | Dayton | Holly Davis | TRUE | 2026-07-29T00:00:00 |  |  | 1 | 0 | 1 | 47360 | 2273280 | 55369-6417 | USA | N30 | 148 | EGAN COMPANY | 55480-1150 | Switch Controls | Egan Controls for Project Switch | PUR | Egan Controls for Project Switch | EA | EA |  | FALSE |  | P | PPD | DAYTON |  | 77445S-24
135098 | 2 | 2 | States | Dayton | Holly Davis | TRUE | 2026-07-29T00:00:00 |  |  | 1 | 0 | 1 | 47360 | 2273280 | 55369-6417 | USA | N30 | 148 | EGAN COMPANY | 55480-1150 | Switch Controls | Egan Controls for Project Switch | PUR | Egan Controls for Project Switch | EA | EA |  | FALSE |  | P | PPD | DAYTON |  | 77445S-1
135098 | 2 | 31 | States | Dayton | Holly Davis | TRUE | 2026-07-29T00:00:00 |  |  | 1 | 0 | 1 | 47360 | 2273280 | 55369-6417 | USA | N30 | 148 | EGAN COMPANY | 55480-1150 | Switch Controls | Egan Controls for Project Switch | PUR | Egan Controls for Project Switch | EA | EA |  | FALSE |  | P | PPD | DAYTON |  | 77445S-30
135098 | 2 | 23 | States | Dayton | Holly Davis | TRUE | 2026-07-29T00:00:00 |  |  | 1 | 0 | 1 | 47360 | 2273280 | 55369-6417 | USA | N30 | 148 | EGAN COMPANY | 55480-1150 | Switch Controls | Egan Controls for Project Switch | PUR | Egan Controls for Project Switch | EA | EA |  | FALSE |  | P | PPD | DAYTON |  | 77445S-22
135098 | 3 | 40 | States | Dayton | Holly Davis | TRUE | 2026-07-29T00:00:00 |  |  | 1 | 0 | 1 | 373086 | 17908128 | 55369-6417 | USA | N30 | 148 | EGAN COMPANY | 55480-1150 | Switch Electrical | Egan Electrical for Project Switch | PUR | Egan Electrical for Project Switch | EA | EA |  | FALSE |  | P | PPD | DAYTON |  | 77445S-39
135098 | 6 | 30 | States | Dayton | Holly Davis | TRUE | 2026-07-29T00:00:00 |  |  | 1 | 0 | 1 | 213600 | 10252800 | 55369-6417 | USA | N30 | 148 | EGAN COMPANY | 55480-1150 | Switch HVAC Equipment Supplied | Egan Supplied HVAC Equipment for Project Switch | PUR | Egan Supplied HVAC Equipment for Project Switch | EA | EA |  | FALSE |  | P | PPD | DAYTON |  | 77445S-29
135098 | 2 | 1 | States | Dayton | Holly Davis | TRUE | 2026-07-29T00:00:00 |  |  | 1 | 0 | 1 | 47360 | 2273280 | 55369-6417 | USA | N30 | 148 | EGAN COMPANY | 55480-1150 | Switch Controls | Egan Controls for Project Switch | PUR | Egan Controls for Project Switch | EA | EA |  | FALSE |  | P | PPD | DAYTON |  | 77446S-1
135098 | 5 | 17 | States | Dayton | Holly Davis | TRUE | 2026-07-29T00:00:00 |  |  | 1 | 0 | 1 | 126570 | 6075360 | 55369-6417 | USA | N30 | 148 | EGAN COMPANY | 55480-1150 | Switch Mechanical | Egan Mechanical for Project Switch | PUR | Egan Mechanical for Project Switch | EA | EA |  | FALSE |  | P | PPD | DAYTON |  | 77445S-16
135098 | 6 | 13 | States | Dayton | Holly Davis | TRUE | 2026-07-29T00:00:00 |  |  | 1 | 0 | 1 | 213600 | 10252800 | 55369-6417 | USA | N30 | 148 | EGAN COMPANY | 55480-1150 | Switch HVAC Equipment Supplied | Egan Supplied HVAC Equipment for Project Switch | PUR | Egan Supplied HVAC Equipment for Project Switch | EA | EA |  | FALSE |  | P | PPD | DAYTON |  | 77445S-12
135098 | 6 | 36 | States | Dayton | Holly Davis | TRUE | 2026-07-29T00:00:00 |  |  | 1 | 0 | 1 | 213600 | 10252800 | 55369-6417 | USA | N30 | 148 | EGAN COMPANY | 55480-1150 | Switch HVAC Equipment Supplied | Egan Supplied HVAC Equipment for Project Switch | PUR | Egan Supplied HVAC Equipment for Project Switch | EA | EA |  | FALSE |  | P | PPD | DAYTON |  | 77445S-35
135098 | 5 | 42 | States | Dayton | Holly Davis | TRUE | 2026-07-29T00:00:00 |  |  | 1 | 0 | 1 | 126570 | 6075360 | 55369-6417 | USA | N30 | 148 | EGAN COMPANY | 55480-1150 | Switch Mechanical | Egan Mechanical for Project Switch | PUR | Egan Mechanical for Project Switch | EA | EA |  | FALSE |  | P | PPD | DAYTON |  | 77445S-41
135098 | 3 | 3 | States | Dayton | Holly Davis | TRUE | 2026-07-29T00:00:00 |  |  | 1 | 0 | 1 | 373086 | 17908128 | 55369-6417 | USA | N30 | 148 | EGAN COMPANY | 55480-1150 | Switch Electrical | Egan Electrical for Project Switch | PUR | Egan Electrical for Project Switch | EA | EA |  | FALSE |  | P | PPD | DAYTON |  | 77445S-2
135098 | 6 | 34 | States | Dayton | Holly Davis | TRUE | 2026-07-29T00:00:00 |  |  | 1 | 0 | 1 | 213600 | 10252800 | 55369-6417 | USA | N30 | 148 | EGAN COMPANY | 55480-1150 | Switch HVAC Equipment Supplied | Egan Supplied HVAC Equipment for Project Switch | PUR | Egan Supplied HVAC Equipment for Project Switch | EA | EA |  | FALSE |  | P | PPD | DAYTON |  | 77445S-33
135098 | 4 | 42 | States | Dayton | Holly Davis | TRUE | 2026-07-29T00:00:00 |  |  | 1 | 0 | 1 | 25966 | 1246368 | 55369-6417 | USA | N30 | 148 | EGAN COMPANY | 55480-1150 | Switch Fire Alarm_Smoke Monitoring | Egan Fire Alarm/Smoke Monitoring for Project Switch | PUR | Egan Fire Alarm/Smoke Monitoring for Project Switch | EA | EA |  | FALSE |  | P | PPD | DAYTON |  | 77445S-41
135098 | 1 | 14 | States | Dayton | Holly Davis | TRUE | 2026-07-29T00:00:00 |  |  | 1 | 0 | 1 | 19311 | 926928 | 55369-6417 | USA | N30 | 148 | EGAN COMPANY | 55480-1150 | Switch CCTV_Card Access | Egan CCTV/Card Access for Project Switch | PUR | Egan CCTV/Card Access for Project Switch | EA | EA |  | FALSE |  | P | PPD | DAYTON |  | 77445S-13
135098 | 5 | 48 | States | Dayton | Holly Davis | TRUE | 2026-07-29T00:00:00 |  |  | 1 | 0 | 1 | 126570 | 6075360 | 55369-6417 | USA | N30 | 148 | EGAN COMPANY | 55480-1150 | Switch Mechanical | Egan Mechanical for Project Switch | PUR | Egan Mechanical for Project Switch | EA | EA |  | FALSE |  | P | PPD | DAYTON |  | 77445S-47
135098 | 1 | 22 | States | Dayton | Holly Davis | TRUE | 2026-07-29T00:00:00 |  |  | 1 | 0 | 1 | 19311 | 926928 | 55369-6417 | USA | N30 | 148 | EGAN COMPANY | 55480-1150 | Switch CCTV_Card Access | Egan CCTV/Card Access for Project Switch | PUR | Egan CCTV/Card Access for Project Switch | EA | EA |  | FALSE |  | P | PPD | DAYTON |  | 77445S-21
135098 | 5 | 16 | States | Dayton | Holly Davis | TRUE | 2026-07-29T00:00:00 |  |  | 1 | 0 | 1 | 126570 | 6075360 | 55369-6417 | USA | N30 | 148 | EGAN COMPANY | 55480-1150 | Switch Mechanical | Egan Mechanical for Project Switch | PUR | Egan Mechanical for Project Switch | EA | EA |  | FALSE |  | P | PPD | DAYTON |  | 77445S-15
135098 | 3 | 11 | States | Dayton | Holly Davis | TRUE | 2026-07-29T00:00:00 |  |  | 1 | 0 | 1 | 373086 | 17908128 | 55369-6417 | USA | N30 | 148 | EGAN COMPANY | 55480-1150 | Switch Electrical | Egan Electrical for Project Switch | PUR | Egan Electrical for Project Switch | EA | EA |  | FALSE |  | P | PPD | DAYTON |  | 77445S-10
135098 | 3 | 33 | States | Dayton | Holly Davis | TRUE | 2026-07-29T00:00:00 |  |  | 1 | 0 | 1 | 373086 | 17908128 | 55369-6417 | USA | N30 | 148 | EGAN COMPANY | 55480-1150 | Switch Electrical | Egan Electrical for Project Switch | PUR | Egan Electrical for Project Switch | EA | EA |  | FALSE |  | P | PPD | DAYTON |  | 77445S-32
135098 | 2 | 9 | States | Dayton | Holly Davis | TRUE | 2026-07-29T00:00:00 |  |  | 1 | 0 | 1 | 47360 | 2273280 | 55369-6417 | USA | N30 | 148 | EGAN COMPANY | 55480-1150 | Switch Controls | Egan Controls for Project Switch | PUR | Egan Controls for Project Switch | EA | EA |  | FALSE |  | P | PPD | DAYTON |  | 77445S-8
135098 | 1 | 47 | States | Dayton | Holly Davis | TRUE | 2026-07-29T00:00:00 |  |  | 1 | 0 | 1 | 19311 | 926928 | 55369-6417 | USA | N30 | 148 | EGAN COMPANY | 55480-1150 | Switch CCTV_Card Access | Egan CCTV/Card Access for Project Switch | PUR | Egan CCTV/Card Access for Project Switch | EA | EA |  | FALSE |  | P | PPD | DAYTON |  | 77445S-46
135098 | 3 | 4 | States | Dayton | Holly Davis | TRUE | 2026-07-29T00:00:00 |  |  | 1 | 0 | 1 | 373086 | 17908128 | 55369-6417 | USA | N30 | 148 | EGAN COMPANY | 55480-1150 | Switch Electrical | Egan Electrical for Project Switch | PUR | Egan Electrical for Project Switch | EA | EA |  | FALSE |  | P | PPD | DAYTON |  | 77445S-3
135098 | 4 | 36 | States | Dayton | Holly Davis | TRUE | 2026-07-29T00:00:00 |  |  | 1 | 0 | 1 | 25966 | 1246368 | 55369-6417 | USA | N30 | 148 | EGAN COMPANY | 55480-1150 | Switch Fire Alarm_Smoke Monitoring | Egan Fire Alarm/Smoke Monitoring for Project Switch | PUR | Egan Fire Alarm/Smoke Monitoring for Project Switch | EA | EA |  | FALSE |  | P | PPD | DAYTON |  | 77445S-35
135098 | 2 | 38 | States | Dayton | Holly Davis | TRUE | 2026-07-29T00:00:00 |  |  | 1 | 0 | 1 | 47360 | 2273280 | 55369-6417 | USA | N30 | 148 | EGAN COMPANY | 55480-1150 | Switch Controls | Egan Controls for Project Switch | PUR | Egan Controls for Project Switch | EA | EA |  | FALSE |  | P | PPD | DAYTON |  | 77445S-37
135098 | 3 | 25 | States | Dayton | Holly Davis | TRUE | 2026-07-29T00:00:00 |  |  | 1 | 0 | 1 | 373086 | 17908128 | 55369-6417 | USA | N30 | 148 | EGAN COMPANY | 55480-1150 | Switch Electrical | Egan Electrical for Project Switch | PUR | Egan Electrical for Project Switch | EA | EA |  | FALSE |  | P | PPD | DAYTON |  | 77445S-24
135098 | 3 | 20 | States | Dayton | Holly Davis | TRUE | 2026-07-29T00:00:00 |  |  | 1 | 0 | 1 | 373086 | 17908128 | 55369-6417 | USA | N30 | 148 | EGAN COMPANY | 55480-1150 | Switch Electrical | Egan Electrical for Project Switch | PUR | Egan Electrical for Project Switch | EA | EA |  | FALSE |  | P | PPD | DAYTON |  | 77445S-19
135098 | 4 | 21 | States | Dayton | Holly Davis | TRUE | 2026-07-29T00:00:00 |  |  | 1 | 0 | 1 | 25966 | 1246368 | 55369-6417 | USA | N30 | 148 | EGAN COMPANY | 55480-1150 | Switch Fire Alarm_Smoke Monitoring | Egan Fire Alarm/Smoke Monitoring for Project Switch | PUR | Egan Fire Alarm/Smoke Monitoring for Project Switch | EA | EA |  | FALSE |  | P | PPD | DAYTON |  | 77445S-20
135098 | 1 | 38 | States | Dayton | Holly Davis | TRUE | 2026-07-29T00:00:00 |  |  | 1 | 0 | 1 | 19311 | 926928 | 55369-6417 | USA | N30 | 148 | EGAN COMPANY | 55480-1150 | Switch CCTV_Card Access | Egan CCTV/Card Access for Project Switch | PUR | Egan CCTV/Card Access for Project Switch | EA | EA |  | FALSE |  | P | PPD | DAYTON |  | 77445S-37
135098 | 6 | 48 | States | Dayton | Holly Davis | TRUE | 2026-07-29T00:00:00 |  |  | 1 | 0 | 1 | 213600 | 10252800 | 55369-6417 | USA | N30 | 148 | EGAN COMPANY | 55480-1150 | Switch HVAC Equipment Supplied | Egan Supplied HVAC Equipment for Project Switch | PUR | Egan Supplied HVAC Equipment for Project Switch | EA | EA |  | FALSE |  | P | PPD | DAYTON |  | 77445S-47
135098 | 3 | 5 | States | Dayton | Holly Davis | TRUE | 2026-07-29T00:00:00 |  |  | 1 | 0 | 1 | 373086 | 17908128 | 55369-6417 | USA | N30 | 148 | EGAN COMPANY | 55480-1150 | Switch Electrical | Egan Electrical for Project Switch | PUR | Egan Electrical for Project Switch | EA | EA |  | FALSE |  | P | PPD | DAYTON |  | 77445S-4
135098 | 3 | 23 | States | Dayton | Holly Davis | TRUE | 2026-07-29T00:00:00 |  |  | 1 | 0 | 1 | 373086 | 17908128 | 55369-6417 | USA | N30 | 148 | EGAN COMPANY | 55480-1150 | Switch Electrical | Egan Electrical for Project Switch | PUR | Egan Electrical for Project Switch | EA | EA |  | FALSE |  | P | PPD | DAYTON |  | 77445S-22
135098 | 2 | 41 | States | Dayton | Holly Davis | TRUE | 2026-07-29T00:00:00 |  |  | 1 | 0 | 1 | 47360 | 2273280 | 55369-6417 | USA | N30 | 148 | EGAN COMPANY | 55480-1150 | Switch Controls | Egan Controls for Project Switch | PUR | Egan Controls for Project Switch | EA | EA |  | FALSE |  | P | PPD | DAYTON |  | 77445S-40
135098 | 6 | 44 | States | Dayton | Holly Davis | TRUE | 2026-07-29T00:00:00 |  |  | 1 | 0 | 1 | 213600 | 10252800 | 55369-6417 | USA | N30 | 148 | EGAN COMPANY | 55480-1150 | Switch HVAC Equipment Supplied | Egan Supplied HVAC Equipment for Project Switch | PUR | Egan Supplied HVAC Equipment for Project Switch | EA | EA |  | FALSE |  | P | PPD | DAYTON |  | 77445S-43
135098 | 2 | 34 | States | Dayton | Holly Davis | TRUE | 2026-07-29T00:00:00 |  |  | 1 | 0 | 1 | 47360 | 2273280 | 55369-6417 | USA | N30 | 148 | EGAN COMPANY | 55480-1150 | Switch Controls | Egan Controls for Project Switch | PUR | Egan Controls for Project Switch | EA | EA |  | FALSE |  | P | PPD | DAYTON |  | 77445S-33
135098 | 6 | 46 | States | Dayton | Holly Davis | TRUE | 2026-07-29T00:00:00 |  |  | 1 | 0 | 1 | 213600 | 10252800 | 55369-6417 | USA | N30 | 148 | EGAN COMPANY | 55480-1150 | Switch HVAC Equipment Supplied | Egan Supplied HVAC Equipment for Project Switch | PUR | Egan Supplied HVAC Equipment for Project Switch | EA | EA |  | FALSE |  | P | PPD | DAYTON |  | 77445S-45
135098 | 6 | 16 | States | Dayton | Holly Davis | TRUE | 2026-07-29T00:00:00 |  |  | 1 | 0 | 1 | 213600 | 10252800 | 55369-6417 | USA | N30 | 148 | EGAN COMPANY | 55480-1150 | Switch HVAC Equipment Supplied | Egan Supplied HVAC Equipment for Project Switch | PUR | Egan Supplied HVAC Equipment for Project Switch | EA | EA |  | FALSE |  | P | PPD | DAYTON |  | 77445S-15
135098 | 4 | 24 | States | Dayton | Holly Davis | TRUE | 2026-07-29T00:00:00 |  |  | 1 | 0 | 1 | 25966 | 1246368 | 55369-6417 | USA | N30 | 148 | EGAN COMPANY | 55480-1150 | Switch Fire Alarm_Smoke Monitoring | Egan Fire Alarm/Smoke Monitoring for Project Switch | PUR | Egan Fire Alarm/Smoke Monitoring for Project Switch | EA | EA |  | FALSE |  | P | PPD | DAYTON |  | 77445S-23
135098 | 6 | 39 | States | Dayton | Holly Davis | TRUE | 2026-07-29T00:00:00 |  |  | 1 | 0 | 1 | 213600 | 10252800 | 55369-6417 | USA | N30 | 148 | EGAN COMPANY | 55480-1150 | Switch HVAC Equipment Supplied | Egan Supplied HVAC Equipment for Project Switch | PUR | Egan Supplied HVAC Equipment for Project Switch | EA | EA |  | FALSE |  | P | PPD | DAYTON |  | 77445S-38
135098 | 4 | 17 | States | Dayton | Holly Davis | TRUE | 2026-07-29T00:00:00 |  |  | 1 | 0 | 1 | 25966 | 1246368 | 55369-6417 | USA | N30 | 148 | EGAN COMPANY | 55480-1150 | Switch Fire Alarm_Smoke Monitoring | Egan Fire Alarm/Smoke Monitoring for Project Switch | PUR | Egan Fire Alarm/Smoke Monitoring for Project Switch | EA | EA |  | FALSE |  | P | PPD | DAYTON |  | 77445S-16
135098 | 1 | 27 | States | Dayton | Holly Davis | TRUE | 2026-07-29T00:00:00 |  |  | 1 | 0 | 1 | 19311 | 926928 | 55369-6417 | USA | N30 | 148 | EGAN COMPANY | 55480-1150 | Switch CCTV_Card Access | Egan CCTV/Card Access for Project Switch | PUR | Egan CCTV/Card Access for Project Switch | EA | EA |  | FALSE |  | P | PPD | DAYTON |  | 77445S-26
135098 | 2 | 20 | States | Dayton | Holly Davis | TRUE | 2026-07-29T00:00:00 |  |  | 1 | 0 | 1 | 47360 | 2273280 | 55369-6417 | USA | N30 | 148 | EGAN COMPANY | 55480-1150 | Switch Controls | Egan Controls for Project Switch | PUR | Egan Controls for Project Switch | EA | EA |  | FALSE |  | P | PPD | DAYTON |  | 77445S-19
135098 | 2 | 45 | States | Dayton | Holly Davis | TRUE | 2026-07-29T00:00:00 |  |  | 1 | 0 | 1 | 47360 | 2273280 | 55369-6417 | USA | N30 | 148 | EGAN COMPANY | 55480-1150 | Switch Controls | Egan Controls for Project Switch | PUR | Egan Controls for Project Switch | EA | EA |  | FALSE |  | P | PPD | DAYTON |  | 77445S-44
135098 | 1 | 46 | States | Dayton | Holly Davis | TRUE | 2026-07-29T00:00:00 |  |  | 1 | 0 | 1 | 19311 | 926928 | 55369-6417 | USA | N30 | 148 | EGAN COMPANY | 55480-1150 | Switch CCTV_Card Access | Egan CCTV/Card Access for Project Switch | PUR | Egan CCTV/Card Access for Project Switch | EA | EA |  | FALSE |  | P | PPD | DAYTON |  | 77445S-45
135098 | 3 | 44 | States | Dayton | Holly Davis | TRUE | 2026-07-29T00:00:00 |  |  | 1 | 0 | 1 | 373086 | 17908128 | 55369-6417 | USA | N30 | 148 | EGAN COMPANY | 55480-1150 | Switch Electrical | Egan Electrical for Project Switch | PUR | Egan Electrical for Project Switch | EA | EA |  | FALSE |  | P | PPD | DAYTON |  | 77445S-43
135098 | 5 | 43 | States | Dayton | Holly Davis | TRUE | 2026-07-29T00:00:00 |  |  | 1 | 0 | 1 | 126570 | 6075360 | 55369-6417 | USA | N30 | 148 | EGAN COMPANY | 55480-1150 | Switch Mechanical | Egan Mechanical for Project Switch | PUR | Egan Mechanical for Project Switch | EA | EA |  | FALSE |  | P | PPD | DAYTON |  | 77445S-42
135098 | 4 | 13 | States | Dayton | Holly Davis | TRUE | 2026-07-29T00:00:00 |  |  | 1 | 0 | 1 | 25966 | 1246368 | 55369-6417 | USA | N30 | 148 | EGAN COMPANY | 55480-1150 | Switch Fire Alarm_Smoke Monitoring | Egan Fire Alarm/Smoke Monitoring for Project Switch | PUR | Egan Fire Alarm/Smoke Monitoring for Project Switch | EA | EA |  | FALSE |  | P | PPD | DAYTON |  | 77445S-12
135098 | 2 | 18 | States | Dayton | Holly Davis | TRUE | 2026-07-29T00:00:00 |  |  | 1 | 0 | 1 | 47360 | 2273280 | 55369-6417 | USA | N30 | 148 | EGAN COMPANY | 55480-1150 | Switch Controls | Egan Controls for Project Switch | PUR | Egan Controls for Project Switch | EA | EA |  | FALSE |  | P | PPD | DAYTON |  | 77445S-17
135098 | 3 | 15 | States | Dayton | Holly Davis | TRUE | 2026-07-29T00:00:00 |  |  | 1 | 0 | 1 | 373086 | 17908128 | 55369-6417 | USA | N30 | 148 | EGAN COMPANY | 55480-1150 | Switch Electrical | Egan Electrical for Project Switch | PUR | Egan Electrical for Project Switch | EA | EA |  | FALSE |  | P | PPD | DAYTON |  | 77445S-14
135098 | 1 | 17 | States | Dayton | Holly Davis | TRUE | 2026-07-29T00:00:00 |  |  | 1 | 0 | 1 | 19311 | 926928 | 55369-6417 | USA | N30 | 148 | EGAN COMPANY | 55480-1150 | Switch CCTV_Card Access | Egan CCTV/Card Access for Project Switch | PUR | Egan CCTV/Card Access for Project Switch | EA | EA |  | FALSE |  | P | PPD | DAYTON |  | 77445S-16
135098 | 3 | 32 | States | Dayton | Holly Davis | TRUE | 2026-07-29T00:00:00 |  |  | 1 | 0 | 1 | 373086 | 17908128 | 55369-6417 | USA | N30 | 148 | EGAN COMPANY | 55480-1150 | Switch Electrical | Egan Electrical for Project Switch | PUR | Egan Electrical for Project Switch | EA | EA |  | FALSE |  | P | PPD | DAYTON |  | 77445S-31
135098 | 5 | 38 | States | Dayton | Holly Davis | TRUE | 2026-07-29T00:00:00 |  |  | 1 | 0 | 1 | 126570 | 6075360 | 55369-6417 | USA | N30 | 148 | EGAN COMPANY | 55480-1150 | Switch Mechanical | Egan Mechanical for Project Switch | PUR | Egan Mechanical for Project Switch | EA | EA |  | FALSE |  | P | PPD | DAYTON |  | 77445S-37
135098 | 4 | 15 | States | Dayton | Holly Davis | TRUE | 2026-07-29T00:00:00 |  |  | 1 | 0 | 1 | 25966 | 1246368 | 55369-6417 | USA | N30 | 148 | EGAN COMPANY | 55480-1150 | Switch Fire Alarm_Smoke Monitoring | Egan Fire Alarm/Smoke Monitoring for Project Switch | PUR | Egan Fire Alarm/Smoke Monitoring for Project Switch | EA | EA |  | FALSE |  | P | PPD | DAYTON |  | 77445S-14
135098 | 5 | 1 | States | Dayton | Holly Davis | TRUE | 2026-07-29T00:00:00 |  |  | 1 | 0 | 1 | 126570 | 6075360 | 55369-6417 | USA | N30 | 148 | EGAN COMPANY | 55480-1150 | Switch Mechanical | Egan Mechanical for Project Switch | PUR | Egan Mechanical for Project Switch | EA | EA |  | FALSE |  | P | PPD | DAYTON |  | 77446S-1
135098 | 1 | 7 | States | Dayton | Holly Davis | TRUE | 2026-07-29T00:00:00 |  |  | 1 | 0 | 1 | 19311 | 926928 | 55369-6417 | USA | N30 | 148 | EGAN COMPANY | 55480-1150 | Switch CCTV_Card Access | Egan CCTV/Card Access for Project Switch | PUR | Egan CCTV/Card Access for Project Switch | EA | EA |  | FALSE |  | P | PPD | DAYTON |  | 77445S-6
135098 | 4 | 29 | States | Dayton | Holly Davis | TRUE | 2026-07-29T00:00:00 |  |  | 1 | 0 | 1 | 25966 | 1246368 | 55369-6417 | USA | N30 | 148 | EGAN COMPANY | 55480-1150 | Switch Fire Alarm_Smoke Monitoring | Egan Fire Alarm/Smoke Monitoring for Project Switch | PUR | Egan Fire Alarm/Smoke Monitoring for Project Switch | EA | EA |  | FALSE |  | P | PPD | DAYTON |  | 77445S-28
135098 | 5 | 33 | States | Dayton | Holly Davis | TRUE | 2026-07-29T00:00:00 |  |  | 1 | 0 | 1 | 126570 | 6075360 | 55369-6417 | USA | N30 | 148 | EGAN COMPANY | 55480-1150 | Switch Mechanical | Egan Mechanical for Project Switch | PUR | Egan Mechanical for Project Switch | EA | EA |  | FALSE |  | P | PPD | DAYTON |  | 77445S-32
135098 | 5 | 28 | States | Dayton | Holly Davis | TRUE | 2026-07-29T00:00:00 |  |  | 1 | 0 | 1 | 126570 | 6075360 | 55369-6417 | USA | N30 | 148 | EGAN COMPANY | 55480-1150 | Switch Mechanical | Egan Mechanical for Project Switch | PUR | Egan Mechanical for Project Switch | EA | EA |  | FALSE |  | P | PPD | DAYTON |  | 77445S-27
135098 | 6 | 33 | States | Dayton | Holly Davis | TRUE | 2026-07-29T00:00:00 |  |  | 1 | 0 | 1 | 213600 | 10252800 | 55369-6417 | USA | N30 | 148 | EGAN COMPANY | 55480-1150 | Switch HVAC Equipment Supplied | Egan Supplied HVAC Equipment for Project Switch | PUR | Egan Supplied HVAC Equipment for Project Switch | EA | EA |  | FALSE |  | P | PPD | DAYTON |  | 77445S-32
135098 | 3 | 10 | States | Dayton | Holly Davis | TRUE | 2026-07-29T00:00:00 |  |  | 1 | 0 | 1 | 373086 | 17908128 | 55369-6417 | USA | N30 | 148 | EGAN COMPANY | 55480-1150 | Switch Electrical | Egan Electrical for Project Switch | PUR | Egan Electrical for Project Switch | EA | EA |  | FALSE |  | P | PPD | DAYTON |  | 77445S-9
135098 | 5 | 4 | States | Dayton | Holly Davis | TRUE | 2026-07-29T00:00:00 |  |  | 1 | 0 | 1 | 126570 | 6075360 | 55369-6417 | USA | N30 | 148 | EGAN COMPANY | 55480-1150 | Switch Mechanical | Egan Mechanical for Project Switch | PUR | Egan Mechanical for Project Switch | EA | EA |  | FALSE |  | P | PPD | DAYTON |  | 77445S-3
135098 | 1 | 29 | States | Dayton | Holly Davis | TRUE | 2026-07-29T00:00:00 |  |  | 1 | 0 | 1 | 19311 | 926928 | 55369-6417 | USA | N30 | 148 | EGAN COMPANY | 55480-1150 | Switch CCTV_Card Access | Egan CCTV/Card Access for Project Switch | PUR | Egan CCTV/Card Access for Project Switch | EA | EA |  | FALSE |  | P | PPD | DAYTON |  | 77445S-28
135098 | 5 | 15 | States | Dayton | Holly Davis | TRUE | 2026-07-29T00:00:00 |  |  | 1 | 0 | 1 | 126570 | 6075360 | 55369-6417 | USA | N30 | 148 | EGAN COMPANY | 55480-1150 | Switch Mechanical | Egan Mechanical for Project Switch | PUR | Egan Mechanical for Project Switch | EA | EA |  | FALSE |  | P | PPD | DAYTON |  | 77445S-14
135098 | 4 | 37 | States | Dayton | Holly Davis | TRUE | 2026-07-29T00:00:00 |  |  | 1 | 0 | 1 | 25966 | 1246368 | 55369-6417 | USA | N30 | 148 | EGAN COMPANY | 55480-1150 | Switch Fire Alarm_Smoke Monitoring | Egan Fire Alarm/Smoke Monitoring for Project Switch | PUR | Egan Fire Alarm/Smoke Monitoring for Project Switch | EA | EA |  | FALSE |  | P | PPD | DAYTON |  | 77445S-36
135098 | 3 | 37 | States | Dayton | Holly Davis | TRUE | 2026-07-29T00:00:00 |  |  | 1 | 0 | 1 | 373086 | 17908128 | 55369-6417 | USA | N30 | 148 | EGAN COMPANY | 55480-1150 | Switch Electrical | Egan Electrical for Project Switch | PUR | Egan Electrical for Project Switch | EA | EA |  | FALSE |  | P | PPD | DAYTON |  | 77445S-36
135098 | 5 | 2 | States | Dayton | Holly Davis | TRUE | 2026-07-29T00:00:00 |  |  | 1 | 0 | 1 | 126570 | 6075360 | 55369-6417 | USA | N30 | 148 | EGAN COMPANY | 55480-1150 | Switch Mechanical | Egan Mechanical for Project Switch | PUR | Egan Mechanical for Project Switch | EA | EA |  | FALSE |  | P | PPD | DAYTON |  | 77445S-1
135098 | 2 | 22 | States | Dayton | Holly Davis | TRUE | 2026-07-29T00:00:00 |  |  | 1 | 0 | 1 | 47360 | 2273280 | 55369-6417 | USA | N30 | 148 | EGAN COMPANY | 55480-1150 | Switch Controls | Egan Controls for Project Switch | PUR | Egan Controls for Project Switch | EA | EA |  | FALSE |  | P | PPD | DAYTON |  | 77445S-21
135098 | 2 | 4 | States | Dayton | Holly Davis | TRUE | 2026-07-29T00:00:00 |  |  | 1 | 0 | 1 | 47360 | 2273280 | 55369-6417 | USA | N30 | 148 | EGAN COMPANY | 55480-1150 | Switch Controls | Egan Controls for Project Switch | PUR | Egan Controls for Project Switch | EA | EA |  | FALSE |  | P | PPD | DAYTON |  | 77445S-3
135098 | 2 | 14 | States | Dayton | Holly Davis | TRUE | 2026-07-29T00:00:00 |  |  | 1 | 0 | 1 | 47360 | 2273280 | 55369-6417 | USA | N30 | 148 | EGAN COMPANY | 55480-1150 | Switch Controls | Egan Controls for Project Switch | PUR | Egan Controls for Project Switch | EA | EA |  | FALSE |  | P | PPD | DAYTON |  | 77445S-13
135098 | 3 | 24 | States | Dayton | Holly Davis | TRUE | 2026-07-29T00:00:00 |  |  | 1 | 0 | 1 | 373086 | 17908128 | 55369-6417 | USA | N30 | 148 | EGAN COMPANY | 55480-1150 | Switch Electrical | Egan Electrical for Project Switch | PUR | Egan Electrical for Project Switch | EA | EA |  | FALSE |  | P | PPD | DAYTON |  | 77445S-23
135098 | 5 | 29 | States | Dayton | Holly Davis | TRUE | 2026-07-29T00:00:00 |  |  | 1 | 0 | 1 | 126570 | 6075360 | 55369-6417 | USA | N30 | 148 | EGAN COMPANY | 55480-1150 | Switch Mechanical | Egan Mechanical for Project Switch | PUR | Egan Mechanical for Project Switch | EA | EA |  | FALSE |  | P | PPD | DAYTON |  | 77445S-28
135098 | 5 | 44 | States | Dayton | Holly Davis | TRUE | 2026-07-29T00:00:00 |  |  | 1 | 0 | 1 | 126570 | 6075360 | 55369-6417 | USA | N30 | 148 | EGAN COMPANY | 55480-1150 | Switch Mechanical | Egan Mechanical for Project Switch | PUR | Egan Mechanical for Project Switch | EA | EA |  | FALSE |  | P | PPD | DAYTON |  | 77445S-43
135098 | 1 | 45 | States | Dayton | Holly Davis | TRUE | 2026-07-29T00:00:00 |  |  | 1 | 0 | 1 | 19311 | 926928 | 55369-6417 | USA | N30 | 148 | EGAN COMPANY | 55480-1150 | Switch CCTV_Card Access | Egan CCTV/Card Access for Project Switch | PUR | Egan CCTV/Card Access for Project Switch | EA | EA |  | FALSE |  | P | PPD | DAYTON |  | 77445S-44
135098 | 3 | 14 | States | Dayton | Holly Davis | TRUE | 2026-07-29T00:00:00 |  |  | 1 | 0 | 1 | 373086 | 17908128 | 55369-6417 | USA | N30 | 148 | EGAN COMPANY | 55480-1150 | Switch Electrical | Egan Electrical for Project Switch | PUR | Egan Electrical for Project Switch | EA | EA |  | FALSE |  | P | PPD | DAYTON |  | 77445S-13
135098 | 4 | 19 | States | Dayton | Holly Davis | TRUE | 2026-07-29T00:00:00 |  |  | 1 | 0 | 1 | 25966 | 1246368 | 55369-6417 | USA | N30 | 148 | EGAN COMPANY | 55480-1150 | Switch Fire Alarm_Smoke Monitoring | Egan Fire Alarm/Smoke Monitoring for Project Switch | PUR | Egan Fire Alarm/Smoke Monitoring for Project Switch | EA | EA |  | FALSE |  | P | PPD | DAYTON |  | 77445S-18
135098 | 6 | 47 | States | Dayton | Holly Davis | TRUE | 2026-07-29T00:00:00 |  |  | 1 | 0 | 1 | 213600 | 10252800 | 55369-6417 | USA | N30 | 148 | EGAN COMPANY | 55480-1150 | Switch HVAC Equipment Supplied | Egan Supplied HVAC Equipment for Project Switch | PUR | Egan Supplied HVAC Equipment for Project Switch | EA | EA |  | FALSE |  | P | PPD | DAYTON |  | 77445S-46
135098 | 5 | 8 | States | Dayton | Holly Davis | TRUE | 2026-07-29T00:00:00 |  |  | 1 | 0 | 1 | 126570 | 6075360 | 55369-6417 | USA | N30 | 148 | EGAN COMPANY | 55480-1150 | Switch Mechanical | Egan Mechanical for Project Switch | PUR | Egan Mechanical for Project Switch | EA | EA |  | FALSE |  | P | PPD | DAYTON |  | 77445S-7
135098 | 3 | 41 | States | Dayton | Holly Davis | TRUE | 2026-07-29T00:00:00 |  |  | 1 | 0 | 1 | 373086 | 17908128 | 55369-6417 | USA | N30 | 148 | EGAN COMPANY | 55480-1150 | Switch Electrical | Egan Electrical for Project Switch | PUR | Egan Electrical for Project Switch | EA | EA |  | FALSE |  | P | PPD | DAYTON |  | 77445S-40
135098 | 2 | 10 | States | Dayton | Holly Davis | TRUE | 2026-07-29T00:00:00 |  |  | 1 | 0 | 1 | 47360 | 2273280 | 55369-6417 | USA | N30 | 148 | EGAN COMPANY | 55480-1150 | Switch Controls | Egan Controls for Project Switch | PUR | Egan Controls for Project Switch | EA | EA |  | FALSE |  | P | PPD | DAYTON |  | 77445S-9
135098 | 5 | 41 | States | Dayton | Holly Davis | TRUE | 2026-07-29T00:00:00 |  |  | 1 | 0 | 1 | 126570 | 6075360 | 55369-6417 | USA | N30 | 148 | EGAN COMPANY | 55480-1150 | Switch Mechanical | Egan Mechanical for Project Switch | PUR | Egan Mechanical for Project Switch | EA | EA |  | FALSE |  | P | PPD | DAYTON |  | 77445S-40
135098 | 4 | 18 | States | Dayton | Holly Davis | TRUE | 2026-07-29T00:00:00 |  |  | 1 | 0 | 1 | 25966 | 1246368 | 55369-6417 | USA | N30 | 148 | EGAN COMPANY | 55480-1150 | Switch Fire Alarm_Smoke Monitoring | Egan Fire Alarm/Smoke Monitoring for Project Switch | PUR | Egan Fire Alarm/Smoke Monitoring for Project Switch | EA | EA |  | FALSE |  | P | PPD | DAYTON |  | 77445S-17
135098 | 5 | 9 | States | Dayton | Holly Davis | TRUE | 2026-07-29T00:00:00 |  |  | 1 | 0 | 1 | 126570 | 6075360 | 55369-6417 | USA | N30 | 148 | EGAN COMPANY | 55480-1150 | Switch Mechanical | Egan Mechanical for Project Switch | PUR | Egan Mechanical for Project Switch | EA | EA |  | FALSE |  | P | PPD | DAYTON |  | 77445S-8
135098 | 4 | 14 | States | Dayton | Holly Davis | TRUE | 2026-07-29T00:00:00 |  |  | 1 | 0 | 1 | 25966 | 1246368 | 55369-6417 | USA | N30 | 148 | EGAN COMPANY | 55480-1150 | Switch Fire Alarm_Smoke Monitoring | Egan Fire Alarm/Smoke Monitoring for Project Switch | PUR | Egan Fire Alarm/Smoke Monitoring for Project Switch | EA | EA |  | FALSE |  | P | PPD | DAYTON |  | 77445S-13
135098 | 4 | 46 | States | Dayton | Holly Davis | TRUE | 2026-07-29T00:00:00 |  |  | 1 | 0 | 1 | 25966 | 1246368 | 55369-6417 | USA | N30 | 148 | EGAN COMPANY | 55480-1150 | Switch Fire Alarm_Smoke Monitoring | Egan Fire Alarm/Smoke Monitoring for Project Switch | PUR | Egan Fire Alarm/Smoke Monitoring for Project Switch | EA | EA |  | FALSE |  | P | PPD | DAYTON |  | 77445S-45
135098 | 2 | 47 | States | Dayton | Holly Davis | TRUE | 2026-07-29T00:00:00 |  |  | 1 | 0 | 1 | 47360 | 2273280 | 55369-6417 | USA | N30 | 148 | EGAN COMPANY | 55480-1150 | Switch Controls | Egan Controls for Project Switch | PUR | Egan Controls for Project Switch | EA | EA |  | FALSE |  | P | PPD | DAYTON |  | 77445S-46
135098 | 2 | 29 | States | Dayton | Holly Davis | TRUE | 2026-07-29T00:00:00 |  |  | 1 | 0 | 1 | 47360 | 2273280 | 55369-6417 | USA | N30 | 148 | EGAN COMPANY | 55480-1150 | Switch Controls | Egan Controls for Project Switch | PUR | Egan Controls for Project Switch | EA | EA |  | FALSE |  | P | PPD | DAYTON |  | 77445S-28
135098 | 1 | 35 | States | Dayton | Holly Davis | TRUE | 2026-07-29T00:00:00 |  |  | 1 | 0 | 1 | 19311 | 926928 | 55369-6417 | USA | N30 | 148 | EGAN COMPANY | 55480-1150 | Switch CCTV_Card Access | Egan CCTV/Card Access for Project Switch | PUR | Egan CCTV/Card Access for Project Switch | EA | EA |  | FALSE |  | P | PPD | DAYTON |  | 77445S-34
135098 | 1 | 11 | States | Dayton | Holly Davis | TRUE | 2026-07-29T00:00:00 |  |  | 1 | 0 | 1 | 19311 | 926928 | 55369-6417 | USA | N30 | 148 | EGAN COMPANY | 55480-1150 | Switch CCTV_Card Access | Egan CCTV/Card Access for Project Switch | PUR | Egan CCTV/Card Access for Project Switch | EA | EA |  | FALSE |  | P | PPD | DAYTON |  | 77445S-10
135098 | 6 | 28 | States | Dayton | Holly Davis | TRUE | 2026-07-29T00:00:00 |  |  | 1 | 0 | 1 | 213600 | 10252800 | 55369-6417 | USA | N30 | 148 | EGAN COMPANY | 55480-1150 | Switch HVAC Equipment Supplied | Egan Supplied HVAC Equipment for Project Switch | PUR | Egan Supplied HVAC Equipment for Project Switch | EA | EA |  | FALSE |  | P | PPD | DAYTON |  | 77445S-27
135098 | 5 | 37 | States | Dayton | Holly Davis | TRUE | 2026-07-29T00:00:00 |  |  | 1 | 0 | 1 | 126570 | 6075360 | 55369-6417 | USA | N30 | 148 | EGAN COMPANY | 55480-1150 | Switch Mechanical | Egan Mechanical for Project Switch | PUR | Egan Mechanical for Project Switch | EA | EA |  | FALSE |  | P | PPD | DAYTON |  | 77445S-36
135098 | 4 | 22 | States | Dayton | Holly Davis | TRUE | 2026-07-29T00:00:00 |  |  | 1 | 0 | 1 | 25966 | 1246368 | 55369-6417 | USA | N30 | 148 | EGAN COMPANY | 55480-1150 | Switch Fire Alarm_Smoke Monitoring | Egan Fire Alarm/Smoke Monitoring for Project Switch | PUR | Egan Fire Alarm/Smoke Monitoring for Project Switch | EA | EA |  | FALSE |  | P | PPD | DAYTON |  | 77445S-21
135098 | 3 | 28 | States | Dayton | Holly Davis | TRUE | 2026-07-29T00:00:00 |  |  | 1 | 0 | 1 | 373086 | 17908128 | 55369-6417 | USA | N30 | 148 | EGAN COMPANY | 55480-1150 | Switch Electrical | Egan Electrical for Project Switch | PUR | Egan Electrical for Project Switch | EA | EA |  | FALSE |  | P | PPD | DAYTON |  | 77445S-27
135098 | 3 | 27 | States | Dayton | Holly Davis | TRUE | 2026-07-29T00:00:00 |  |  | 1 | 0 | 1 | 373086 | 17908128 | 55369-6417 | USA | N30 | 148 | EGAN COMPANY | 55480-1150 | Switch Electrical | Egan Electrical for Project Switch | PUR | Egan Electrical for Project Switch | EA | EA |  | FALSE |  | P | PPD | DAYTON |  | 77445S-26
135098 | 3 | 19 | States | Dayton | Holly Davis | TRUE | 2026-07-29T00:00:00 |  |  | 1 | 0 | 1 | 373086 | 17908128 | 55369-6417 | USA | N30 | 148 | EGAN COMPANY | 55480-1150 | Switch Electrical | Egan Electrical for Project Switch | PUR | Egan Electrical for Project Switch | EA | EA |  | FALSE |  | P | PPD | DAYTON |  | 77445S-18
135098 | 4 | 2 | States | Dayton | Holly Davis | TRUE | 2026-07-29T00:00:00 |  |  | 1 | 0 | 1 | 25966 | 1246368 | 55369-6417 | USA | N30 | 148 | EGAN COMPANY | 55480-1150 | Switch Fire Alarm_Smoke Monitoring | Egan Fire Alarm/Smoke Monitoring for Project Switch | PUR | Egan Fire Alarm/Smoke Monitoring for Project Switch | EA | EA |  | FALSE |  | P | PPD | DAYTON |  | 77445S-1
135098 | 2 | 3 | States | Dayton | Holly Davis | TRUE | 2026-07-29T00:00:00 |  |  | 1 | 0 | 1 | 47360 | 2273280 | 55369-6417 | USA | N30 | 148 | EGAN COMPANY | 55480-1150 | Switch Controls | Egan Controls for Project Switch | PUR | Egan Controls for Project Switch | EA | EA |  | FALSE |  | P | PPD | DAYTON |  | 77445S-2
135098 | 5 | 11 | States | Dayton | Holly Davis | TRUE | 2026-07-29T00:00:00 |  |  | 1 | 0 | 1 | 126570 | 6075360 | 55369-6417 | USA | N30 | 148 | EGAN COMPANY | 55480-1150 | Switch Mechanical | Egan Mechanical for Project Switch | PUR | Egan Mechanical for Project Switch | EA | EA |  | FALSE |  | P | PPD | DAYTON |  | 77445S-10
135098 | 3 | 45 | States | Dayton | Holly Davis | TRUE | 2026-07-29T00:00:00 |  |  | 1 | 0 | 1 | 373086 | 17908128 | 55369-6417 | USA | N30 | 148 | EGAN COMPANY | 55480-1150 | Switch Electrical | Egan Electrical for Project Switch | PUR | Egan Electrical for Project Switch | EA | EA |  | FALSE |  | P | PPD | DAYTON |  | 77445S-44
135098 | 1 | 21 | States | Dayton | Holly Davis | TRUE | 2026-07-29T00:00:00 |  |  | 1 | 0 | 1 | 19311 | 926928 | 55369-6417 | USA | N30 | 148 | EGAN COMPANY | 55480-1150 | Switch CCTV_Card Access | Egan CCTV/Card Access for Project Switch | PUR | Egan CCTV/Card Access for Project Switch | EA | EA |  | FALSE |  | P | PPD | DAYTON |  | 77445S-20
135098 | 6 | 14 | States | Dayton | Holly Davis | TRUE | 2026-07-29T00:00:00 |  |  | 1 | 0 | 1 | 213600 | 10252800 | 55369-6417 | USA | N30 | 148 | EGAN COMPANY | 55480-1150 | Switch HVAC Equipment Supplied | Egan Supplied HVAC Equipment for Project Switch | PUR | Egan Supplied HVAC Equipment for Project Switch | EA | EA |  | FALSE |  | P | PPD | DAYTON |  | 77445S-13
135098 | 2 | 39 | States | Dayton | Holly Davis | TRUE | 2026-07-29T00:00:00 |  |  | 1 | 0 | 1 | 47360 | 2273280 | 55369-6417 | USA | N30 | 148 | EGAN COMPANY | 55480-1150 | Switch Controls | Egan Controls for Project Switch | PUR | Egan Controls for Project Switch | EA | EA |  | FALSE |  | P | PPD | DAYTON |  | 77445S-38
135098 | 1 | 1 | States | Dayton | Holly Davis | TRUE | 2026-07-29T00:00:00 |  |  | 1 | 0 | 1 | 19311 | 926928 | 55369-6417 | USA | N30 | 148 | EGAN COMPANY | 55480-1150 | Switch CCTV_Card Access | Egan CCTV/Card Access for Project Switch | PUR | Egan CCTV/Card Access for Project Switch | EA | EA |  | FALSE |  | P | PPD | DAYTON |  | 77446S-1
135098 | 5 | 31 | States | Dayton | Holly Davis | TRUE | 2026-07-29T00:00:00 |  |  | 1 | 0 | 1 | 126570 | 6075360 | 55369-6417 | USA | N30 | 148 | EGAN COMPANY | 55480-1150 | Switch Mechanical | Egan Mechanical for Project Switch | PUR | Egan Mechanical for Project Switch | EA | EA |  | FALSE |  | P | PPD | DAYTON |  | 77445S-30
135098 | 3 | 26 | States | Dayton | Holly Davis | TRUE | 2026-07-29T00:00:00 |  |  | 1 | 0 | 1 | 373086 | 17908128 | 55369-6417 | USA | N30 | 148 | EGAN COMPANY | 55480-1150 | Switch Electrical | Egan Electrical for Project Switch | PUR | Egan Electrical for Project Switch | EA | EA |  | FALSE |  | P | PPD | DAYTON |  | 77445S-25
135098 | 6 | 35 | States | Dayton | Holly Davis | TRUE | 2026-07-29T00:00:00 |  |  | 1 | 0 | 1 | 213600 | 10252800 | 55369-6417 | USA | N30 | 148 | EGAN COMPANY | 55480-1150 | Switch HVAC Equipment Supplied | Egan Supplied HVAC Equipment for Project Switch | PUR | Egan Supplied HVAC Equipment for Project Switch | EA | EA |  | FALSE |  | P | PPD | DAYTON |  | 77445S-34
135098 | 1 | 24 | States | Dayton | Holly Davis | TRUE | 2026-07-29T00:00:00 |  |  | 1 | 0 | 1 | 19311 | 926928 | 55369-6417 | USA | N30 | 148 | EGAN COMPANY | 55480-1150 | Switch CCTV_Card Access | Egan CCTV/Card Access for Project Switch | PUR | Egan CCTV/Card Access for Project Switch | EA | EA |  | FALSE |  | P | PPD | DAYTON |  | 77445S-23
135098 | 4 | 28 | States | Dayton | Holly Davis | TRUE | 2026-07-29T00:00:00 |  |  | 1 | 0 | 1 | 25966 | 1246368 | 55369-6417 | USA | N30 | 148 | EGAN COMPANY | 55480-1150 | Switch Fire Alarm_Smoke Monitoring | Egan Fire Alarm/Smoke Monitoring for Project Switch | PUR | Egan Fire Alarm/Smoke Monitoring for Project Switch | EA | EA |  | FALSE |  | P | PPD | DAYTON |  | 77445S-27
135098 | 2 | 44 | States | Dayton | Holly Davis | TRUE | 2026-07-29T00:00:00 |  |  | 1 | 0 | 1 | 47360 | 2273280 | 55369-6417 | USA | N30 | 148 | EGAN COMPANY | 55480-1150 | Switch Controls | Egan Controls for Project Switch | PUR | Egan Controls for Project Switch | EA | EA |  | FALSE |  | P | PPD | DAYTON |  | 77445S-43
135098 | 1 | 30 | States | Dayton | Holly Davis | TRUE | 2026-07-29T00:00:00 |  |  | 1 | 0 | 1 | 19311 | 926928 | 55369-6417 | USA | N30 | 148 | EGAN COMPANY | 55480-1150 | Switch CCTV_Card Access | Egan CCTV/Card Access for Project Switch | PUR | Egan CCTV/Card Access for Project Switch | EA | EA |  | FALSE |  | P | PPD | DAYTON |  | 77445S-29
135098 | 3 | 12 | States | Dayton | Holly Davis | TRUE | 2026-07-29T00:00:00 |  |  | 1 | 0 | 1 | 373086 | 17908128 | 55369-6417 | USA | N30 | 148 | EGAN COMPANY | 55480-1150 | Switch Electrical | Egan Electrical for Project Switch | PUR | Egan Electrical for Project Switch | EA | EA |  | FALSE |  | P | PPD | DAYTON |  | 77445S-11
135098 | 2 | 15 | States | Dayton | Holly Davis | TRUE | 2026-07-29T00:00:00 |  |  | 1 | 0 | 1 | 47360 | 2273280 | 55369-6417 | USA | N30 | 148 | EGAN COMPANY | 55480-1150 | Switch Controls | Egan Controls for Project Switch | PUR | Egan Controls for Project Switch | EA | EA |  | FALSE |  | P | PPD | DAYTON |  | 77445S-14
135098 | 1 | 48 | States | Dayton | Holly Davis | TRUE | 2026-07-29T00:00:00 |  |  | 1 | 0 | 1 | 19311 | 926928 | 55369-6417 | USA | N30 | 148 | EGAN COMPANY | 55480-1150 | Switch CCTV_Card Access | Egan CCTV/Card Access for Project Switch | PUR | Egan CCTV/Card Access for Project Switch | EA | EA |  | FALSE |  | P | PPD | DAYTON |  | 77445S-47
135098 | 2 | 7 | States | Dayton | Holly Davis | TRUE | 2026-07-29T00:00:00 |  |  | 1 | 0 | 1 | 47360 | 2273280 | 55369-6417 | USA | N30 | 148 | EGAN COMPANY | 55480-1150 | Switch Controls | Egan Controls for Project Switch | PUR | Egan Controls for Project Switch | EA | EA |  | FALSE |  | P | PPD | DAYTON |  | 77445S-6
135098 | 3 | 18 | States | Dayton | Holly Davis | TRUE | 2026-07-29T00:00:00 |  |  | 1 | 0 | 1 | 373086 | 17908128 | 55369-6417 | USA | N30 | 148 | EGAN COMPANY | 55480-1150 | Switch Electrical | Egan Electrical for Project Switch | PUR | Egan Electrical for Project Switch | EA | EA |  | FALSE |  | P | PPD | DAYTON |  | 77445S-17
135098 | 5 | 14 | States | Dayton | Holly Davis | TRUE | 2026-07-29T00:00:00 |  |  | 1 | 0 | 1 | 126570 | 6075360 | 55369-6417 | USA | N30 | 148 | EGAN COMPANY | 55480-1150 | Switch Mechanical | Egan Mechanical for Project Switch | PUR | Egan Mechanical for Project Switch | EA | EA |  | FALSE |  | P | PPD | DAYTON |  | 77445S-13
135098 | 2 | 12 | States | Dayton | Holly Davis | TRUE | 2026-07-29T00:00:00 |  |  | 1 | 0 | 1 | 47360 | 2273280 | 55369-6417 | USA | N30 | 148 | EGAN COMPANY | 55480-1150 | Switch Controls | Egan Controls for Project Switch | PUR | Egan Controls for Project Switch | EA | EA |  | FALSE |  | P | PPD | DAYTON |  | 77445S-11
135098 | 4 | 35 | States | Dayton | Holly Davis | TRUE | 2026-07-29T00:00:00 |  |  | 1 | 0 | 1 | 25966 | 1246368 | 55369-6417 | USA | N30 | 148 | EGAN COMPANY | 55480-1150 | Switch Fire Alarm_Smoke Monitoring | Egan Fire Alarm/Smoke Monitoring for Project Switch | PUR | Egan Fire Alarm/Smoke Monitoring for Project Switch | EA | EA |  | FALSE |  | P | PPD | DAYTON |  | 77445S-34
135098 | 1 | 40 | States | Dayton | Holly Davis | TRUE | 2026-07-29T00:00:00 |  |  | 1 | 0 | 1 | 19311 | 926928 | 55369-6417 | USA | N30 | 148 | EGAN COMPANY | 55480-1150 | Switch CCTV_Card Access | Egan CCTV/Card Access for Project Switch | PUR | Egan CCTV/Card Access for Project Switch | EA | EA |  | FALSE |  | P | PPD | DAYTON |  | 77445S-39
135098 | 1 | 3 | States | Dayton | Holly Davis | TRUE | 2026-07-29T00:00:00 |  |  | 1 | 0 | 1 | 19311 | 926928 | 55369-6417 | USA | N30 | 148 | EGAN COMPANY | 55480-1150 | Switch CCTV_Card Access | Egan CCTV/Card Access for Project Switch | PUR | Egan CCTV/Card Access for Project Switch | EA | EA |  | FALSE |  | P | PPD | DAYTON |  | 77445S-2
135098 | 4 | 4 | States | Dayton | Holly Davis | TRUE | 2026-07-29T00:00:00 |  |  | 1 | 0 | 1 | 25966 | 1246368 | 55369-6417 | USA | N30 | 148 | EGAN COMPANY | 55480-1150 | Switch Fire Alarm_Smoke Monitoring | Egan Fire Alarm/Smoke Monitoring for Project Switch | PUR | Egan Fire Alarm/Smoke Monitoring for Project Switch | EA | EA |  | FALSE |  | P | PPD | DAYTON |  | 77445S-3
135098 | 3 | 30 | States | Dayton | Holly Davis | TRUE | 2026-07-29T00:00:00 |  |  | 1 | 0 | 1 | 373086 | 17908128 | 55369-6417 | USA | N30 | 148 | EGAN COMPANY | 55480-1150 | Switch Electrical | Egan Electrical for Project Switch | PUR | Egan Electrical for Project Switch | EA | EA |  | FALSE |  | P | PPD | DAYTON |  | 77445S-29
135098 | 1 | 9 | States | Dayton | Holly Davis | TRUE | 2026-07-29T00:00:00 |  |  | 1 | 0 | 1 | 19311 | 926928 | 55369-6417 | USA | N30 | 148 | EGAN COMPANY | 55480-1150 | Switch CCTV_Card Access | Egan CCTV/Card Access for Project Switch | PUR | Egan CCTV/Card Access for Project Switch | EA | EA |  | FALSE |  | P | PPD | DAYTON |  | 77445S-8
135098 | 4 | 31 | States | Dayton | Holly Davis | TRUE | 2026-07-29T00:00:00 |  |  | 1 | 0 | 1 | 25966 | 1246368 | 55369-6417 | USA | N30 | 148 | EGAN COMPANY | 55480-1150 | Switch Fire Alarm_Smoke Monitoring | Egan Fire Alarm/Smoke Monitoring for Project Switch | PUR | Egan Fire Alarm/Smoke Monitoring for Project Switch | EA | EA |  | FALSE |  | P | PPD | DAYTON |  | 77445S-30
135098 | 4 | 11 | States | Dayton | Holly Davis | TRUE | 2026-07-29T00:00:00 |  |  | 1 | 0 | 1 | 25966 | 1246368 | 55369-6417 | USA | N30 | 148 | EGAN COMPANY | 55480-1150 | Switch Fire Alarm_Smoke Monitoring | Egan Fire Alarm/Smoke Monitoring for Project Switch | PUR | Egan Fire Alarm/Smoke Monitoring for Project Switch | EA | EA |  | FALSE |  | P | PPD | DAYTON |  | 77445S-10
135098 | 3 | 35 | States | Dayton | Holly Davis | TRUE | 2026-07-29T00:00:00 |  |  | 1 | 0 | 1 | 373086 | 17908128 | 55369-6417 | USA | N30 | 148 | EGAN COMPANY | 55480-1150 | Switch Electrical | Egan Electrical for Project Switch | PUR | Egan Electrical for Project Switch | EA | EA |  | FALSE |  | P | PPD | DAYTON |  | 77445S-34
135098 | 4 | 32 | States | Dayton | Holly Davis | TRUE | 2026-07-29T00:00:00 |  |  | 1 | 0 | 1 | 25966 | 1246368 | 55369-6417 | USA | N30 | 148 | EGAN COMPANY | 55480-1150 | Switch Fire Alarm_Smoke Monitoring | Egan Fire Alarm/Smoke Monitoring for Project Switch | PUR | Egan Fire Alarm/Smoke Monitoring for Project Switch | EA | EA |  | FALSE |  | P | PPD | DAYTON |  | 77445S-31
135098 | 3 | 16 | States | Dayton | Holly Davis | TRUE | 2026-07-29T00:00:00 |  |  | 1 | 0 | 1 | 373086 | 17908128 | 55369-6417 | USA | N30 | 148 | EGAN COMPANY | 55480-1150 | Switch Electrical | Egan Electrical for Project Switch | PUR | Egan Electrical for Project Switch | EA | EA |  | FALSE |  | P | PPD | DAYTON |  | 77445S-15
135098 | 1 | 37 | States | Dayton | Holly Davis | TRUE | 2026-07-29T00:00:00 |  |  | 1 | 0 | 1 | 19311 | 926928 | 55369-6417 | USA | N30 | 148 | EGAN COMPANY | 55480-1150 | Switch CCTV_Card Access | Egan CCTV/Card Access for Project Switch | PUR | Egan CCTV/Card Access for Project Switch | EA | EA |  | FALSE |  | P | PPD | DAYTON |  | 77445S-36
135098 | 1 | 26 | States | Dayton | Holly Davis | TRUE | 2026-07-29T00:00:00 |  |  | 1 | 0 | 1 | 19311 | 926928 | 55369-6417 | USA | N30 | 148 | EGAN COMPANY | 55480-1150 | Switch CCTV_Card Access | Egan CCTV/Card Access for Project Switch | PUR | Egan CCTV/Card Access for Project Switch | EA | EA |  | FALSE |  | P | PPD | DAYTON |  | 77445S-25
135098 | 5 | 25 | States | Dayton | Holly Davis | TRUE | 2026-07-29T00:00:00 |  |  | 1 | 0 | 1 | 126570 | 6075360 | 55369-6417 | USA | N30 | 148 | EGAN COMPANY | 55480-1150 | Switch Mechanical | Egan Mechanical for Project Switch | PUR | Egan Mechanical for Project Switch | EA | EA |  | FALSE |  | P | PPD | DAYTON |  | 77445S-24
135098 | 5 | 45 | States | Dayton | Holly Davis | TRUE | 2026-07-29T00:00:00 |  |  | 1 | 0 | 1 | 126570 | 6075360 | 55369-6417 | USA | N30 | 148 | EGAN COMPANY | 55480-1150 | Switch Mechanical | Egan Mechanical for Project Switch | PUR | Egan Mechanical for Project Switch | EA | EA |  | FALSE |  | P | PPD | DAYTON |  | 77445S-44
135098 | 6 | 15 | States | Dayton | Holly Davis | TRUE | 2026-07-29T00:00:00 |  |  | 1 | 0 | 1 | 213600 | 10252800 | 55369-6417 | USA | N30 | 148 | EGAN COMPANY | 55480-1150 | Switch HVAC Equipment Supplied | Egan Supplied HVAC Equipment for Project Switch | PUR | Egan Supplied HVAC Equipment for Project Switch | EA | EA |  | FALSE |  | P | PPD | DAYTON |  | 77445S-14
135098 | 2 | 17 | States | Dayton | Holly Davis | TRUE | 2026-07-29T00:00:00 |  |  | 1 | 0 | 1 | 47360 | 2273280 | 55369-6417 | USA | N30 | 148 | EGAN COMPANY | 55480-1150 | Switch Controls | Egan Controls for Project Switch | PUR | Egan Controls for Project Switch | EA | EA |  | FALSE |  | P | PPD | DAYTON |  | 77445S-16
135098 | 5 | 30 | States | Dayton | Holly Davis | TRUE | 2026-07-29T00:00:00 |  |  | 1 | 0 | 1 | 126570 | 6075360 | 55369-6417 | USA | N30 | 148 | EGAN COMPANY | 55480-1150 | Switch Mechanical | Egan Mechanical for Project Switch | PUR | Egan Mechanical for Project Switch | EA | EA |  | FALSE |  | P | PPD | DAYTON |  | 77445S-29
134408 | 1 | 1 | States | Dayton | Holly Davis | TRUE | 2026-06-29T00:00:00 |  |  | 1 | 0 | 1 | 45870 | 45870 | 55369-6417 | USA | N30 | 148 | EGAN COMPANY | 55480-1150 | Switch E-House | Egan to create 30% Drawings for Switch E-Houses | PUR | Egan to create 30% Drawings for Switch E-Houses | EA | EA |  | FALSE |  | P | PPD | DAYTON |  | 77XXX-TBD
136236 | 1 | 1 | States | Champlin | Holly Davis | TRUE | 2026-09-18T00:00:00 | 2026-11-01T00:00:00 |  | 1 | 0 | 1 | 0 | 0 | 55316 | USA | N30 | 148 | EGAN COMPANY | 55480-1150 | OPP Controls Support | Egan Controls Support T&M PO - NTE $100k | PUR | Egan Controls Support T&M PO - NTE $100k | EA | EA |  | FALSE |  | P | PPD | DAYTON | 2026-11-01T00:00:00 | 77321-25-1
133958 | 1 | 3 | States | Dayton | Holly Davis | TRUE | 2026-06-09T00:00:00 |  |  | 1 | 0 | 1 | 200272 | 6408704 | 55369-6417 | USA | N30 | 148 | EGAN COMPANY | 55480-1150 | Nscale MECH Monarch - Electrical | Egan Electrical | PUR | Egan Electrical | EA | EA |  | TRUE |  | P | PPD | DAYTON |  | 77414S-3
133958 | 2 | 5 | States | Dayton | Holly Davis | TRUE | 2026-06-09T00:00:00 |  |  | 1 | 0 | 1 | 60220 | 1927040 | 55369-6417 | USA | N30 | 148 | EGAN COMPANY | 55480-1150 | Nscale MECH Monarch - Mechanical | Egan Mechanical | PUR | Egan Mechanical | EA | EA |  | TRUE |  | P | PPD | DAYTON |  | 77414S-5
133958 | 1 | 12 | States | Dayton | Holly Davis | TRUE | 2026-06-09T00:00:00 |  |  | 1 | 0 | 1 | 200272 | 6408704 | 55369-6417 | USA | N30 | 148 | EGAN COMPANY | 55480-1150 | Nscale MECH Monarch - Electrical | Egan Electrical | PUR | Egan Electrical | EA | EA |  | TRUE |  | P | PPD | DAYTON |  | 77414S-12
133958 | 2 | 2 | States | Dayton | Holly Davis | TRUE | 2026-06-09T00:00:00 |  |  | 1 | 0 | 1 | 60220 | 1927040 | 55369-6417 | USA | N30 | 148 | EGAN COMPANY | 55480-1150 | Nscale MECH Monarch - Mechanical | Egan Mechanical | PUR | Egan Mechanical | EA | EA |  | TRUE |  | P | PPD | DAYTON |  | 77414S-2
133958 | 1 | 20 | States | Dayton | Holly Davis | TRUE | 2026-06-09T00:00:00 |  |  | 1 | 0 | 1 | 200272 | 6408704 | 55369-6417 | USA | N30 | 148 | EGAN COMPANY | 55480-1150 | Nscale MECH Monarch - Electrical | Egan Electrical | PUR | Egan Electrical | EA | EA |  | TRUE |  | P | PPD | DAYTON |  | 77414S-20
133958 | 2 | 8 | States | Dayton | Holly Davis | TRUE | 2026-06-09T00:00:00 |  |  | 1 | 0 | 1 | 60220 | 1927040 | 55369-6417 | USA | N30 | 148 | EGAN COMPANY | 55480-1150 | Nscale MECH Monarch - Mechanical | Egan Mechanical | PUR | Egan Mechanical | EA | EA |  | TRUE |  | P | PPD | DAYTON |  | 77414S-8
133958 | 2 | 27 | States | Dayton | Holly Davis | TRUE | 2026-06-09T00:00:00 |  |  | 1 | 0 | 1 | 60220 | 1927040 | 55369-6417 | USA | N30 | 148 | EGAN COMPANY | 55480-1150 | Nscale MECH Monarch - Mechanical | Egan Mechanical | PUR | Egan Mechanical | EA | EA |  | TRUE |  | P | PPD | DAYTON |  | 77414S-27
133958 | 2 | 28 | States | Dayton | Holly Davis | TRUE | 2026-06-09T00:00:00 |  |  | 1 | 0 | 1 | 60220 | 1927040 | 55369-6417 | USA | N30 | 148 | EGAN COMPANY | 55480-1150 | Nscale MECH Monarch - Mechanical | Egan Mechanical | PUR | Egan Mechanical | EA | EA |  | TRUE |  | P | PPD | DAYTON |  | 77414S-28
133958 | 1 | 1 | States | Dayton | Holly Davis | TRUE | 2026-06-09T00:00:00 |  |  | 1 | 0 | 1 | 200272 | 6408704 | 55369-6417 | USA | N30 | 148 | EGAN COMPANY | 55480-1150 | Nscale MECH Monarch - Electrical | Egan Electrical | PUR | Egan Electrical | EA | EA |  | TRUE |  | P | PPD | DAYTON |  | 77414S-1
133958 | 2 | 21 | States | Dayton | Holly Davis | TRUE | 2026-06-09T00:00:00 |  |  | 1 | 0 | 1 | 60220 | 1927040 | 55369-6417 | USA | N30 | 148 | EGAN COMPANY | 55480-1150 | Nscale MECH Monarch - Mechanical | Egan Mechanical | PUR | Egan Mechanical | EA | EA |  | TRUE |  | P | PPD | DAYTON |  | 77414S-21
133958 | 1 | 25 | States | Dayton | Holly Davis | TRUE | 2026-06-09T00:00:00 |  |  | 1 | 0 | 1 | 200272 | 6408704 | 55369-6417 | USA | N30 | 148 | EGAN COMPANY | 55480-1150 | Nscale MECH Monarch - Electrical | Egan Electrical | PUR | Egan Electrical | EA | EA |  | TRUE |  | P | PPD | DAYTON |  | 77414S-25
133958 | 2 | 15 | States | Dayton | Holly Davis | TRUE | 2026-06-09T00:00:00 |  |  | 1 | 0 | 1 | 60220 | 1927040 | 55369-6417 | USA | N30 | 148 | EGAN COMPANY | 55480-1150 | Nscale MECH Monarch - Mechanical | Egan Mechanical | PUR | Egan Mechanical | EA | EA |  | TRUE |  | P | PPD | DAYTON |  | 77414S-15
133958 | 2 | 4 | States | Dayton | Holly Davis | TRUE | 2026-06-09T00:00:00 |  |  | 1 | 0 | 1 | 60220 | 1927040 | 55369-6417 | USA | N30 | 148 | EGAN COMPANY | 55480-1150 | Nscale MECH Monarch - Mechanical | Egan Mechanical | PUR | Egan Mechanical | EA | EA |  | TRUE |  | P | PPD | DAYTON |  | 77414S-4
133958 | 2 | 11 | States | Dayton | Holly Davis | TRUE | 2026-06-09T00:00:00 |  |  | 1 | 0 | 1 | 60220 | 1927040 | 55369-6417 | USA | N30 | 148 | EGAN COMPANY | 55480-1150 | Nscale MECH Monarch - Mechanical | Egan Mechanical | PUR | Egan Mechanical | EA | EA |  | TRUE |  | P | PPD | DAYTON |  | 77414S-11
133958 | 1 | 5 | States | Dayton | Holly Davis | TRUE | 2026-06-09T00:00:00 |  |  | 1 | 0 | 1 | 200272 | 6408704 | 55369-6417 | USA | N30 | 148 | EGAN COMPANY | 55480-1150 | Nscale MECH Monarch - Electrical | Egan Electrical | PUR | Egan Electrical | EA | EA |  | TRUE |  | P | PPD | DAYTON |  | 77414S-5
133958 | 1 | 23 | States | Dayton | Holly Davis | TRUE | 2026-06-09T00:00:00 |  |  | 1 | 0 | 1 | 200272 | 6408704 | 55369-6417 | USA | N30 | 148 | EGAN COMPANY | 55480-1150 | Nscale MECH Monarch - Electrical | Egan Electrical | PUR | Egan Electrical | EA | EA |  | TRUE |  | P | PPD | DAYTON |  | 77414S-23
133958 | 1 | 26 | States | Dayton | Holly Davis | TRUE | 2026-06-09T00:00:00 |  |  | 1 | 0 | 1 | 200272 | 6408704 | 55369-6417 | USA | N30 | 148 | EGAN COMPANY | 55480-1150 | Nscale MECH Monarch - Electrical | Egan Electrical | PUR | Egan Electrical | EA | EA |  | TRUE |  | P | PPD | DAYTON |  | 77414S-26
133958 | 1 | 16 | States | Dayton | Holly Davis | TRUE | 2026-06-09T00:00:00 |  |  | 1 | 0 | 1 | 200272 | 6408704 | 55369-6417 | USA | N30 | 148 | EGAN COMPANY | 55480-1150 | Nscale MECH Monarch - Electrical | Egan Electrical | PUR | Egan Electrical | EA | EA |  | TRUE |  | P | PPD | DAYTON |  | 77414S-16
133958 | 2 | 9 | States | Dayton | Holly Davis | TRUE | 2026-06-09T00:00:00 |  |  | 1 | 0 | 1 | 60220 | 1927040 | 55369-6417 | USA | N30 | 148 | EGAN COMPANY | 55480-1150 | Nscale MECH Monarch - Mechanical | Egan Mechanical | PUR | Egan Mechanical | EA | EA |  | TRUE |  | P | PPD | DAYTON |  | 77414S-9
133958 | 2 | 6 | States | Dayton | Holly Davis | TRUE | 2026-06-09T00:00:00 |  |  | 1 | 0 | 1 | 60220 | 1927040 | 55369-6417 | USA | N30 | 148 | EGAN COMPANY | 55480-1150 | Nscale MECH Monarch - Mechanical | Egan Mechanical | PUR | Egan Mechanical | EA | EA |  | TRUE |  | P | PPD | DAYTON |  | 77414S-6
133958 | 2 | 31 | States | Dayton | Holly Davis | TRUE | 2026-06-09T00:00:00 |  |  | 1 | 0 | 1 | 60220 | 1927040 | 55369-6417 | USA | N30 | 148 | EGAN COMPANY | 55480-1150 | Nscale MECH Monarch - Mechanical | Egan Mechanical | PUR | Egan Mechanical | EA | EA |  | TRUE |  | P | PPD | DAYTON |  | 77414S-31
133958 | 1 | 9 | States | Dayton | Holly Davis | TRUE | 2026-06-09T00:00:00 |  |  | 1 | 0 | 1 | 200272 | 6408704 | 55369-6417 | USA | N30 | 148 | EGAN COMPANY | 55480-1150 | Nscale MECH Monarch - Electrical | Egan Electrical | PUR | Egan Electrical | EA | EA |  | TRUE |  | P | PPD | DAYTON |  | 77414S-9
133958 | 1 | 14 | States | Dayton | Holly Davis | TRUE | 2026-06-09T00:00:00 |  |  | 1 | 0 | 1 | 200272 | 6408704 | 55369-6417 | USA | N30 | 148 | EGAN COMPANY | 55480-1150 | Nscale MECH Monarch - Electrical | Egan Electrical | PUR | Egan Electrical | EA | EA |  | TRUE |  | P | PPD | DAYTON |  | 77414S-14
133958 | 2 | 32 | States | Dayton | Holly Davis | TRUE | 2026-06-09T00:00:00 |  |  | 1 | 0 | 1 | 60220 | 1927040 | 55369-6417 | USA | N30 | 148 | EGAN COMPANY | 55480-1150 | Nscale MECH Monarch - Mechanical | Egan Mechanical | PUR | Egan Mechanical | EA | EA |  | TRUE |  | P | PPD | DAYTON |  | 77414S-32
133958 | 2 | 26 | States | Dayton | Holly Davis | TRUE | 2026-06-09T00:00:00 |  |  | 1 | 0 | 1 | 60220 | 1927040 | 55369-6417 | USA | N30 | 148 | EGAN COMPANY | 55480-1150 | Nscale MECH Monarch - Mechanical | Egan Mechanical | PUR | Egan Mechanical | EA | EA |  | TRUE |  | P | PPD | DAYTON |  | 77414S-26
133958 | 1 | 8 | States | Dayton | Holly Davis | TRUE | 2026-06-09T00:00:00 |  |  | 1 | 0 | 1 | 200272 | 6408704 | 55369-6417 | USA | N30 | 148 | EGAN COMPANY | 55480-1150 | Nscale MECH Monarch - Electrical | Egan Electrical | PUR | Egan Electrical | EA | EA |  | TRUE |  | P | PPD | DAYTON |  | 77414S-8
133958 | 2 | 12 | States | Dayton | Holly Davis | TRUE | 2026-06-09T00:00:00 |  |  | 1 | 0 | 1 | 60220 | 1927040 | 55369-6417 | USA | N30 | 148 | EGAN COMPANY | 55480-1150 | Nscale MECH Monarch - Mechanical | Egan Mechanical | PUR | Egan Mechanical | EA | EA |  | TRUE |  | P | PPD | DAYTON |  | 77414S-12
133958 | 2 | 19 | States | Dayton | Holly Davis | TRUE | 2026-06-09T00:00:00 |  |  | 1 | 0 | 1 | 60220 | 1927040 | 55369-6417 | USA | N30 | 148 | EGAN COMPANY | 55480-1150 | Nscale MECH Monarch - Mechanical | Egan Mechanical | PUR | Egan Mechanical | EA | EA |  | TRUE |  | P | PPD | DAYTON |  | 77414S-19
133958 | 2 | 30 | States | Dayton | Holly Davis | TRUE | 2026-06-09T00:00:00 |  |  | 1 | 0 | 1 | 60220 | 1927040 | 55369-6417 | USA | N30 | 148 | EGAN COMPANY | 55480-1150 | Nscale MECH Monarch - Mechanical | Egan Mechanical | PUR | Egan Mechanical | EA | EA |  | TRUE |  | P | PPD | DAYTON |  | 77414S-30
133958 | 2 | 22 | States | Dayton | Holly Davis | TRUE | 2026-06-09T00:00:00 |  |  | 1 | 0 | 1 | 60220 | 1927040 | 55369-6417 | USA | N30 | 148 | EGAN COMPANY | 55480-1150 | Nscale MECH Monarch - Mechanical | Egan Mechanical | PUR | Egan Mechanical | EA | EA |  | TRUE |  | P | PPD | DAYTON |  | 77414S-22
133958 | 1 | 21 | States | Dayton | Holly Davis | TRUE | 2026-06-09T00:00:00 |  |  | 1 | 0 | 1 | 200272 | 6408704 | 55369-6417 | USA | N30 | 148 | EGAN COMPANY | 55480-1150 | Nscale MECH Monarch - Electrical | Egan Electrical | PUR | Egan Electrical | EA | EA |  | TRUE |  | P | PPD | DAYTON |  | 77414S-21
133958 | 1 | 11 | States | Dayton | Holly Davis | TRUE | 2026-06-09T00:00:00 |  |  | 1 | 0 | 1 | 200272 | 6408704 | 55369-6417 | USA | N30 | 148 | EGAN COMPANY | 55480-1150 | Nscale MECH Monarch - Electrical | Egan Electrical | PUR | Egan Electrical | EA | EA |  | TRUE |  | P | PPD | DAYTON |  | 77414S-11
133958 | 1 | 17 | States | Dayton | Holly Davis | TRUE | 2026-06-09T00:00:00 |  |  | 1 | 0 | 1 | 200272 | 6408704 | 55369-6417 | USA | N30 | 148 | EGAN COMPANY | 55480-1150 | Nscale MECH Monarch - Electrical | Egan Electrical | PUR | Egan Electrical | EA | EA |  | TRUE |  | P | PPD | DAYTON |  | 77414S-17
133958 | 1 | 19 | States | Dayton | Holly Davis | TRUE | 2026-06-09T00:00:00 |  |  | 1 | 0 | 1 | 200272 | 6408704 | 55369-6417 | USA | N30 | 148 | EGAN COMPANY | 55480-1150 | Nscale MECH Monarch - Electrical | Egan Electrical | PUR | Egan Electrical | EA | EA |  | TRUE |  | P | PPD | DAYTON |  | 77414S-19
133958 | 1 | 30 | States | Dayton | Holly Davis | TRUE | 2026-06-09T00:00:00 |  |  | 1 | 0 | 1 | 200272 | 6408704 | 55369-6417 | USA | N30 | 148 | EGAN COMPANY | 55480-1150 | Nscale MECH Monarch - Electrical | Egan Electrical | PUR | Egan Electrical | EA | EA |  | TRUE |  | P | PPD | DAYTON |  | 77414S-30
133958 | 1 | 15 | States | Dayton | Holly Davis | TRUE | 2026-06-09T00:00:00 |  |  | 1 | 0 | 1 | 200272 | 6408704 | 55369-6417 | USA | N30 | 148 | EGAN COMPANY | 55480-1150 | Nscale MECH Monarch - Electrical | Egan Electrical | PUR | Egan Electrical | EA | EA |  | TRUE |  | P | PPD | DAYTON |  | 77414S-15
133958 | 1 | 7 | States | Dayton | Holly Davis | TRUE | 2026-06-09T00:00:00 |  |  | 1 | 0 | 1 | 200272 | 6408704 | 55369-6417 | USA | N30 | 148 | EGAN COMPANY | 55480-1150 | Nscale MECH Monarch - Electrical | Egan Electrical | PUR | Egan Electrical | EA | EA |  | TRUE |  | P | PPD | DAYTON |  | 77414S-7
133958 | 1 | 28 | States | Dayton | Holly Davis | TRUE | 2026-06-09T00:00:00 |  |  | 1 | 0 | 1 | 200272 | 6408704 | 55369-6417 | USA | N30 | 148 | EGAN COMPANY | 55480-1150 | Nscale MECH Monarch - Electrical | Egan Electrical | PUR | Egan Electrical | EA | EA |  | TRUE |  | P | PPD | DAYTON |  | 77414S-28
133958 | 1 | 27 | States | Dayton | Holly Davis | TRUE | 2026-06-09T00:00:00 |  |  | 1 | 0 | 1 | 200272 | 6408704 | 55369-6417 | USA | N30 | 148 | EGAN COMPANY | 55480-1150 | Nscale MECH Monarch - Electrical | Egan Electrical | PUR | Egan Electrical | EA | EA |  | TRUE |  | P | PPD | DAYTON |  | 77414S-27
133958 | 1 | 29 | States | Dayton | Holly Davis | TRUE | 2026-06-09T00:00:00 |  |  | 1 | 0 | 1 | 200272 | 6408704 | 55369-6417 | USA | N30 | 148 | EGAN COMPANY | 55480-1150 | Nscale MECH Monarch - Electrical | Egan Electrical | PUR | Egan Electrical | EA | EA |  | TRUE |  | P | PPD | DAYTON |  | 77414S-29
133958 | 2 | 25 | States | Dayton | Holly Davis | TRUE | 2026-06-09T00:00:00 |  |  | 1 | 0 | 1 | 60220 | 1927040 | 55369-6417 | USA | N30 | 148 | EGAN COMPANY | 55480-1150 | Nscale MECH Monarch - Mechanical | Egan Mechanical | PUR | Egan Mechanical | EA | EA |  | TRUE |  | P | PPD | DAYTON |  | 77414S-25
133958 | 1 | 32 | States | Dayton | Holly Davis | TRUE | 2026-06-09T00:00:00 |  |  | 1 | 0 | 1 | 200272 | 6408704 | 55369-6417 | USA | N30 | 148 | EGAN COMPANY | 55480-1150 | Nscale MECH Monarch - Electrical | Egan Electrical | PUR | Egan Electrical | EA | EA |  | TRUE |  | P | PPD | DAYTON |  | 77414S-32
133958 | 2 | 17 | States | Dayton | Holly Davis | TRUE | 2026-06-09T00:00:00 |  |  | 1 | 0 | 1 | 60220 | 1927040 | 55369-6417 | USA | N30 | 148 | EGAN COMPANY | 55480-1150 | Nscale MECH Monarch - Mechanical | Egan Mechanical | PUR | Egan Mechanical | EA | EA |  | TRUE |  | P | PPD | DAYTON |  | 77414S-17
133958 | 2 | 18 | States | Dayton | Holly Davis | TRUE | 2026-06-09T00:00:00 |  |  | 1 | 0 | 1 | 60220 | 1927040 | 55369-6417 | USA | N30 | 148 | EGAN COMPANY | 55480-1150 | Nscale MECH Monarch - Mechanical | Egan Mechanical | PUR | Egan Mechanical | EA | EA |  | TRUE |  | P | PPD | DAYTON |  | 77414S-18
133958 | 1 | 22 | States | Dayton | Holly Davis | TRUE | 2026-06-09T00:00:00 |  |  | 1 | 0 | 1 | 200272 | 6408704 | 55369-6417 | USA | N30 | 148 | EGAN COMPANY | 55480-1150 | Nscale MECH Monarch - Electrical | Egan Electrical | PUR | Egan Electrical | EA | EA |  | TRUE |  | P | PPD | DAYTON |  | 77414S-22
133958 | 1 | 10 | States | Dayton | Holly Davis | TRUE | 2026-06-09T00:00:00 |  |  | 1 | 0 | 1 | 200272 | 6408704 | 55369-6417 | USA | N30 | 148 | EGAN COMPANY | 55480-1150 | Nscale MECH Monarch - Electrical | Egan Electrical | PUR | Egan Electrical | EA | EA |  | TRUE |  | P | PPD | DAYTON |  | 77414S-10
133958 | 2 | 13 | States | Dayton | Holly Davis | TRUE | 2026-06-09T00:00:00 |  |  | 1 | 0 | 1 | 60220 | 1927040 | 55369-6417 | USA | N30 | 148 | EGAN COMPANY | 55480-1150 | Nscale MECH Monarch - Mechanical | Egan Mechanical | PUR | Egan Mechanical | EA | EA |  | TRUE |  | P | PPD | DAYTON |  | 77414S-13
133958 | 2 | 3 | States | Dayton | Holly Davis | TRUE | 2026-06-09T00:00:00 |  |  | 1 | 0 | 1 | 60220 | 1927040 | 55369-6417 | USA | N30 | 148 | EGAN COMPANY | 55480-1150 | Nscale MECH Monarch - Mechanical | Egan Mechanical | PUR | Egan Mechanical | EA | EA |  | TRUE |  | P | PPD | DAYTON |  | 77414S-3
133958 | 1 | 24 | States | Dayton | Holly Davis | TRUE | 2026-06-09T00:00:00 |  |  | 1 | 0 | 1 | 200272 | 6408704 | 55369-6417 | USA | N30 | 148 | EGAN COMPANY | 55480-1150 | Nscale MECH Monarch - Electrical | Egan Electrical | PUR | Egan Electrical | EA | EA |  | TRUE |  | P | PPD | DAYTON |  | 77414S-24
133958 | 1 | 18 | States | Dayton | Holly Davis | TRUE | 2026-06-09T00:00:00 |  |  | 1 | 0 | 1 | 200272 | 6408704 | 55369-6417 | USA | N30 | 148 | EGAN COMPANY | 55480-1150 | Nscale MECH Monarch - Electrical | Egan Electrical | PUR | Egan Electrical | EA | EA |  | TRUE |  | P | PPD | DAYTON |  | 77414S-18
133958 | 2 | 7 | States | Dayton | Holly Davis | TRUE | 2026-06-09T00:00:00 |  |  | 1 | 0 | 1 | 60220 | 1927040 | 55369-6417 | USA | N30 | 148 | EGAN COMPANY | 55480-1150 | Nscale MECH Monarch - Mechanical | Egan Mechanical | PUR | Egan Mechanical | EA | EA |  | TRUE |  | P | PPD | DAYTON |  | 77414S-7
133958 | 2 | 10 | States | Dayton | Holly Davis | TRUE | 2026-06-09T00:00:00 |  |  | 1 | 0 | 1 | 60220 | 1927040 | 55369-6417 | USA | N30 | 148 | EGAN COMPANY | 55480-1150 | Nscale MECH Monarch - Mechanical | Egan Mechanical | PUR | Egan Mechanical | EA | EA |  | TRUE |  | P | PPD | DAYTON |  | 77414S-10
133958 | 2 | 23 | States | Dayton | Holly Davis | TRUE | 2026-06-09T00:00:00 |  |  | 1 | 0 | 1 | 60220 | 1927040 | 55369-6417 | USA | N30 | 148 | EGAN COMPANY | 55480-1150 | Nscale MECH Monarch - Mechanical | Egan Mechanical | PUR | Egan Mechanical | EA | EA |  | TRUE |  | P | PPD | DAYTON |  | 77414S-23
133958 | 2 | 1 | States | Dayton | Holly Davis | TRUE | 2026-06-09T00:00:00 |  |  | 1 | 0 | 1 | 60220 | 1927040 | 55369-6417 | USA | N30 | 148 | EGAN COMPANY | 55480-1150 | Nscale MECH Monarch - Mechanical | Egan Mechanical | PUR | Egan Mechanical | EA | EA |  | TRUE |  | P | PPD | DAYTON |  | 77414S-1
133958 | 1 | 2 | States | Dayton | Holly Davis | TRUE | 2026-06-09T00:00:00 |  |  | 1 | 0 | 1 | 200272 | 6408704 | 55369-6417 | USA | N30 | 148 | EGAN COMPANY | 55480-1150 | Nscale MECH Monarch - Electrical | Egan Electrical | PUR | Egan Electrical | EA | EA |  | TRUE |  | P | PPD | DAYTON |  | 77414S-2
133958 | 2 | 20 | States | Dayton | Holly Davis | TRUE | 2026-06-09T00:00:00 |  |  | 1 | 0 | 1 | 60220 | 1927040 | 55369-6417 | USA | N30 | 148 | EGAN COMPANY | 55480-1150 | Nscale MECH Monarch - Mechanical | Egan Mechanical | PUR | Egan Mechanical | EA | EA |  | TRUE |  | P | PPD | DAYTON |  | 77414S-20
133958 | 2 | 24 | States | Dayton | Holly Davis | TRUE | 2026-06-09T00:00:00 |  |  | 1 | 0 | 1 | 60220 | 1927040 | 55369-6417 | USA | N30 | 148 | EGAN COMPANY | 55480-1150 | Nscale MECH Monarch - Mechanical | Egan Mechanical | PUR | Egan Mechanical | EA | EA |  | TRUE |  | P | PPD | DAYTON |  | 77414S-24
133958 | 2 | 29 | States | Dayton | Holly Davis | TRUE | 2026-06-09T00:00:00 |  |  | 1 | 0 | 1 | 60220 | 1927040 | 55369-6417 | USA | N30 | 148 | EGAN COMPANY | 55480-1150 | Nscale MECH Monarch - Mechanical | Egan Mechanical | PUR | Egan Mechanical | EA | EA |  | TRUE |  | P | PPD | DAYTON |  | 77414S-29
133958 | 2 | 14 | States | Dayton | Holly Davis | TRUE | 2026-06-09T00:00:00 |  |  | 1 | 0 | 1 | 60220 | 1927040 | 55369-6417 | USA | N30 | 148 | EGAN COMPANY | 55480-1150 | Nscale MECH Monarch - Mechanical | Egan Mechanical | PUR | Egan Mechanical | EA | EA |  | TRUE |  | P | PPD | DAYTON |  | 77414S-14
133958 | 1 | 13 | States | Dayton | Holly Davis | TRUE | 2026-06-09T00:00:00 |  |  | 1 | 0 | 1 | 200272 | 6408704 | 55369-6417 | USA | N30 | 148 | EGAN COMPANY | 55480-1150 | Nscale MECH Monarch - Electrical | Egan Electrical | PUR | Egan Electrical | EA | EA |  | TRUE |  | P | PPD | DAYTON |  | 77414S-13
133958 | 1 | 6 | States | Dayton | Holly Davis | TRUE | 2026-06-09T00:00:00 |  |  | 1 | 0 | 1 | 200272 | 6408704 | 55369-6417 | USA | N30 | 148 | EGAN COMPANY | 55480-1150 | Nscale MECH Monarch - Electrical | Egan Electrical | PUR | Egan Electrical | EA | EA |  | TRUE |  | P | PPD | DAYTON |  | 77414S-6
133958 | 1 | 31 | States | Dayton | Holly Davis | TRUE | 2026-06-09T00:00:00 |  |  | 1 | 0 | 1 | 200272 | 6408704 | 55369-6417 | USA | N30 | 148 | EGAN COMPANY | 55480-1150 | Nscale MECH Monarch - Electrical | Egan Electrical | PUR | Egan Electrical | EA | EA |  | TRUE |  | P | PPD | DAYTON |  | 77414S-31
133958 | 1 | 4 | States | Dayton | Holly Davis | TRUE | 2026-06-09T00:00:00 |  |  | 1 | 0 | 1 | 200272 | 6408704 | 55369-6417 | USA | N30 | 148 | EGAN COMPANY | 55480-1150 | Nscale MECH Monarch - Electrical | Egan Electrical | PUR | Egan Electrical | EA | EA |  | TRUE |  | P | PPD | DAYTON |  | 77414S-4
133958 | 2 | 16 | States | Dayton | Holly Davis | TRUE | 2026-06-09T00:00:00 |  |  | 1 | 0 | 1 | 60220 | 1927040 | 55369-6417 | USA | N30 | 148 | EGAN COMPANY | 55480-1150 | Nscale MECH Monarch - Mechanical | Egan Mechanical | PUR | Egan Mechanical | EA | EA |  | TRUE |  | P | PPD | DAYTON |  | 77414S-16
134230 | 2 | 1 | States | Champlin | Andrew Olson | TRUE | 2026-06-19T00:00:00 | 2026-10-26T00:00:00 | 2026-10-26T00:00:00 | 500 | 0 | 500 | 73.342 | 36671 | 55316-3157 | USA | D02 | 153 | VAN METER INC | 64180-1080 | CHCC2DIU | FUSE HOLDER: 2P 10X38MFH 30A 600V CLASS CC INDICATOR | PUR | FUSE HOLDER: 2P 10X38MFH 30A 600V CLASS CC INDICATOR | EA | EA |  | TRUE |  | P | DEL | 100
134230 | 3 | 1 | States | Champlin | Andrew Olson | TRUE | 2026-06-19T00:00:00 | 2026-09-22T00:00:00 | 2026-08-25T00:00:00 | 225 | 0 | 225 | 121.761 | 27396.23 | 55316-3157 | USA | D02 | 153 | VAN METER INC | 64180-1080 | CHCC3DIU | FUSE HOLDER: 3P 10X38MFH 30A 600V CLASS CC INDICATOR | PUR | FUSE HOLDER: 3P 10X38MFH 30A 600V CLASS CC INDICATOR | EA | EA |  | TRUE |  | P | DEL | 100
134230 | 1 | 1 | States | Champlin | Andrew Olson | TRUE | 2026-06-19T00:00:00 | 2027-09-24T00:00:00 | 2026-09-24T00:00:00 | 1000 | 0 | 1000 | 43.79 | 43790 | 55316-3157 | USA | D02 | 153 | VAN METER INC | 64180-1080 | 800F-NUW | Pilot Light: 24-120V AC/DC (24-132V), White LED power module, 22.5mm | PUR | Pilot Light: 24-120V AC/DC (24-132V), White LED power module, 22.5mm | EA | EA |  | TRUE |  | P | DEL | 100
136177 | 1 | 1 | States | Champlin | Andrew Olson | TRUE | 2026-09-16T00:00:00 | 2027-01-15T00:00:00 | 2026-01-15T00:00:00 | 800 | 0 | 800 | 29.212 | 23369.6 | 55316 | USA | D02 | 153 | VAN METER INC | 64180-1080 | CCMR002 | Fuse: 2A, Class CC time-delay, current limiting, 600VAC, 200kA interrupt cap, rejection type | PUR | Fuse: 2A, Class CC time-delay, current limiting, 600VAC, 200kA interrupt cap, rejection type | EA | EA |  | TRUE |  | P | DEL | 100 | 2027-01-15T00:00:00
136177 | 2 | 1 | States | Champlin | Andrew Olson | TRUE | 2026-09-16T00:00:00 | 2027-01-15T00:00:00 | 2027-01-15T00:00:00 | 310 | 0 | 310 | 30.902 | 9579.62 | 55316 | USA | D02 | 153 | VAN METER INC | 64180-1080 | CCMR030 | Fuse: 30A, Class CC time-delay, current limiting, 600VAC, 200kA interrupt cap, rejection type | PUR | Fuse: 30A, Class CC time-delay, current limiting, 600VAC, 200kA interrupt cap, rejection type | EA | EA |  | TRUE |  | P | DEL | 100 | 2027-01-15T00:00:00
136177 | 4 | 1 | States | Champlin | Andrew Olson | TRUE | 2026-09-16T00:00:00 | 2027-01-01T00:00:00 | 2027-01-01T00:00:00 | 12 | 0 | 12 | 123.947 | 1487.36 | 55316 | USA | D02 | 153 | VAN METER INC | 64180-1080 | CHM2DCIU | FUSE HOLDER: 2P 10X38MFH 30A 600VAC/1000VDC INDICATOR | PUR | FUSE HOLDER: 2P 10X38MFH 30A 600VAC/1000VDC INDICATOR | EA | EA |  | TRUE |  | P | DEL | 100 | 2026-09-24T00:00:00
136177 | 3 | 1 | States | Champlin | Andrew Olson | TRUE | 2026-09-16T00:00:00 | 2026-12-09T00:00:00 | 2026-12-09T00:00:00 | 12 | 0 | 12 | 61.947 | 743.36 | 55316 | USA | D02 | 153 | VAN METER INC | 64180-1080 | CHM1DCIU | FUSE HOLDER: 1P 10X38MFH 30A 600VAC/1000VDC INDICATOR | PUR | FUSE HOLDER: 1P 10X38MFH 30A 600VAC/1000VDC INDICATOR | EA | EA |  | TRUE |  | P | DEL | 100 | 2026-09-24T00:00:00
132631 | 8 | 1 | States | Dayton | Andrew Olson | TRUE | 2026-04-21T00:00:00 | 2026-10-26T00:00:00 | 2026-10-26T00:00:00 | 2 | 0 | 2 | 19.111 | 38.22 | 55369-6417 | USA | D02 | 153 | VAN METER INC | 64180-1080 | 800FP-SM22 | SOURCE PREFERRED SWITCH: 2-POSITION, MAINTAINED, 22.5MM, STANDARD KNOB | PUR | SOURCE PREFERRED SWITCH: 2-POSITION, MAINTAINED, 22.5MM, STANDARD KNOB | EA | EA |  | TRUE |  | P | DEL | Dayton
132631 | 5 | 1 | States | Dayton | Andrew Olson | TRUE | 2026-04-21T00:00:00 | 2026-12-22T00:00:00 | 2026-12-22T00:00:00 | 1 | 0 | 1 | 45.904 | 45.9 | 55369-6417 | USA | D02 | 153 | VAN METER INC | 64180-1080 | 800F-AMRG | Protective Ring for 800FP-MP44 Emergency Stop Push Button | PUR | Protective Ring for 800FP-MP44 Emergency Stop Push Button | EA | EA |  | TRUE |  | P | DEL | Dayton
132631 | 2 | 1 | States | Dayton | Andrew Olson | TRUE | 2026-04-21T00:00:00 | 2026-11-09T00:00:00 | 2026-11-09T00:00:00 | 3 | 0 | 3 | 25.578 | 76.73 | 55369-6417 | USA | D02 | 153 | VAN METER INC | 64180-1080 | 700-HB33Z48-3-4 | Control relay: 48vdc coil 3PDT with led and test button | PUR | Control relay: 48vdc coil 3PDT with led and test button | EA | EA |  | TRUE |  | P | DEL | DAYTON
132631 | 6 | 1 | States | Dayton | Andrew Olson | TRUE | 2026-04-21T00:00:00 | 2026-12-22T00:00:00 | 2026-12-22T00:00:00 | 1 | 0 | 1 | 10.521 | 10.52 | 55369-6417 | USA | D02 | 153 | VAN METER INC | 64180-1080 | 800FP-F4 | PUSHBUTTON RED | MEC | PUSHBUTTON RED | EA | EA |  | TRUE |  | P | DEL | Dayton
132631 | 7 | 1 | States | Dayton | Andrew Olson | TRUE | 2026-04-21T00:00:00 | 2026-12-22T00:00:00 | 2026-12-22T00:00:00 | 1 | 0 | 1 | 47.021 | 47.02 | 55369-6417 | USA | D02 | 153 | VAN METER INC | 64180-1080 | 800FP-MP44 | Emergency Stop Push Button: Push-Pull, Red | PUR | Emergency Stop Push Button: Push-Pull, Red | EA | EA |  | TRUE |  | P | DEL | Dayton
132631 | 1 | 1 | States | Dayton | Andrew Olson | TRUE | 2026-04-21T00:00:00 | 2026-10-01T00:00:00 | 2026-10-01T00:00:00 | 6 | 0 | 6 | 21.459 | 128.75 | 55369-6417 | USA | D02 | 153 | VAN METER INC | 64180-1080 | 700-HB33Z24-3-4 | GP Tall Square Base Relay, 15 AMP Standard Contact, 24V DC, 3 Change-Over Contact (Three P), Push-To-Test, Manual Override & Pilot | PUR | GP Tall Square Base Relay, 15 AMP Standard Contact, 24V DC, 3 Change-Over Contact (Three P), Push-To-Test, Manual Override & Pilot | EA | EA |  | TRUE |  | P | DEL | Dayton
132631 | 4 | 1 | States | Dayton | Andrew Olson | TRUE | 2026-04-21T00:00:00 | 2026-11-16T00:00:00 | 2026-11-16T00:00:00 | 1 | 0 | 1 | 100.598 | 100.6 | 55369-6417 | USA | D02 | 153 | VAN METER INC | 64180-1080 | 700-HT3 | Plug In Tube-Based Multi Timer Relay - Used With 700-HN204, -HN205 & -HN153 | PUR | Plug In Tube-Based Multi Timer Relay - Used With 700-HN204, -HN205 & -HN153 | EA | EA |  | TRUE |  | P | DEL | Dayton
132631 | 3 | 1 | States | Dayton | Andrew Olson | TRUE | 2026-04-21T00:00:00 | 2026-11-09T00:00:00 | 2026-11-09T00:00:00 | 1 | 0 | 1 | 14.756 | 14.76 | 55369-6417 | USA | D02 | 153 | VAN METER INC | 64180-1080 | 700-HN153 | Relay Base for Timing Module | PUR | Relay Base for Timing Module | EA | EA |  | TRUE |  | P | DEL | Dayton
131165 | 2 | 1 | States | Dayton | Andrew Olson | TRUE | 2026-02-06T00:00:00 | 2026-08-06T00:00:00 | 2026-08-06T00:00:00 | 200 | 0 | 200 | 8.465 | 1693 | 55369 | USA | D02 | 153 | VAN METER INC | 64180-1080 | LCAX2-12H-E | One-hole, flex lug, #2 AWG wire, 1/2 stud hole, 45° angle tongue | LUG | One-hole, flex lug, #2 AWG wire, 1/2 stud hole, 45° angle tongue | EA | EA | WER | TRUE |  | P | DEL | DAYTON
132632 | 5 | 5 | States | Champlin | Andrew Olson | TRUE | 2026-04-21T00:00:00 | 2026-09-24T00:00:00 | 2026-09-24T00:00:00 | 12 | 0 | 12 | 2.93 | 618.23 | 55316-3157 | USA | D02 | 153 | VAN METER INC | 64180-1080 | 800F-ALP | 800F Latch, Plastic Latch | PUR | 800F Latch, Plastic Latch | EA | EA |  | TRUE |  | P | DEL | 100
132632 | 5 | 6 | States | Champlin | Andrew Olson | TRUE | 2026-04-21T00:00:00 | 2026-12-22T00:00:00 | 2026-12-22T00:00:00 | 7 | 0 | 7 | 2.93 | 618.23 | 55316-3157 | USA | D02 | 153 | VAN METER INC | 64180-1080 | 800F-ALP | 800F Latch, Plastic Latch | PUR | 800F Latch, Plastic Latch | EA | EA |  | TRUE |  | P | DEL | 100
132632 | 5 | 4 | States | Champlin | Andrew Olson | TRUE | 2026-04-21T00:00:00 | 2026-09-24T00:00:00 | 2026-09-24T00:00:00 | 48 | 0 | 48 | 2.93 | 618.23 | 55316-3157 | USA | D02 | 153 | VAN METER INC | 64180-1080 | 800F-ALP | 800F Latch, Plastic Latch | PUR | 800F Latch, Plastic Latch | EA | EA |  | TRUE |  | P | DEL | 100
132632 | 2 | 5 | States | Champlin | Andrew Olson | TRUE | 2026-04-21T00:00:00 | 2026-12-22T00:00:00 | 2026-12-22T00:00:00 | 8 | 0 | 8 | 21.872 | 3455.78 | 55316-3157 | USA | D02 | 153 | VAN METER INC | 64180-1080 | 700-HB33Z24-3-4 | GP Tall Square Base Relay, 15 AMP Standard Contact, 24V DC, 3 Change-Over Contact (Three P), Push-To-Test, Manual Override & Pilot | PUR | GP Tall Square Base Relay, 15 AMP Standard Contact, 24V DC, 3 Change-Over Contact (Three P), Push-To-Test, Manual Override & Pilot | EA | EA |  | TRUE |  | P | DEL | 100
132632 | 7 | 5 | States | Champlin | Andrew Olson | TRUE | 2026-04-21T00:00:00 | 2026-09-24T00:00:00 | 2026-09-24T00:00:00 | 6 | 0 | 6 | 44.376 | 4925.74 | 55316-3157 | USA | D02 | 153 | VAN METER INC | 64180-1080 | 800F-NUW | Pilot Light: 24-120V AC/DC (24-132V), White LED power module, 22.5mm | PUR | Pilot Light: 24-120V AC/DC (24-132V), White LED power module, 22.5mm | EA | EA |  | TRUE |  | P | DEL | 100
132632 | 3 | 7 | States | Champlin | Andrew Olson | TRUE | 2026-04-21T00:00:00 | 2026-12-22T00:00:00 | 2026-12-22T00:00:00 | 8 | 0 | 8 | 9.257 | 1777.34 | 55316-3157 | USA | D02 | 153 | VAN METER INC | 64180-1080 | 700-HN154 | Relay base for A-B P/N 700-HB33**** relays | PUR | Relay base for A-B P/N 700-HB33**** relays | EA | EA |  | TRUE |  | P | DEL | 100
132632 | 7 | 4 | States | Champlin | Andrew Olson | TRUE | 2026-04-21T00:00:00 | 2026-09-24T00:00:00 | 2026-09-24T00:00:00 | 42 | 0 | 42 | 44.376 | 4925.74 | 55316-3157 | USA | D02 | 153 | VAN METER INC | 64180-1080 | 800F-NUW | Pilot Light: 24-120V AC/DC (24-132V), White LED power module, 22.5mm | PUR | Pilot Light: 24-120V AC/DC (24-132V), White LED power module, 22.5mm | EA | EA |  | TRUE |  | P | DEL | 100
133498 | 6 | 2 | States | Champlin | Andrew Olson | TRUE | 2026-05-21T00:00:00 | 2026-11-20T00:00:00 | 2026-11-20T00:00:00 | 441 | 0 | 441 | 22.516 | 12181.16 | 55316-3157 | USA | D02 | 153 | VAN METER INC | 64180-1080 | 800FP-LSM26 | 2 Position Illuminated Selector Switch - Plastic, Maintained, Blue | PUR | 2 Position Illuminated Selector Switch - Plastic, Maintained, Blue | EA | EA |  | TRUE |  | P | DEL | 100
133498 | 3 | 2 | States | Champlin | Andrew Olson | TRUE | 2026-05-21T00:00:00 | 2026-09-24T00:00:00 | 2026-09-24T00:00:00 | 9 | 0 | 9 | 10.385 | 249.24 | 55316-3157 | USA | D02 | 153 | VAN METER INC | 64180-1080 | 800FP-F6 | PUSHBUTTON BLUE | MEC | PUSHBUTTON BLUE | EA | EA |  | TRUE |  | P | DEL | 100
133498 | 10 | 5 | States | Champlin | Andrew Olson | TRUE | 2026-05-21T00:00:00 | 2026-10-26T00:00:00 | 2026-10-26T00:00:00 | 1000 | 0 | 1000 | 6.026 | 20060.55 | 55316-3157 | USA | D02 | 153 | VAN METER INC | 64180-1080 | 800F-X10 | N.O. Contact Block for use with 800F series | PUR | N.O. Contact Block for use with 800F series | EA | EA |  | TRUE |  | P | DEL | 100
133498 | 3 | 3 | States | Champlin | Andrew Olson | TRUE | 2026-05-21T00:00:00 | 2026-10-26T00:00:00 | 2026-10-26T00:00:00 | 7 | 0 | 7 | 10.385 | 249.24 | 55316-3157 | USA | D02 | 153 | VAN METER INC | 64180-1080 | 800FP-F6 | PUSHBUTTON BLUE | MEC | PUSHBUTTON BLUE | EA | EA |  | TRUE |  | P | DEL | 100
133498 | 7 | 1 | States | Champlin | Andrew Olson | TRUE | 2026-05-21T00:00:00 | 2026-08-25T00:00:00 | 2026-08-25T00:00:00 | 142 | 141 | 1 | 8.457 | 2469.44 | 55316-3157 | USA | D02 | 153 | VAN METER INC | 64180-1080 | 800FP-P3 | Pilot Light: Plastic, Green, 22.5mm, Does not include power module | PUR | Pilot Light: Plastic, Green, 22.5mm, Does not include power module | EA | EA |  | TRUE |  | P | DEL | 100
133498 | 9 | 4 | States | Champlin | Andrew Olson | TRUE | 2026-05-21T00:00:00 | 2026-09-24T00:00:00 | 2026-09-24T00:00:00 | 259 | 0 | 259 | 19.111 | 20448.77 | 55316-3157 | USA | D02 | 153 | VAN METER INC | 64180-1080 | 800FP-SB32 | 800FP-SB32 Selector Switch: 3-Position, spring return from left and right, 22.5mm, standard | PUR | 800FP-SB32 Selector Switch: 3-Position, spring return from left and right, 22.5mm, standard | EA | EA |  | TRUE |  | P | DEL | 100
133498 | 6 | 1 | States | Champlin | Andrew Olson | TRUE | 2026-05-21T00:00:00 | 2026-10-26T00:00:00 | 2026-10-26T00:00:00 | 100 | 0 | 100 | 22.516 | 12181.16 | 55316-3157 | USA | D02 | 153 | VAN METER INC | 64180-1080 | 800FP-LSM26 | 2 Position Illuminated Selector Switch - Plastic, Maintained, Blue | PUR | 2 Position Illuminated Selector Switch - Plastic, Maintained, Blue | EA | EA |  | TRUE |  | P | DEL | 100
133498 | 1 | 2 | States | Champlin | Andrew Olson | TRUE | 2026-05-21T00:00:00 | 2026-09-24T00:00:00 | 2026-09-24T00:00:00 | 9 | 0 | 9 | 10.385 | 259.63 | 55316-3157 | USA | D02 | 153 | VAN METER INC | 64180-1080 | 800FP-F3 | PUSHBUTTON GREEN, FLUSH MOUNT, 22.5MM, INCLUDES MOUNTING RING, MOMENTARY | MEC | PUSHBUTTON GREEN, FLUSH MOUNT, 22.5MM, INCLUDES MOUNTING RING, MOMENTARY | EA | EA |  | TRUE |  | P | DEL | 100
133498 | 9 | 5 | States | Champlin | Andrew Olson | TRUE | 2026-05-21T00:00:00 | 2026-10-21T00:00:00 | 2026-10-21T00:00:00 | 289 | 0 | 289 | 19.111 | 20448.77 | 55316-3157 | USA | D02 | 153 | VAN METER INC | 64180-1080 | 800FP-SB32 | 800FP-SB32 Selector Switch: 3-Position, spring return from left and right, 22.5mm, standard | PUR | 800FP-SB32 Selector Switch: 3-Position, spring return from left and right, 22.5mm, standard | EA | EA |  | TRUE |  | P | DEL | 100
133498 | 10 | 3 | States | Champlin | Andrew Olson | TRUE | 2026-05-21T00:00:00 | 2026-09-24T00:00:00 | 2026-09-24T00:00:00 | 1329 | 0 | 1329 | 6.026 | 20060.55 | 55316-3157 | USA | D02 | 153 | VAN METER INC | 64180-1080 | 800F-X10 | N.O. Contact Block for use with 800F series | PUR | N.O. Contact Block for use with 800F series | EA | EA |  | TRUE |  | P | DEL | 100
133498 | 2 | 3 | States | Champlin | Andrew Olson | TRUE | 2026-05-21T00:00:00 | 2026-09-24T00:00:00 | 2026-09-24T00:00:00 | 9 | 0 | 9 | 10.385 | 311.55 | 55316-3157 | USA | D02 | 153 | VAN METER INC | 64180-1080 | 800FP-F4 | PUSHBUTTON RED | MEC | PUSHBUTTON RED | EA | EA |  | TRUE |  | P | DEL | 100
133498 | 7 | 3 | States | Champlin | Andrew Olson | TRUE | 2026-05-21T00:00:00 | 2026-09-24T00:00:00 | 2026-09-24T00:00:00 | 50 | 0 | 50 | 8.457 | 2469.44 | 55316-3157 | USA | D02 | 153 | VAN METER INC | 64180-1080 | 800FP-P3 | Pilot Light: Plastic, Green, 22.5mm, Does not include power module | PUR | Pilot Light: Plastic, Green, 22.5mm, Does not include power module | EA | EA |  | TRUE |  | P | DEL | 100
133498 | 1 | 3 | States | Champlin | Andrew Olson | TRUE | 2026-05-21T00:00:00 | 2026-10-26T00:00:00 | 2026-10-26T00:00:00 | 7 | 0 | 7 | 10.385 | 259.63 | 55316-3157 | USA | D02 | 153 | VAN METER INC | 64180-1080 | 800FP-F3 | PUSHBUTTON GREEN, FLUSH MOUNT, 22.5MM, INCLUDES MOUNTING RING, MOMENTARY | MEC | PUSHBUTTON GREEN, FLUSH MOUNT, 22.5MM, INCLUDES MOUNTING RING, MOMENTARY | EA | EA |  | TRUE |  | P | DEL | 100
133498 | 5 | 3 | States | Champlin | Andrew Olson | TRUE | 2026-05-21T00:00:00 | 2026-09-24T00:00:00 | 2026-09-24T00:00:00 | 26 | 0 | 26 | 73.38 | 5209.98 | 55316-3157 | USA | D02 | 153 | VAN METER INC | 64180-1080 | 800FP-LMP44 | Illuminated Mushroom Operators, Push-Pull, 40mm, Round Plastic (Type 4/4X/13, IP66), Red | PUR | Illuminated Mushroom Operators, Push-Pull, 40mm, Round Plastic (Type 4/4X/13, IP66), Red | EA | EA |  | TRUE |  | P | DEL | 100
133498 | 4 | 3 | States | Champlin | Andrew Olson | TRUE | 2026-05-21T00:00:00 | 2026-10-26T00:00:00 | 2026-10-26T00:00:00 | 6 | 0 | 6 | 19.565 | 410.87 | 55316-3157 | USA | D02 | 153 | VAN METER INC | 64180-1080 | 800FP-LF4- | Momentary Push Button, Illuminated: Round Plastic (Type 4/4X/13, IP66), Flush, Red, 22.5mm, Does not include power module | PUR | Momentary Push Button, Illuminated: Round Plastic (Type 4/4X/13, IP66), Flush, Red, 22.5mm, Does not include power module | EA | EA |  | TRUE |  | P | DEL | 100
133498 | 8 | 4 | States | Champlin | Andrew Olson | TRUE | 2026-05-21T00:00:00 | 2026-10-26T00:00:00 | 2026-10-26T00:00:00 | 100 | 0 | 100 | 8.457 | 2460.99 | 55316-3157 | USA | D02 | 153 | VAN METER INC | 64180-1080 | 800FP-P4 | Pilot Light: Plastic, Red, 22.5mm, Does not include power module | PUR | Pilot Light: Plastic, Red, 22.5mm, Does not include power module | EA | EA |  | TRUE |  | P | DEL | 100
133498 | 8 | 3 | States | Champlin | Andrew Olson | TRUE | 2026-05-21T00:00:00 | 2026-09-24T00:00:00 | 2026-09-24T00:00:00 | 50 | 0 | 50 | 8.457 | 2460.99 | 55316-3157 | USA | D02 | 153 | VAN METER INC | 64180-1080 | 800FP-P4 | Pilot Light: Plastic, Red, 22.5mm, Does not include power module | PUR | Pilot Light: Plastic, Red, 22.5mm, Does not include power module | EA | EA |  | TRUE |  | P | DEL | 100
133498 | 7 | 4 | States | Champlin | Andrew Olson | TRUE | 2026-05-21T00:00:00 | 2026-10-26T00:00:00 | 2026-10-26T00:00:00 | 100 | 0 | 100 | 8.457 | 2469.44 | 55316-3157 | USA | D02 | 153 | VAN METER INC | 64180-1080 | 800FP-P3 | Pilot Light: Plastic, Green, 22.5mm, Does not include power module | PUR | Pilot Light: Plastic, Green, 22.5mm, Does not include power module | EA | EA |  | TRUE |  | P | DEL | 100
133498 | 4 | 2 | States | Champlin | Andrew Olson | TRUE | 2026-05-21T00:00:00 | 2026-09-24T00:00:00 | 2026-09-24T00:00:00 | 9 | 0 | 9 | 19.565 | 410.87 | 55316-3157 | USA | D02 | 153 | VAN METER INC | 64180-1080 | 800FP-LF4- | Momentary Push Button, Illuminated: Round Plastic (Type 4/4X/13, IP66), Flush, Red, 22.5mm, Does not include power module | PUR | Momentary Push Button, Illuminated: Round Plastic (Type 4/4X/13, IP66), Flush, Red, 22.5mm, Does not include power module | EA | EA |  | TRUE |  | P | DEL | 100
133498 | 5 | 4 | States | Champlin | Andrew Olson | TRUE | 2026-05-21T00:00:00 | 2026-11-04T00:00:00 | 2026-11-04T00:00:00 | 24 | 0 | 24 | 73.38 | 5209.98 | 55316-3157 | USA | D02 | 153 | VAN METER INC | 64180-1080 | 800FP-LMP44 | Illuminated Mushroom Operators, Push-Pull, 40mm, Round Plastic (Type 4/4X/13, IP66), Red | PUR | Illuminated Mushroom Operators, Push-Pull, 40mm, Round Plastic (Type 4/4X/13, IP66), Red | EA | EA |  | TRUE |  | P | DEL | 100
133498 | 2 | 4 | States | Champlin | Andrew Olson | TRUE | 2026-05-21T00:00:00 | 2026-10-26T00:00:00 | 2026-10-26T00:00:00 | 7 | 0 | 7 | 10.385 | 311.55 | 55316-3157 | USA | D02 | 153 | VAN METER INC | 64180-1080 | 800FP-F4 | PUSHBUTTON RED | MEC | PUSHBUTTON RED | EA | EA |  | TRUE |  | P | DEL | 100
133725 | 10 | 1 | States | Champlin | Andrew Olson | TRUE | 2026-05-29T00:00:00 | 2026-10-26T00:00:00 | 2026-10-26T00:00:00 | 3 | 0 | 3 | 10.385 | 31.16 | 55316-3157 | USA | D02 | 153 | VAN METER INC | 64180-1080 | 800FP-F4 | PUSHBUTTON RED | MEC | PUSHBUTTON RED | EA | EA |  | TRUE |  | P | DEL | 100
133725 | 9 | 1 | States | Champlin | Andrew Olson | TRUE | 2026-05-29T00:00:00 | 2026-10-26T00:00:00 | 2026-10-26T00:00:00 | 3 | 0 | 3 | 10.385 | 31.16 | 55316-3157 | USA | D02 | 153 | VAN METER INC | 64180-1080 | 800FP-F3 | PUSHBUTTON GREEN, FLUSH MOUNT, 22.5MM, INCLUDES MOUNTING RING, MOMENTARY | MEC | PUSHBUTTON GREEN, FLUSH MOUNT, 22.5MM, INCLUDES MOUNTING RING, MOMENTARY | EA | EA |  | TRUE |  | P | DEL | 100
133725 | 4 | 1 | States | Champlin | Andrew Olson | TRUE | 2026-05-29T00:00:00 | 2026-10-26T00:00:00 | 2026-10-26T00:00:00 | 200 | 0 | 200 | 9.082 | 1816.4 | 55316-3157 | USA | D02 | 153 | VAN METER INC | 64180-1080 | 700-HN154 | Relay base for A-B P/N 700-HB33**** relays | PUR | Relay base for A-B P/N 700-HB33**** relays | EA | EA |  | TRUE |  | P | DEL | 100
133725 | 13 | 1 | States | Champlin | Andrew Olson | TRUE | 2026-05-29T00:00:00 | 2026-10-26T00:00:00 | 2026-10-26T00:00:00 | 18 | 0 | 18 | 73.38 | 1320.84 | 55316-3157 | USA | D02 | 153 | VAN METER INC | 64180-1080 | 800FP-LMP44 | Illuminated Mushroom Operators, Push-Pull, 40mm, Round Plastic (Type 4/4X/13, IP66), Red | PUR | Illuminated Mushroom Operators, Push-Pull, 40mm, Round Plastic (Type 4/4X/13, IP66), Red | EA | EA |  | TRUE |  | P | DEL | 100
133725 | 6 | 1 | States | Champlin | Andrew Olson | TRUE | 2026-05-29T00:00:00 | 2026-10-26T00:00:00 | 2026-10-26T00:00:00 | 100 | 0 | 100 | 43.993 | 4399.3 | 55316-3157 | USA | D02 | 153 | VAN METER INC | 64180-1080 | 800F-NUG | Pilot Light: 24-120V AC/DC (24-132V), Green LED power module, 22.5mm | PUR | Pilot Light: 24-120V AC/DC (24-132V), Green LED power module, 22.5mm | EA | EA |  | TRUE |  | P | DEL | 100
133725 | 8 | 1 | States | Champlin | Andrew Olson | TRUE | 2026-05-29T00:00:00 | 2026-10-26T00:00:00 | 2026-10-26T00:00:00 | 1000 | 0 | 1000 | 43.79 | 43790 | 55316-3157 | USA | D02 | 153 | VAN METER INC | 64180-1080 | 800F-NUW | Pilot Light: 24-120V AC/DC (24-132V), White LED power module, 22.5mm | PUR | Pilot Light: 24-120V AC/DC (24-132V), White LED power module, 22.5mm | EA | EA |  | TRUE |  | P | DEL | 100
133725 | 2 | 1 | States | Champlin | Andrew Olson | TRUE | 2026-05-29T00:00:00 | 2026-10-26T00:00:00 | 2026-10-26T00:00:00 | 3 | 0 | 3 | 231.832 | 695.5 | 55316-3157 | USA | D02 | 153 | VAN METER INC | 64180-1080 | 5WMED-04C | Medium Enclosure, empty with dual door, no lock | PUR | Medium Enclosure, empty with dual door, no lock | EA | EA |  | TRUE |  | P | DEL | 100
133725 | 5 | 1 | States | Champlin | Andrew Olson | TRUE | 2026-05-29T00:00:00 | 2026-10-26T00:00:00 | 2026-10-26T00:00:00 | 25 | 0 | 25 | 45.302 | 1132.55 | 55316-3157 | USA | D02 | 153 | VAN METER INC | 64180-1080 | 800F-AMRG | Protective Ring for 800FP-MP44 Emergency Stop Push Button | PUR | Protective Ring for 800FP-MP44 Emergency Stop Push Button | EA | EA |  | TRUE |  | P | DEL | 100
133725 | 1 | 1 | States | Champlin | Andrew Olson | TRUE | 2026-05-29T00:00:00 | 2026-10-26T00:00:00 | 2026-10-26T00:00:00 | 12 | 0 | 12 | 95.69 | 1148.28 | 55316-3157 | USA | D02 | 153 | VAN METER INC | 64180-1080 | 5F100-2IL | Plate (beige), 62.5 µm MM (OM1), Duplex LC, 12-fiber, zirconia ceramic sleeve | PUR | Plate (beige), 62.5 µm MM (OM1), Duplex LC, 12-fiber, zirconia ceramic sleeve | EA | EA |  | TRUE |  | P | DEL | 100
133725 | 12 | 1 | States | Champlin | Andrew Olson | TRUE | 2026-05-29T00:00:00 | 2026-10-26T00:00:00 | 2026-10-26T00:00:00 | 3 | 0 | 3 | 19.565 | 58.7 | 55316-3157 | USA | D02 | 153 | VAN METER INC | 64180-1080 | 800FP-LF4- | Momentary Push Button, Illuminated: Round Plastic (Type 4/4X/13, IP66), Flush, Red, 22.5mm, Does not include power module | PUR | Momentary Push Button, Illuminated: Round Plastic (Type 4/4X/13, IP66), Flush, Red, 22.5mm, Does not include power module | EA | EA |  | TRUE |  | P | DEL | 100
133725 | 11 | 1 | States | Champlin | Andrew Olson | TRUE | 2026-05-29T00:00:00 | 2026-10-26T00:00:00 | 2026-10-26T00:00:00 | 3 | 0 | 3 | 10.385 | 31.16 | 55316-3157 | USA | D02 | 153 | VAN METER INC | 64180-1080 | 800FP-F6 | PUSHBUTTON BLUE | MEC | PUSHBUTTON BLUE | EA | EA |  | TRUE |  | P | DEL | 100
133725 | 7 | 1 | States | Champlin | Andrew Olson | TRUE | 2026-05-29T00:00:00 | 2026-10-26T00:00:00 | 2026-10-26T00:00:00 | 100 | 0 | 100 | 43.993 | 4399.3 | 55316-3157 | USA | D02 | 153 | VAN METER INC | 64180-1080 | 800F-NUR | Pilot Light: 24-120V AC/DC (24-132V), Red LED power module, 22.5mm | PUR | Pilot Light: 24-120V AC/DC (24-132V), Red LED power module, 22.5mm | EA | EA |  | TRUE |  | P | DEL | 100
135473 | 8 | 1 | States | Dayton | Andrew Olson | TRUE | 2026-08-14T00:00:00 | 2026-10-26T00:00:00 | 2026-10-26T00:00:00 | 10 | 0 | 10 | 29.212 | 292.12 | 55369-6417 | USA | D02 | 153 | VAN METER INC | 64180-1080 | CCMR005 | Fuse: 5A, time-delay, clss cc, current limiting, 600VAC | PUR | Fuse: 5A, time-delay, clss cc, current limiting, 600VAC | EA | EA |  | TRUE |  | P | DEL | Dayton
135473 | 5 | 1 | States | Dayton | Andrew Olson | TRUE | 2026-08-14T00:00:00 | 2026-10-26T00:00:00 | 2026-10-26T00:00:00 | 5 | 0 | 5 | 29.212 | 146.06 | 55369-6417 | USA | D02 | 153 | VAN METER INC | 64180-1080 | CCMR001 | FUSE, CC, 600V, TIME-DELAY,1A | PUR | FUSE, CC, 600V, TIME-DELAY,1A | EA | EA |  | TRUE |  | P | DEL | DAYTON
135473 | 10 | 1 | States | Dayton | Andrew Olson | TRUE | 2026-08-14T00:00:00 | 2026-10-26T00:00:00 | 2026-10-26T00:00:00 | 10 | 0 | 10 | 158.703 | 1587.03 | 55369-6417 | USA | D02 | 153 | VAN METER INC | 64180-1080 | DRUBGFI15 | GFI Duplex Receptacle | SRPP | GFI Duplex Receptacle | EA | EA |  | TRUE |  | P | DEL | Dayton
135473 | 1 | 1 | States | Dayton | Andrew Olson | TRUE | 2026-08-14T00:00:00 | 2026-10-26T00:00:00 | 2026-10-26T00:00:00 | 100 | 0 | 100 | 43.993 | 4399.3 | 55369-6417 | USA | D02 | 153 | VAN METER INC | 64180-1080 | 800F-NUG | Pilot Light: 24-120V AC/DC (24-132V), Green LED power module, 22.5mm | PUR | Pilot Light: 24-120V AC/DC (24-132V), Green LED power module, 22.5mm | EA | EA |  | TRUE |  | P | DEL | DAYTON
135473 | 3 | 1 | States | Dayton | Andrew Olson | TRUE | 2026-08-14T00:00:00 | 2026-10-26T00:00:00 | 2026-10-26T00:00:00 | 100 | 0 | 100 | 8.457 | 845.7 | 55369-6417 | USA | D02 | 153 | VAN METER INC | 64180-1080 | 800FP-P3 | Pilot Light: Plastic, Green, 22.5mm, Does not include power module | PUR | Pilot Light: Plastic, Green, 22.5mm, Does not include power module | EA | EA |  | TRUE |  | P | DEL | DAYTON
135473 | 4 | 1 | States | Dayton | Andrew Olson | TRUE | 2026-08-14T00:00:00 | 2026-10-26T00:00:00 | 2026-10-26T00:00:00 | 100 | 0 | 100 | 8.457 | 845.7 | 55369-6417 | USA | D02 | 153 | VAN METER INC | 64180-1080 | 800FP-P4 | Pilot Light: Plastic, Red, 22.5mm, Does not include power module | PUR | Pilot Light: Plastic, Red, 22.5mm, Does not include power module | EA | EA |  | TRUE |  | P | DEL | DAYTON
135473 | 2 | 1 | States | Dayton | Andrew Olson | TRUE | 2026-08-14T00:00:00 | 2026-10-26T00:00:00 | 2026-10-26T00:00:00 | 100 | 0 | 100 | 43.993 | 4399.3 | 55369-6417 | USA | D02 | 153 | VAN METER INC | 64180-1080 | 800F-NUR | Pilot Light: 24-120V AC/DC (24-132V), Red LED power module, 22.5mm | PUR | Pilot Light: 24-120V AC/DC (24-132V), Red LED power module, 22.5mm | EA | EA |  | TRUE |  | P | DEL | DAYTON
132310 | 1 | 7 | States | Dayton | Andrew Olson | TRUE | 2026-04-07T00:00:00 | 2026-11-20T00:00:00 | 2026-11-20T00:00:00 | 3 | 0 | 3 | 17.607 | 264.11 | 55369-6417 | USA | D02 | 153 | VAN METER INC | 64180-1080 | 1222I_ | LIGHT SWITCH: 20A 120/277V | PUR | LIGHT SWITCH: 20A 120/277V | EA | EA | WER | TRUE |  | P | DEL | DAYTON
132310 | 3 | 5 | States | Dayton | Andrew Olson | TRUE | 2026-04-07T00:00:00 | 2026-11-20T00:00:00 | 2026-11-20T00:00:00 | 12 | 0 | 12 | 848.105 | 339.24 | 55369-6417 | USA | D02 | 153 | VAN METER INC | 64180-1080 | 5232 | Liquidtight Conduit Fitting, Straight, Steel, 1/2 Inch, Non-Insulated Steel | PUR | Liquidtight Conduit Fitting, Straight, Steel, 1/2 Inch, Non-Insulated Steel | EA | EA | WER | TRUE |  | P | DEL | DAYTON
134580 | 1 | 7 | States | PWRQ | Andrew Olson | TRUE | 2026-07-07T00:00:00 | 2026-10-12T00:00:00 |  | 8 | 0 | 8 | 106.662 | 16212.62 | 21076 | USA | D02 | 153 | VAN METER INC | 64180-1080 | SVL 5-24-100 | DC Power supply, Input 100-240VAC, Output 24VDC, Output current 5A | PUR | DC Power supply, Input 100-240VAC, Output 24VDC, Output current 5A | EA | EA |  | TRUE |  | P | DEL | 100
134580 | 1 | 3 | States | PWRQ | Andrew Olson | TRUE | 2026-07-07T00:00:00 | 2026-09-14T00:00:00 |  | 9 | 6 | 3 | 106.662 | 16212.62 | 21076 | USA | D02 | 153 | VAN METER INC | 64180-1080 | SVL 5-24-100 | DC Power supply, Input 100-240VAC, Output 24VDC, Output current 5A | PUR | DC Power supply, Input 100-240VAC, Output 24VDC, Output current 5A | EA | EA |  | TRUE |  | P | DEL | 100
134580 | 1 | 6 | States | PWRQ | Andrew Olson | TRUE | 2026-07-07T00:00:00 | 2026-10-05T00:00:00 |  | 11 | 0 | 11 | 106.662 | 16212.62 | 21076 | USA | D02 | 153 | VAN METER INC | 64180-1080 | SVL 5-24-100 | DC Power supply, Input 100-240VAC, Output 24VDC, Output current 5A | PUR | DC Power supply, Input 100-240VAC, Output 24VDC, Output current 5A | EA | EA |  | TRUE |  | P | DEL | 100
134580 | 1 | 9 | States | PWRQ | Andrew Olson | TRUE | 2026-07-07T00:00:00 | 2026-10-26T00:00:00 |  | 8 | 0 | 8 | 106.662 | 16212.62 | 21076 | USA | D02 | 153 | VAN METER INC | 64180-1080 | SVL 5-24-100 | DC Power supply, Input 100-240VAC, Output 24VDC, Output current 5A | PUR | DC Power supply, Input 100-240VAC, Output 24VDC, Output current 5A | EA | EA |  | TRUE |  | P | DEL | 100
134580 | 1 | 10 | States | PWRQ | Andrew Olson | TRUE | 2026-07-07T00:00:00 | 2026-11-02T00:00:00 |  | 7 | 0 | 7 | 106.662 | 16212.62 | 21076 | USA | D02 | 153 | VAN METER INC | 64180-1080 | SVL 5-24-100 | DC Power supply, Input 100-240VAC, Output 24VDC, Output current 5A | PUR | DC Power supply, Input 100-240VAC, Output 24VDC, Output current 5A | EA | EA |  | TRUE |  | P | DEL | 100
134580 | 1 | 5 | States | PWRQ | Andrew Olson | TRUE | 2026-07-07T00:00:00 | 2026-09-28T00:00:00 |  | 13 | 0 | 13 | 106.662 | 16212.62 | 21076 | USA | D02 | 153 | VAN METER INC | 64180-1080 | SVL 5-24-100 | DC Power supply, Input 100-240VAC, Output 24VDC, Output current 5A | PUR | DC Power supply, Input 100-240VAC, Output 24VDC, Output current 5A | EA | EA |  | TRUE |  | P | DEL | 100
134580 | 1 | 4 | States | PWRQ | Andrew Olson | TRUE | 2026-07-07T00:00:00 | 2026-09-21T00:00:00 |  | 13 | 0 | 13 | 106.662 | 16212.62 | 21076 | USA | D02 | 153 | VAN METER INC | 64180-1080 | SVL 5-24-100 | DC Power supply, Input 100-240VAC, Output 24VDC, Output current 5A | PUR | DC Power supply, Input 100-240VAC, Output 24VDC, Output current 5A | EA | EA |  | TRUE |  | P | DEL | 100
134580 | 1 | 8 | States | PWRQ | Andrew Olson | TRUE | 2026-07-07T00:00:00 | 2026-10-19T00:00:00 |  | 8 | 0 | 8 | 106.662 | 16212.62 | 21076 | USA | D02 | 153 | VAN METER INC | 64180-1080 | SVL 5-24-100 | DC Power supply, Input 100-240VAC, Output 24VDC, Output current 5A | PUR | DC Power supply, Input 100-240VAC, Output 24VDC, Output current 5A | EA | EA |  | TRUE |  | P | DEL | 100
134580 | 1 | 12 | States | PWRQ | Andrew Olson | TRUE | 2026-07-07T00:00:00 | 2026-11-02T00:00:00 |  | 2 | 0 | 2 | 106.662 | 16212.62 | 21076 | USA | D02 | 153 | VAN METER INC | 64180-1080 | SVL 5-24-100 | DC Power supply, Input 100-240VAC, Output 24VDC, Output current 5A | PUR | DC Power supply, Input 100-240VAC, Output 24VDC, Output current 5A | EA | EA |  | TRUE |  | P | DEL | 100
134580 | 1 | 11 | States | PWRQ | Andrew Olson | TRUE | 2026-07-07T00:00:00 | 2026-11-04T00:00:00 |  | 10 | 0 | 10 | 106.662 | 16212.62 | 21076 | USA | D02 | 153 | VAN METER INC | 64180-1080 | SVL 5-24-100 | DC Power supply, Input 100-240VAC, Output 24VDC, Output current 5A | PUR | DC Power supply, Input 100-240VAC, Output 24VDC, Output current 5A | EA | EA |  | TRUE |  | P | DEL | 100
135975 | 2 | 1 | States | Dayton | Andrew Olson | TRUE | 2026-09-09T00:00:00 | 2026-09-16T00:00:00 | 2026-09-16T00:00:00 | 2 | 0 | 2 | 507.88 | 1015.76 | 55369 | USA | D02 | 153 | VAN METER INC | 64180-1080 | 15-5CAVH0-5E | FUSE 15KV 0.5E | PUR | FUSE 15KV 0.5E | EA | EA |  | TRUE |  | P | DEL | Dayton
132443 | 5 | 6 | States | Champlin | Andrew Olson | TRUE | 2026-04-13T00:00:00 | 2026-11-04T00:00:00 | 2026-11-04T00:00:00 | 6 | 0 | 6 | 27.046 | 1081.84 | 55316-3157 | USA | D02 | 153 | VAN METER INC | 64180-1080 | CCMR010 | Fuse: 10A, Class CC time-delay, current limiting, 600VAC, 200kA interrupt cap, rejection type | PUR | Fuse: 10A, Class CC time-delay, current limiting, 600VAC, 200kA interrupt cap, rejection type | EA | EA |  | TRUE |  | P | DEL | 100
135255 | 1 | 2 | States | Dayton | Andrew Olson | TRUE | 2026-08-06T00:00:00 | 2026-09-01T00:00:00 | 2026-09-01T00:00:00 | 558 | 378 | 180 | 9.9182 | 7379.14 | 55369-6417 | USA | D02 | 153 | VAN METER INC | 64180-1080 | ADR50 | aluminum lugs | PUR | aluminum lugs | EA | EA |  | TRUE |  | P | DEL | DAYTON
132324 | 2 | 1 | States | Dayton | Andrew Olson | TRUE | 2026-04-08T00:00:00 | 2026-10-01T00:00:00 | 2026-10-01T00:00:00 | 42 | 0 | 42 | 21.459 | 901.28 | 55369-6417 | USA | D02 | 153 | VAN METER INC | 64180-1080 | 700-HB33Z24-3-4 | GP Tall Square Base Relay, 15 AMP Standard Contact, 24V DC, 3 Change-Over Contact (Three P), Push-To-Test, Manual Override & Pilot | PUR | GP Tall Square Base Relay, 15 AMP Standard Contact, 24V DC, 3 Change-Over Contact (Three P), Push-To-Test, Manual Override & Pilot | EA | EA | WER | TRUE |  | P | DEL | Dayton
132324 | 3 | 2 | States | Dayton | Andrew Olson | TRUE | 2026-04-08T00:00:00 | 2026-12-22T00:00:00 | 2026-12-22T00:00:00 | 20 | 0 | 20 | 2.97 | 92.07 | 55369-6417 | USA | D02 | 153 | VAN METER INC | 64180-1080 | 800F-ALP | 800F Latch, Plastic Latch | PUR | 800F Latch, Plastic Latch | EA | EA | WER | TRUE |  | P | DEL | DAYTON
132324 | 3 | 1 | States | Dayton | Andrew Olson | TRUE | 2026-04-08T00:00:00 | 2026-11-16T00:00:00 | 2026-11-16T00:00:00 | 11 | 0 | 11 | 2.97 | 92.07 | 55369-6417 | USA | D02 | 153 | VAN METER INC | 64180-1080 | 800F-ALP | 800F Latch, Plastic Latch | PUR | 800F Latch, Plastic Latch | EA | EA | WER | TRUE |  | P | DEL | DAYTON
136071 | 2 | 1 | States | Champlin | Andrew Olson | TRUE | 2026-09-14T00:00:00 | 2027-01-29T00:00:00 | 2027-01-29T00:00:00 | 42 | 0 | 42 | 29.212 | 1226.9 | 55316 | USA | D02 | 153 | VAN METER INC | 64180-1080 | CCMR004 | Fuse: 4A, time-delay, clss cc, current limiting, 600VAC | PUR | Fuse: 4A, time-delay, clss cc, current limiting, 600VAC | EA | EA |  | TRUE |  | P | DEL | 100
136071 | 1 | 1 | States | Champlin | Andrew Olson | TRUE | 2026-09-14T00:00:00 | 2027-01-29T00:00:00 | 2027-01-29T00:00:00 | 400 | 0 | 400 | 6.416 | 2566.4 | 55316 | USA | D02 | 153 | VAN METER INC | 64180-1080 | 800F-X01 | NC Contact Block 800F PB, 22mm Contact Block, Standard, Screw Contact Block, 1 N.C., Latch Mounting | PUR | NC Contact Block 800F PB, 22mm Contact Block, Standard, Screw Contact Block, 1 N.C., Latch Mounting | EA | EA |  | TRUE |  | P | DEL | 100
132323 | 5 | 1 | States | Dayton | Andrew Olson | TRUE | 2026-04-08T00:00:00 | 2026-12-02T00:00:00 | 2026-12-02T00:00:00 | 4 | 0 | 4 | 47.021 | 188.08 | 55369-6417 | USA | D02 | 153 | VAN METER INC | 64180-1080 | 800FP-MP44 | Emergency Stop Push Button: Push-Pull, Red | PUR | Emergency Stop Push Button: Push-Pull, Red | EA | EA |  | TRUE |  | P | DEL | Dayton
132323 | 1 | 1 | States | Dayton | Andrew Olson | TRUE | 2026-04-08T00:00:00 | 2026-12-02T00:00:00 | 2026-12-02T00:00:00 | 4 | 0 | 4 | 45.904 | 183.62 | 55369-6417 | USA | D02 | 153 | VAN METER INC | 64180-1080 | 800F-AMRG | Protective Ring for 800FP-MP44 Emergency Stop Push Button | PUR | Protective Ring for 800FP-MP44 Emergency Stop Push Button | EA | EA |  | TRUE |  | P | DEL | Dayton
132323 | 4 | 1 | States | Dayton | Andrew Olson | TRUE | 2026-04-08T00:00:00 | 2026-12-02T00:00:00 | 2026-12-02T00:00:00 | 1 | 0 | 1 | 10.52 | 10.52 | 55369-6417 | USA | D02 | 153 | VAN METER INC | 64180-1080 | 800FP-F6 | PUSHBUTTON BLUE | MEC | PUSHBUTTON BLUE | EA | EA |  | TRUE |  | P | DEL | Dayton
132323 | 2 | 1 | States | Dayton | Andrew Olson | TRUE | 2026-04-08T00:00:00 | 2026-10-26T00:00:00 | 2026-10-26T00:00:00 | 1 | 0 | 1 | 10.52 | 10.52 | 55369-6417 | USA | D02 | 153 | VAN METER INC | 64180-1080 | 800FP-F3 | PUSHBUTTON GREEN, FLUSH MOUNT, 22.5MM, INCLUDES MOUNTING RING, MOMENTARY | MEC | PUSHBUTTON GREEN, FLUSH MOUNT, 22.5MM, INCLUDES MOUNTING RING, MOMENTARY | EA | EA |  | TRUE |  | P | DEL | Dayton
132323 | 3 | 1 | States | Dayton | Andrew Olson | TRUE | 2026-04-08T00:00:00 | 2026-12-02T00:00:00 | 2026-12-02T00:00:00 | 1 | 0 | 1 | 10.521 | 10.52 | 55369-6417 | USA | D02 | 153 | VAN METER INC | 64180-1080 | 800FP-F4 | PUSHBUTTON RED | MEC | PUSHBUTTON RED | EA | EA |  | TRUE |  | P | DEL | Dayton
133096 | 4 | 1 | States | Champlin | Andrew Olson | TRUE | 2026-05-08T00:00:00 | 2026-10-21T00:00:00 | 2026-10-21T00:00:00 | 6 | 0 | 6 | 8.57 | 51.42 | 55316-3157 | USA | D02 | 153 | VAN METER INC | 64180-1080 | 800FP-P3 | Pilot Light: Plastic, Green, 22.5mm, Does not include power module | PUR | Pilot Light: Plastic, Green, 22.5mm, Does not include power module | EA | EA |  | TRUE |  | P | DEL | 100
133096 | 5 | 1 | States | Champlin | Andrew Olson | TRUE | 2026-05-08T00:00:00 | 2026-10-21T00:00:00 | 2026-10-21T00:00:00 | 5 | 0 | 5 | 8.57 | 42.85 | 55316-3157 | USA | D02 | 153 | VAN METER INC | 64180-1080 | 800FP-P4 | Pilot Light: Plastic, Red, 22.5mm, Does not include power module | PUR | Pilot Light: Plastic, Red, 22.5mm, Does not include power module | EA | EA |  | TRUE |  | P | DEL | 100
133096 | 2 | 1 | States | Champlin | Andrew Olson | TRUE | 2026-05-08T00:00:00 | 2026-11-25T00:00:00 | 2026-11-25T00:00:00 | 8 | 0 | 8 | 2.97 | 23.76 | 55316-3157 | USA | D02 | 153 | VAN METER INC | 64180-1080 | 800F-ALP | 800F Latch, Plastic Latch | PUR | 800F Latch, Plastic Latch | EA | EA |  | TRUE |  | P | DEL | 100
133495 | 1 | 3 | States | Champlin | Andrew Olson | TRUE | 2026-05-21T00:00:00 | 2026-09-24T00:00:00 | 2026-09-24T00:00:00 | 36 | 0 | 36 | 95.69 | 11865.56 | 55316-3157 | USA | D02 | 153 | VAN METER INC | 64180-1080 | 5F100-2IL | Plate (beige), 62.5 µm MM (OM1), Duplex LC, 12-fiber, zirconia ceramic sleeve | PUR | Plate (beige), 62.5 µm MM (OM1), Duplex LC, 12-fiber, zirconia ceramic sleeve | EA | EA |  | TRUE |  | P | DEL | 100
133495 | 8 | 3 | States | Champlin | Andrew Olson | TRUE | 2026-05-21T00:00:00 | 2026-09-24T00:00:00 | 2026-09-24T00:00:00 | 200 | 0 | 200 | 43.993 | 18389.07 | 55316-3157 | USA | D02 | 153 | VAN METER INC | 64180-1080 | 800F-NUR | Pilot Light: 24-120V AC/DC (24-132V), Red LED power module, 22.5mm | PUR | Pilot Light: 24-120V AC/DC (24-132V), Red LED power module, 22.5mm | EA | EA |  | TRUE |  | P | DEL | 100
133495 | 7 | 2 | States | Champlin | Andrew Olson | TRUE | 2026-05-21T00:00:00 | 2026-09-24T00:00:00 | 2026-09-24T00:00:00 | 100 | 0 | 100 | 43.993 | 13197.9 | 55316-3157 | USA | D02 | 153 | VAN METER INC | 64180-1080 | 800F-NUG | Pilot Light: 24-120V AC/DC (24-132V), Green LED power module, 22.5mm | PUR | Pilot Light: 24-120V AC/DC (24-132V), Green LED power module, 22.5mm | EA | EA |  | TRUE |  | P | DEL | 100
133495 | 2 | 3 | States | Champlin | Andrew Olson | TRUE | 2026-05-21T00:00:00 | 2026-09-24T00:00:00 | 2026-09-24T00:00:00 | 15 | 0 | 15 | 231.832 | 7186.79 | 55316-3157 | USA | D02 | 153 | VAN METER INC | 64180-1080 | 5WMED-04C | Medium Enclosure, empty with dual door, no lock | PUR | Medium Enclosure, empty with dual door, no lock | EA | EA |  | TRUE |  | P | DEL | 100
133495 | 4 | 3 | States | Champlin | Andrew Olson | TRUE | 2026-05-21T00:00:00 | 2026-10-21T00:00:00 | 2026-10-21T00:00:00 | 336 | 0 | 336 | 9.082 | 5767.07 | 55316-3157 | USA | D02 | 153 | VAN METER INC | 64180-1080 | 700-HN154 | Relay base for A-B P/N 700-HB33**** relays | PUR | Relay base for A-B P/N 700-HB33**** relays | EA | EA |  | TRUE |  | P | DEL | 100
133495 | 1 | 4 | States | Champlin | Andrew Olson | TRUE | 2026-05-21T00:00:00 | 2026-10-26T00:00:00 | 2026-10-26T00:00:00 | 24 | 0 | 24 | 95.69 | 11865.56 | 55316-3157 | USA | D02 | 153 | VAN METER INC | 64180-1080 | 5F100-2IL | Plate (beige), 62.5 µm MM (OM1), Duplex LC, 12-fiber, zirconia ceramic sleeve | PUR | Plate (beige), 62.5 µm MM (OM1), Duplex LC, 12-fiber, zirconia ceramic sleeve | EA | EA |  | TRUE |  | P | DEL | 100
133495 | 5 | 1 | States | Champlin | Andrew Olson | TRUE | 2026-05-21T00:00:00 | 2026-09-24T00:00:00 | 2026-09-24T00:00:00 | 1000 | 0 | 1000 | 2.93 | 5860 | 55316-3157 | USA | D02 | 153 | VAN METER INC | 64180-1080 | 800F-ALP | 800F Latch, Plastic Latch | PUR | 800F Latch, Plastic Latch | EA | EA |  | TRUE |  | P | DEL | 100
133495 | 3 | 3 | States | Champlin | Andrew Olson | TRUE | 2026-05-21T00:00:00 | 2026-09-24T00:00:00 | 2026-09-24T00:00:00 | 258 | 0 | 258 | 21.459 | 22274.44 | 55316-3157 | USA | D02 | 153 | VAN METER INC | 64180-1080 | 700-HB33Z24-3-4 | GP Tall Square Base Relay, 15 AMP Standard Contact, 24V DC, 3 Change-Over Contact (Three P), Push-To-Test, Manual Override & Pilot | PUR | GP Tall Square Base Relay, 15 AMP Standard Contact, 24V DC, 3 Change-Over Contact (Three P), Push-To-Test, Manual Override & Pilot | EA | EA |  | TRUE |  | P | DEL | 100
133495 | 7 | 3 | States | Champlin | Andrew Olson | TRUE | 2026-05-21T00:00:00 | 2026-10-01T00:00:00 | 2026-10-01T00:00:00 | 100 | 0 | 100 | 43.993 | 13197.9 | 55316-3157 | USA | D02 | 153 | VAN METER INC | 64180-1080 | 800F-NUG | Pilot Light: 24-120V AC/DC (24-132V), Green LED power module, 22.5mm | PUR | Pilot Light: 24-120V AC/DC (24-132V), Green LED power module, 22.5mm | EA | EA |  | TRUE |  | P | DEL | 100
133495 | 4 | 2 | States | Champlin | Andrew Olson | TRUE | 2026-05-21T00:00:00 | 2026-09-24T00:00:00 | 2026-09-24T00:00:00 | 276 | 0 | 276 | 9.082 | 5767.07 | 55316-3157 | USA | D02 | 153 | VAN METER INC | 64180-1080 | 700-HN154 | Relay base for A-B P/N 700-HB33**** relays | PUR | Relay base for A-B P/N 700-HB33**** relays | EA | EA |  | TRUE |  | P | DEL | 100
133495 | 3 | 4 | States | Champlin | Andrew Olson | TRUE | 2026-05-21T00:00:00 | 2026-10-21T00:00:00 | 2026-10-21T00:00:00 | 324 | 0 | 324 | 21.459 | 22274.44 | 55316-3157 | USA | D02 | 153 | VAN METER INC | 64180-1080 | 700-HB33Z24-3-4 | GP Tall Square Base Relay, 15 AMP Standard Contact, 24V DC, 3 Change-Over Contact (Three P), Push-To-Test, Manual Override & Pilot | PUR | GP Tall Square Base Relay, 15 AMP Standard Contact, 24V DC, 3 Change-Over Contact (Three P), Push-To-Test, Manual Override & Pilot | EA | EA |  | TRUE |  | P | DEL | 100
133495 | 10 | 1 | States | Champlin | Andrew Olson | TRUE | 2026-05-21T00:00:00 | 2026-10-26T00:00:00 | 2026-10-26T00:00:00 | 100 | 0 | 100 | 6.367 | 636.7 | 55316-3157 | USA | D02 | 153 | VAN METER INC | 64180-1080 | 800F-X01 | NC Contact Block 800F PB, 22mm Contact Block, Standard, Screw Contact Block, 1 N.C., Latch Mounting | PUR | NC Contact Block 800F PB, 22mm Contact Block, Standard, Screw Contact Block, 1 N.C., Latch Mounting | EA | EA |  | TRUE |  | P | DEL | 100
133495 | 5 | 2 | States | Champlin | Andrew Olson | TRUE | 2026-05-21T00:00:00 | 2026-10-26T00:00:00 | 2026-10-26T00:00:00 | 1000 | 0 | 1000 | 2.93 | 5860 | 55316-3157 | USA | D02 | 153 | VAN METER INC | 64180-1080 | 800F-ALP | 800F Latch, Plastic Latch | PUR | 800F Latch, Plastic Latch | EA | EA |  | TRUE |  | P | DEL | 100
135994 | 3 | 1 | States | Champlin | Andrew Olson | TRUE | 2026-09-10T00:00:00 | 2026-09-24T00:00:00 | 2026-09-24T00:00:00 | 4 | 0 | 4 | 13.865 | 55.46 | 55316 | USA | D02 | 153 | VAN METER INC | 64180-1080 | LP-CC-20 | TIME-DELAY FUSE: 600Vac, 300Vdc, 20A, 200 kAIC at 600Vac & 20 kAIC at 300Vdc - Eaton Bussmann Series LP-CC | FFB | TIME-DELAY FUSE: 600Vac, 300Vdc, 20A, 200 kAIC at 600Vac & 20 kAIC at 300Vdc - Eaton Bussmann Series LP-CC | EA | EA |  | TRUE |  | P | DEL | 100
135994 | 1 | 1 | States | Champlin | Andrew Olson | TRUE | 2026-09-10T00:00:00 | 2026-12-07T00:00:00 | 2026-12-07T00:00:00 | 11 | 0 | 11 | 108.806 | 1196.87 | 55316 | USA | D02 | 153 | VAN METER INC | 64180-1080 | CHCC3DIU | FUSE HOLDER: 3P 10X38MFH 30A 600V CLASS CC INDICATOR | PUR | FUSE HOLDER: 3P 10X38MFH 30A 600V CLASS CC INDICATOR | EA | EA |  | TRUE |  | P | DEL | 100
135994 | 2 | 1 | States | Champlin | Andrew Olson | TRUE | 2026-09-10T00:00:00 | 2026-09-24T00:00:00 | 2026-09-24T00:00:00 | 12 | 0 | 12 | 13.865 | 166.38 | 55316 | USA | D02 | 153 | VAN METER INC | 64180-1080 | LP-CC-1 | TIME-DELAY FUSE: 600Vac, 300Vdc, 1A, 200 kAIC at 600Vac & 20 kAIC at 300Vdc - Eaton Bussmann Series LP-CC | FFB | TIME-DELAY FUSE: 600Vac, 300Vdc, 1A, 200 kAIC at 600Vac & 20 kAIC at 300Vdc - Eaton Bussmann Series LP-CC | EA | EA |  | TRUE |  | P | DEL | 100
135994 | 4 | 1 | States | Champlin | Andrew Olson | TRUE | 2026-09-10T00:00:00 | 2026-09-24T00:00:00 | 2026-09-24T00:00:00 | 12 | 0 | 12 | 13.865 | 166.38 | 55316 | USA | D02 | 153 | VAN METER INC | 64180-1080 | LP-CC-3 | TIME-DELAY FUSE: 600Vac, 150Vdc, 3A, 200 kAIC at 600Vac & 20 kAIC at 150Vdc - Eaton Bussmann Series LP-CC | FFB | TIME-DELAY FUSE: 600Vac, 150Vdc, 3A, 200 kAIC at 600Vac & 20 kAIC at 150Vdc - Eaton Bussmann Series LP-CC | EA | EA |  | TRUE |  | P | DEL | 100
133936 | 5 | 1 | States | Champlin | Andrew Olson | TRUE | 2026-06-08T00:00:00 | 2026-10-19T00:00:00 | 2026-10-19T00:00:00 | 300 | 0 | 300 | 43.993 | 13197.9 | 55316-3157 | USA | D02 | 153 | VAN METER INC | 64180-1080 | 800F-NUR | Pilot Light: 24-120V AC/DC (24-132V), Red LED power module, 22.5mm | PUR | Pilot Light: 24-120V AC/DC (24-132V), Red LED power module, 22.5mm | EA | EA |  | TRUE |  | P | DEL | 100
133936 | 6 | 1 | States | Champlin | Andrew Olson | TRUE | 2026-06-08T00:00:00 | 2026-10-26T00:00:00 | 2026-10-26T00:00:00 | 10 | 0 | 10 | 10.385 | 103.85 | 55316-3157 | USA | D02 | 153 | VAN METER INC | 64180-1080 | 800FP-F4 | PUSHBUTTON RED | MEC | PUSHBUTTON RED | EA | EA |  | TRUE |  | P | DEL | 100
133936 | 7 | 1 | States | Champlin | Andrew Olson | TRUE | 2026-06-08T00:00:00 | 2026-10-26T00:00:00 | 2026-10-26T00:00:00 | 10 | 0 | 10 | 10.385 | 103.85 | 55316-3157 | USA | D02 | 153 | VAN METER INC | 64180-1080 | 800FP-F6 | PUSHBUTTON BLUE | MEC | PUSHBUTTON BLUE | EA | EA |  | TRUE |  | P | DEL | 100
133936 | 2 | 1 | States | Champlin | Andrew Olson | TRUE | 2026-06-08T00:00:00 | 2026-10-12T00:00:00 | 2026-10-12T00:00:00 | 500 | 0 | 500 | 9.082 | 4541 | 55316-3157 | USA | D02 | 153 | VAN METER INC | 64180-1080 | 700-HN154 | Relay base for A-B P/N 700-HB33**** relays | PUR | Relay base for A-B P/N 700-HB33**** relays | EA | EA |  | TRUE |  | P | DEL | 100
133936 | 4 | 1 | States | Champlin | Andrew Olson | TRUE | 2026-06-08T00:00:00 | 2026-10-26T00:00:00 | 2026-10-26T00:00:00 | 150 | 0 | 150 | 43.993 | 6598.95 | 55316-3157 | USA | D02 | 153 | VAN METER INC | 64180-1080 | 800F-NUG | Pilot Light: 24-120V AC/DC (24-132V), Green LED power module, 22.5mm | PUR | Pilot Light: 24-120V AC/DC (24-132V), Green LED power module, 22.5mm | EA | EA |  | TRUE |  | P | DEL | 100
133936 | 9 | 1 | States | Champlin | Andrew Olson | TRUE | 2026-06-08T00:00:00 | 2026-10-26T00:00:00 | 2026-10-26T00:00:00 | 150 | 0 | 150 | 8.457 | 1268.55 | 55316-3157 | USA | D02 | 153 | VAN METER INC | 64180-1080 | 800FP-P3 | Pilot Light: Plastic, Green, 22.5mm, Does not include power module | PUR | Pilot Light: Plastic, Green, 22.5mm, Does not include power module | EA | EA |  | TRUE |  | P | DEL | 100
130418 | 1 | 1 | States | Dayton | Megan Swymeler | TRUE | 2025-12-17T00:00:00 | 2026-10-26T00:00:00 | 2026-10-26T00:00:00 | 24 | 3 | 21 | 3470.431 | 83290.34 | 55369 | USA | D02 | 153 | VAN METER INC | 64180-1080 | 38RBA4-PDM | Fuse mountings, 35kV, 38kV max, 150kV BIL, disconnect indicating, Eaton Cutler-Hammer (use for 300E) | PUR | Fuse mountings, 35kV, 38kV max, 150kV BIL, disconnect indicating, Eaton Cutler-Hammer (use for 300E) | EA | EA | WER | FALSE |  | P | DEL | DAYTON
130418 | 3 | 1 | States | Dayton | Megan Swymeler | TRUE | 2025-12-17T00:00:00 | 2026-10-26T00:00:00 | 2026-10-26T00:00:00 | 3 | 0 | 3 | 2644.539 | 7933.62 | 55369 | USA | D02 | 153 | VAN METER INC | 64180-1080 | 38RBA4-PNM | Fuse mountings, 35kV, 38kV max, 150kV BIL, disconnect indicating, Eaton Cutler-Hammer (use for 540E) | PUR | Fuse mountings, 35kV, 38kV max, 150kV BIL, disconnect indicating, Eaton Cutler-Hammer (use for 540E) | EA | EA | WER | FALSE |  | P | DEL | DAYTON
132308 | 6 | 1 | States | Dayton | Andrew Olson | TRUE | 2026-04-07T00:00:00 | 2026-10-26T00:00:00 | 2026-12-31T00:00:00 | 12 | 0 | 12 | 133.509 | 1602.11 | 55369-6417 | USA | D02 | 153 | VAN METER INC | 64180-1080 | 800T-QTH2G | 30.5mm Type 4/13 Pilot Light, Push-To-Test, LED, Green, 12-130V AC/DC, 1 NO-1 NC | SRPP | 30.5mm Type 4/13 Pilot Light, Push-To-Test, LED, Green, 12-130V AC/DC, 1 NO-1 NC | EA | EA | WER | TRUE |  | P | DEL | Dayton
132308 | 2 | 1 | States | Dayton | Andrew Olson | TRUE | 2026-04-07T00:00:00 | 2026-10-26T00:00:00 | 2026-10-26T00:00:00 | 3 | 0 | 3 | 19.367 | 58.1 | 55369-6417 | USA | D02 | 153 | VAN METER INC | 64180-1080 | 800FP-SB32 | 800FP-SB32 Selector Switch: 3-Position, spring return from left and right, 22.5mm, standard | PUR | 800FP-SB32 Selector Switch: 3-Position, spring return from left and right, 22.5mm, standard | EA | EA | WER | TRUE |  | P | DEL | Dayton
132308 | 10 | 5 | States | Dayton | Andrew Olson | TRUE | 2026-04-07T00:00:00 | 2026-11-20T00:00:00 | 2026-11-20T00:00:00 | 24 | 0 | 24 | 304.052 | 243.24 | 55369-6417 | USA | D02 | 153 | VAN METER INC | 64180-1080 | 8670 | 4 in. x 2 in. Handy Box, Welded, 2-1/8 in. Deep, Eleven 1/2 in. KO's | PUR | 4 in. x 2 in. Handy Box, Welded, 2-1/8 in. Deep, Eleven 1/2 in. KO's | EA | EA | WER | TRUE |  | P | DEL | DAYTON
132308 | 7 | 1 | States | Dayton | Andrew Olson | TRUE | 2026-04-07T00:00:00 | 2026-10-26T00:00:00 | 2026-12-31T00:00:00 | 12 | 0 | 12 | 133.509 | 1602.11 | 55369-6417 | USA | D02 | 153 | VAN METER INC | 64180-1080 | 800T-QTH2R | Indicating Lamp, 120 VAC, Push-To-Test, Red LED | PUR | Indicating Lamp, 120 VAC, Push-To-Test, Red LED | EA | EA | WER | TRUE |  | P | DEL | Dayton
132308 | 8 | 2 | States | Dayton | Andrew Olson | TRUE | 2026-04-07T00:00:00 | 2026-11-20T00:00:00 | 2026-11-20T00:00:00 | 3 | 0 | 3 | 459.641 | 22.98 | 55369-6417 | USA | D02 | 153 | VAN METER INC | 64180-1080 | 814C | 4 in. Square Cover, Exposed Work, 1 GFCI and 1 Toggle Switch | PUR | 4 in. Square Cover, Exposed Work, 1 GFCI and 1 Toggle Switch | EA | EA | WER | TRUE |  | P | DEL | DAYTON
132308 | 9 | 2 | States | Dayton | Andrew Olson | TRUE | 2026-04-07T00:00:00 | 2026-11-20T00:00:00 | 2026-11-20T00:00:00 | 3 | 0 | 3 | 212.126 | 10.61 | 55369-6417 | USA | D02 | 153 | VAN METER INC | 64180-1080 | 8232 | 4 in. Square Box, Welded, 2-1/8 in. Deep, Ten 1/2 in KO's & Six TKO's, Raised Ground | PUR | 4 in. Square Box, Welded, 2-1/8 in. Deep, Ten 1/2 in KO's & Six TKO's, Raised Ground | EA | EA | WER | TRUE |  | P | DEL | DAYTON
132308 | 5 | 1 | States | Dayton | Andrew Olson | TRUE | 2026-04-07T00:00:00 | 2026-12-22T00:00:00 | 2026-12-22T00:00:00 | 20 | 0 | 20 | 6.451 | 129.02 | 55369-6417 | USA | D02 | 153 | VAN METER INC | 64180-1080 | 800F-X01 | NC Contact Block 800F PB, 22mm Contact Block, Standard, Screw Contact Block, 1 N.C., Latch Mounting | PUR | NC Contact Block 800F PB, 22mm Contact Block, Standard, Screw Contact Block, 1 N.C., Latch Mounting | EA | EA | WER | TRUE |  | P | DEL | Dayton
132308 | 3 | 1 | States | Dayton | Andrew Olson | TRUE | 2026-04-07T00:00:00 | 2026-10-26T00:00:00 | 2026-10-26T00:00:00 | 3 | 0 | 3 | 19.367 | 58.1 | 55369-6417 | USA | D02 | 153 | VAN METER INC | 64180-1080 | 800FP-SM22 | SOURCE PREFERRED SWITCH: 2-POSITION, MAINTAINED, 22.5MM, STANDARD KNOB | MEC | SOURCE PREFERRED SWITCH: 2-POSITION, MAINTAINED, 22.5MM, STANDARD KNOB | EA | EA | WER | TRUE |  | P | DEL | Dayton
134838 | 1 | 1 | States | Champlin | Andrew Olson | TRUE | 2026-07-17T00:00:00 | 2026-11-02T00:00:00 | 2026-11-02T00:00:00 | 18 | 0 | 18 | 346.772 | 6241.9 | 55316-3157 | USA | D02 | 153 | VAN METER INC | 64180-1080 | E750 | SolaHD Control Transformer, Encapsulated, Series: SBE, 240/480 VAC Primary, 120 VAC Secondary, 0.75 kVA Power, 50/60 Hz Frequency, 1 ph, Lead Wire Connection, Surface Mounting, 105 deg C Insulation, IP20 Enclosure, 131 deg F | PUR | SolaHD Control Transformer, Encapsulated, Series: SBE, 240/480 VAC Primary, 120 VAC Secondary, 0.75 kVA Power, 50/60 Hz Frequency, 1 ph, Lead Wire Connection, Surface Mounting, 105 deg C Insulation, IP20 Enclosure, 131 deg F | EA | EA |  | TRUE |  | P | DEL | 100
132432 | 1 | 3 | States | Dayton | Andrew Olson | TRUE | 2026-04-13T00:00:00 | 2026-10-28T00:00:00 | 2026-10-28T00:00:00 | 2 | 0 | 2 | 283 | 1132 | 55369-6417 | USA | D02 | 153 | VAN METER INC | 64180-1080 | A1212CHNF | Continuous Hinge Enclosure with Clamps Type 4, 12x12x6, Gray, Mild Steel | PUR | Continuous Hinge Enclosure with Clamps Type 4, 12x12x6, Gray, Mild Steel | EA | EA |  | TRUE |  | P | DEL | DAYTON
133057 | 2 | 5 | States | Champlin | Andrew Olson | TRUE | 2026-05-07T00:00:00 | 2026-09-24T00:00:00 | 2026-09-24T00:00:00 | 426 | 0 | 426 | 44.376 | 59064.46 | 55316-3157 | USA | D02 | 153 | VAN METER INC | 64180-1080 | 800F-NUW | Pilot Light: 24-120V AC/DC (24-132V), White LED power module, 22.5mm | PUR | Pilot Light: 24-120V AC/DC (24-132V), White LED power module, 22.5mm | EA | EA |  | TRUE |  | P | DEL | 100
133057 | 3 | 7 | States | Champlin | Andrew Olson | TRUE | 2026-05-07T00:00:00 | 2026-10-21T00:00:00 | 2026-10-21T00:00:00 | 179 | 0 | 179 | 22.817 | 31031.12 | 55316-3157 | USA | D02 | 153 | VAN METER INC | 64180-1080 | 800FP-LSM26 | 2 Position Illuminated Selector Switch - Plastic, Maintained, Blue | PUR | 2 Position Illuminated Selector Switch - Plastic, Maintained, Blue | EA | EA |  | TRUE |  | P | DEL | 100
133057 | 8 | 1 | States | Champlin | Andrew Olson | TRUE | 2026-05-07T00:00:00 | 2026-09-22T00:00:00 | 2026-09-01T00:00:00 | 21 | 0 | 21 | 121.761 | 2556.98 | 55316-3157 | USA | D02 | 153 | VAN METER INC | 64180-1080 | CHCC3DIU | FUSE HOLDER: 3P 10X38MFH 30A 600V CLASS CC INDICATOR | PUR | FUSE HOLDER: 3P 10X38MFH 30A 600V CLASS CC INDICATOR | EA | EA |  | TRUE |  | P | DEL | 100
133057 | 9 | 1 | States | Champlin | Andrew Olson | TRUE | 2026-05-07T00:00:00 | 2026-10-12T00:00:00 | 2026-10-21T00:00:00 | 6 | 0 | 6 | 169.017 | 1014.1 | 55316-3157 | USA | D02 | 153 | VAN METER INC | 64180-1080 | E250 | Control transformer, 250VA, 240/480V primary, 120V secondary | PUR | Control transformer, 250VA, 240/480V primary, 120V secondary | EA | EA |  | TRUE |  | P | DEL | 100
133057 | 7 | 2 | States | Champlin | Andrew Olson | TRUE | 2026-05-07T00:00:00 | 2026-09-24T00:00:00 | 2026-09-24T00:00:00 | 171 | 0 | 171 | 30.902 | 7509.19 | 55316-3157 | USA | D02 | 153 | VAN METER INC | 64180-1080 | CCMR-30 | Fuse: 30A, time-delay, clss cc, current limiting, 600VAC | PUR | Fuse: 30A, time-delay, clss cc, current limiting, 600VAC | EA | EA |  | TRUE |  | P | DEL | 100
133057 | 4 | 4 | States | Champlin | Andrew Olson | TRUE | 2026-05-07T00:00:00 | 2026-09-24T00:00:00 | 2026-09-24T00:00:00 | 428 | 0 | 428 | 6.105 | 7765.56 | 55316-3157 | USA | D02 | 153 | VAN METER INC | 64180-1080 | 800F-X10 | N.O. Contact Block for use with 800F series | PUR | N.O. Contact Block for use with 800F series | EA | EA |  | TRUE |  | P | DEL | 100
133057 | 1 | 7 | States | Champlin | Andrew Olson | TRUE | 2026-05-07T00:00:00 | 2026-10-21T00:00:00 | 2026-10-21T00:00:00 | 202 | 0 | 202 | 2.97 | 4021.38 | 55316-3157 | USA | D02 | 153 | VAN METER INC | 64180-1080 | 800F-ALP | 800F Latch, Plastic Latch | PUR | 800F Latch, Plastic Latch | EA | EA |  | TRUE |  | P | DEL | 100
133057 | 3 | 5 | States | Champlin | Andrew Olson | TRUE | 2026-05-07T00:00:00 | 2026-09-24T00:00:00 | 2026-09-24T00:00:00 | 402 | 0 | 402 | 22.817 | 31031.12 | 55316-3157 | USA | D02 | 153 | VAN METER INC | 64180-1080 | 800FP-LSM26 | 2 Position Illuminated Selector Switch - Plastic, Maintained, Blue | PUR | 2 Position Illuminated Selector Switch - Plastic, Maintained, Blue | EA | EA |  | TRUE |  | P | DEL | 100
133057 | 1 | 5 | States | Champlin | Andrew Olson | TRUE | 2026-05-07T00:00:00 | 2026-09-24T00:00:00 | 2026-09-24T00:00:00 | 402 | 0 | 402 | 2.97 | 4021.38 | 55316-3157 | USA | D02 | 153 | VAN METER INC | 64180-1080 | 800F-ALP | 800F Latch, Plastic Latch | PUR | 800F Latch, Plastic Latch | EA | EA |  | TRUE |  | P | DEL | 100
133057 | 5 | 1 | States | Champlin | Andrew Olson | TRUE | 2026-05-07T00:00:00 | 2026-10-21T00:00:00 | 2026-10-21T00:00:00 | 10 | 0 | 10 | 29.212 | 292.12 | 55316-3157 | USA | D02 | 153 | VAN METER INC | 64180-1080 | CCMR002 | Fuse: 2A, Class CC time-delay, current limiting, 600VAC, 200kA interrupt cap, rejection type | PUR | Fuse: 2A, Class CC time-delay, current limiting, 600VAC, 200kA interrupt cap, rejection type | EA | EA |  | TRUE |  | P | DEL | 100
133057 | 4 | 6 | States | Champlin | Andrew Olson | TRUE | 2026-05-07T00:00:00 | 2026-10-21T00:00:00 | 2026-10-21T00:00:00 | 297 | 0 | 297 | 6.105 | 7765.56 | 55316-3157 | USA | D02 | 153 | VAN METER INC | 64180-1080 | 800F-X10 | N.O. Contact Block for use with 800F series | PUR | N.O. Contact Block for use with 800F series | EA | EA |  | TRUE |  | P | DEL | 100
133057 | 2 | 7 | States | Champlin | Andrew Olson | TRUE | 2026-05-07T00:00:00 | 2026-10-21T00:00:00 | 2026-10-21T00:00:00 | 185 | 0 | 185 | 44.376 | 59064.46 | 55316-3157 | USA | D02 | 153 | VAN METER INC | 64180-1080 | 800F-NUW | Pilot Light: 24-120V AC/DC (24-132V), White LED power module, 22.5mm | PUR | Pilot Light: 24-120V AC/DC (24-132V), White LED power module, 22.5mm | EA | EA |  | TRUE |  | P | DEL | 100
135638 | 6 | 1 | States | Champlin | Andrew Olson | TRUE | 2026-08-20T00:00:00 | 2026-09-24T00:00:00 | 2026-09-24T00:00:00 | 350 | 0 | 350 | 8.457 | 2959.95 | 55316 | USA | D02 | 153 | VAN METER INC | 64180-1080 | 800FP-P0 | Pilot Light: Plastic, Amber, 22.5mm, Does not include power module | PUR | Pilot Light: Plastic, Amber, 22.5mm, Does not include power module | EA | EA |  | TRUE |  | P | DEL | 100
135638 | 5 | 1 | States | Champlin | Andrew Olson | TRUE | 2026-08-20T00:00:00 | 2026-12-22T00:00:00 | 2026-12-22T00:00:00 | 350 | 0 | 350 | 43.993 | 15397.55 | 55316 | USA | D02 | 153 | VAN METER INC | 64180-1080 | 800F-NUR | Pilot Light: 24-120V AC/DC (24-132V), Red LED power module, 22.5mm | PUR | Pilot Light: 24-120V AC/DC (24-132V), Red LED power module, 22.5mm | EA | EA |  | TRUE |  | P | DEL | 100
135638 | 1 | 1 | States | Champlin | Andrew Olson | TRUE | 2026-08-20T00:00:00 | 2026-11-19T00:00:00 | 2026-11-19T00:00:00 | 450 | 0 | 450 | 22.371 | 10066.95 | 55316 | USA | D02 | 153 | VAN METER INC | 64180-1080 | 700-HB33A24-3-4 | Control relay: 24VDC Coil, 3PDT, with led and test button | PUR | Control relay: 24VDC Coil, 3PDT, with led and test button | EA | EA |  | TRUE |  | P | DEL | 100
135638 | 7 | 1 | States | Champlin | Andrew Olson | TRUE | 2026-08-20T00:00:00 | 2026-12-22T00:00:00 | 2026-12-22T00:00:00 | 400 | 0 | 400 | 8.457 | 3382.8 | 55316 | USA | D02 | 153 | VAN METER INC | 64180-1080 | 800FP-P3 | Pilot Light: Plastic, Green, 22.5mm, Does not include power module | PUR | Pilot Light: Plastic, Green, 22.5mm, Does not include power module | EA | EA |  | TRUE |  | P | DEL | 100
135638 | 11 | 1 | States | Champlin | Andrew Olson | TRUE | 2026-08-20T00:00:00 | 2027-01-15T00:00:00 | 2027-01-15T00:00:00 | 90 | 0 | 90 | 30.902 | 2781.18 | 55316 | USA | D02 | 153 | VAN METER INC | 64180-1080 | CCMR030 | Fuse: 30A, Class CC time-delay, current limiting, 600VAC, 200kA interrupt cap, rejection type | PUR | Fuse: 30A, Class CC time-delay, current limiting, 600VAC, 200kA interrupt cap, rejection type | EA | EA |  | TRUE |  | P | DEL | 100
135638 | 10 | 1 | States | Champlin | Andrew Olson | TRUE | 2026-08-20T00:00:00 | 2026-12-22T00:00:00 | 2026-12-22T00:00:00 | 1000 | 0 | 1000 | 29.212 | 29212 | 55316 | USA | D02 | 153 | VAN METER INC | 64180-1080 | CCMR002 | Fuse: 2A, Class CC time-delay, current limiting, 600VAC, 200kA interrupt cap, rejection type | PUR | Fuse: 2A, Class CC time-delay, current limiting, 600VAC, 200kA interrupt cap, rejection type | EA | EA |  | TRUE |  | P | DEL | 100
135638 | 12 | 1 | States | Champlin | Andrew Olson | TRUE | 2026-08-20T00:00:00 | 2026-12-07T00:00:00 | 2026-12-07T00:00:00 | 15 | 0 | 15 | 108.806 | 1632.09 | 55316 | USA | D02 | 153 | VAN METER INC | 64180-1080 | CHCC3DIU | FUSE HOLDER: 3P 10X38MFH 30A 600V CLASS CC INDICATOR | PUR | FUSE HOLDER: 3P 10X38MFH 30A 600V CLASS CC INDICATOR | EA | EA |  | TRUE |  | P | DEL | 100
135638 | 8 | 1 | States | Champlin | Andrew Olson | TRUE | 2026-08-20T00:00:00 | 2026-12-22T00:00:00 | 2026-12-22T00:00:00 | 300 | 0 | 300 | 8.457 | 2537.1 | 55316 | USA | D02 | 153 | VAN METER INC | 64180-1080 | 800FP-P4 | Pilot Light: Plastic, Red, 22.5mm, Does not include power module | PUR | Pilot Light: Plastic, Red, 22.5mm, Does not include power module | EA | EA |  | TRUE |  | P | DEL | 100
135638 | 2 | 1 | States | Champlin | Andrew Olson | TRUE | 2026-08-20T00:00:00 | 2027-01-04T00:00:00 | 2027-01-04T00:00:00 | 500 | 0 | 500 | 9.082 | 4541 | 55316 | USA | D02 | 153 | VAN METER INC | 64180-1080 | 700-HN154 | Relay base for A-B P/N 700-HB33**** relays | PUR | Relay base for A-B P/N 700-HB33**** relays | EA | EA |  | TRUE |  | P | DEL | 100
135638 | 9 | 1 | States | Champlin | Andrew Olson | TRUE | 2026-08-20T00:00:00 | 2026-12-22T00:00:00 | 2026-12-22T00:00:00 | 450 | 0 | 450 | 6.367 | 2865.15 | 55316 | USA | D02 | 153 | VAN METER INC | 64180-1080 | 800F-X01 | NC Contact Block 800F PB, 22mm Contact Block, Standard, Screw Contact Block, 1 N.C., Latch Mounting | PUR | NC Contact Block 800F PB, 22mm Contact Block, Standard, Screw Contact Block, 1 N.C., Latch Mounting | EA | EA |  | TRUE |  | P | DEL | 100
135638 | 3 | 1 | States | Champlin | Andrew Olson | TRUE | 2026-08-20T00:00:00 | 2026-11-19T00:00:00 | 2026-11-19T00:00:00 | 500 | 0 | 500 | 1.021 | 510.5 | 55316 | USA | D02 | 153 | VAN METER INC | 64180-1080 | 700-HN156 | RETAINER CLIP | REL | RETAINER CLIP | EA | EA |  | TRUE |  | P | DEL | 100
135638 | 4 | 1 | States | Champlin | Andrew Olson | TRUE | 2026-08-20T00:00:00 | 2026-12-22T00:00:00 | 2026-12-22T00:00:00 | 350 | 0 | 350 | 43.993 | 15397.55 | 55316 | USA | D02 | 153 | VAN METER INC | 64180-1080 | 800F-NUG | Pilot Light: 24-120V AC/DC (24-132V), Green LED power module, 22.5mm | PUR | Pilot Light: 24-120V AC/DC (24-132V), Green LED power module, 22.5mm | EA | EA |  | TRUE |  | P | DEL | 100
134606 | 2 | 1 | States | Dayton | Andrew Olson | TRUE | 2026-07-08T00:00:00 | 2026-10-19T00:00:00 | 2026-10-19T00:00:00 | 11 | 0 | 11 | 22.371 | 246.08 | 55369-6417 | USA | D02 | 153 | VAN METER INC | 64180-1080 | 700-HB33A1-3-4 | Relay, 3PDT, 120 VAC Coil | PUR | Relay, 3PDT, 120 VAC Coil | EA | EA |  | TRUE |  | P | DEL | DAYTON
134606 | 8 | 1 | States | Dayton | Andrew Olson | TRUE | 2026-07-08T00:00:00 | 2026-10-16T00:00:00 | 2026-10-16T00:00:00 | 5 | 0 | 5 | 346.048 | 1730.24 | 55369-6417 | USA | D02 | 153 | VAN METER INC | 64180-1080 | FLK-050-CLKT | 2 IN 50MM C-RANGE IR WINDOW FLUKE | PUR | 2 IN 50MM C-RANGE IR WINDOW FLUKE | EA | EA |  | TRUE |  | P | DEL | Dayton
134606 | 4 | 1 | States | Dayton | Andrew Olson | TRUE | 2026-07-08T00:00:00 | 2026-10-26T00:00:00 | 2026-10-26T00:00:00 | 15 | 0 | 15 | 8.457 | 126.86 | 55369-6417 | USA | D02 | 153 | VAN METER INC | 64180-1080 | 800FP-P6 | BLUE PILOT LIGHT | PUR | BLUE PILOT LIGHT | EA | EA |  | TRUE |  | P | DEL | Dayton
133937 | 3 | 1 | States | Champlin | Andrew Olson | TRUE | 2026-06-08T00:00:00 | 2026-10-12T00:00:00 | 2026-10-12T00:00:00 | 150 | 0 | 150 | 19.111 | 2866.65 | 55316-3157 | USA | D02 | 153 | VAN METER INC | 64180-1080 | 800FP-SM22 | SOURCE PREFERRED SWITCH: 2-POSITION, MAINTAINED, 22.5MM, STANDARD KNOB | PUR | SOURCE PREFERRED SWITCH: 2-POSITION, MAINTAINED, 22.5MM, STANDARD KNOB | EA | EA |  | TRUE |  | P | DEL | 100
133937 | 7 | 1 | States | Champlin | Andrew Olson | TRUE | 2026-06-08T00:00:00 | 2026-10-02T00:00:00 | 2026-10-02T00:00:00 | 15 | 0 | 15 | 30.902 | 463.53 | 55316-3157 | USA | D02 | 153 | VAN METER INC | 64180-1080 | CCMR015 | Fuse: 15A, Class CC time-delay, current limiting, 600VAC, 200kA interrupt cap, rejection type | PUR | Fuse: 15A, Class CC time-delay, current limiting, 600VAC, 200kA interrupt cap, rejection type | EA | EA |  | TRUE |  | P | DEL | 100
133426 | 1 | 1 | States | Dayton | Andrew Olson | TRUE | 2026-05-20T00:00:00 | 2026-10-26T00:00:00 | 2026-10-26T00:00:00 | 44 | 0 | 44 | 121.761 | 5357.48 | 55369-6417 | USA | D02 | 153 | VAN METER INC | 64180-1080 | CHCC3DIU | FUSE HOLDER: 3P 10X38MFH 30A 600V CLASS CC INDICATOR | PUR | FUSE HOLDER: 3P 10X38MFH 30A 600V CLASS CC INDICATOR | EA | EA |  | TRUE |  | P | DEL | DAYTON
132749 | 6 | 2 | States | Champlin | Andrew Olson | TRUE | 2026-04-24T00:00:00 | 2026-10-21T00:00:00 | 2026-10-21T00:00:00 | 30 | 0 | 30 | 27.046 | 865.47 | 55316-3157 | USA | D02 | 153 | VAN METER INC | 64180-1080 | CCMR007 | Fuse: 7A, Class CC time-delay, current limiting, 600VAC, 200kA interrupt cap, rejection type | PUR | Fuse: 7A, Class CC time-delay, current limiting, 600VAC, 200kA interrupt cap, rejection type | EA | EA |  | TRUE |  | P | DEL | 100
132749 | 3 | 7 | States | Champlin | Andrew Olson | TRUE | 2026-04-24T00:00:00 | 2026-10-21T00:00:00 | 2026-10-21T00:00:00 | 24 | 0 | 24 | 9.257 | 2990.01 | 55316-3157 | USA | D02 | 153 | VAN METER INC | 64180-1080 | 700-HN154 | Relay base for A-B P/N 700-HB33**** relays | PUR | Relay base for A-B P/N 700-HB33**** relays | EA | EA |  | TRUE |  | P | DEL | 100
132749 | 5 | 4 | States | Champlin | Andrew Olson | TRUE | 2026-04-24T00:00:00 | 2026-10-21T00:00:00 | 2026-10-21T00:00:00 | 27 | 0 | 27 | 27.046 | 4110.99 | 55316-3157 | USA | D02 | 153 | VAN METER INC | 64180-1080 | CCMR002 | Fuse: 2A, Class CC time-delay, current limiting, 600VAC, 200kA interrupt cap, rejection type | PUR | Fuse: 2A, Class CC time-delay, current limiting, 600VAC, 200kA interrupt cap, rejection type | EA | EA |  | TRUE |  | P | DEL | 100
132749 | 2 | 3 | States | Champlin | Andrew Olson | TRUE | 2026-04-24T00:00:00 | 2026-10-21T00:00:00 | 2026-10-21T00:00:00 | 24 | 0 | 24 | 21.872 | 2690.26 | 55316-3157 | USA | D02 | 153 | VAN METER INC | 64180-1080 | 700-HB33Z24-3-4 | GP Tall Square Base Relay, 15 AMP Standard Contact, 24V DC, 3 Change-Over Contact (Three P), Push-To-Test, Manual Override & Pilot | PUR | GP Tall Square Base Relay, 15 AMP Standard Contact, 24V DC, 3 Change-Over Contact (Three P), Push-To-Test, Manual Override & Pilot | EA | EA |  | TRUE |  | P | DEL | 100
136158 | 2 | 1 | States | Dayton | Andrew Olson | TRUE | 2026-09-16T00:00:00 | 2026-12-22T00:00:00 | 2026-12-22T00:00:00 | 6 | 0 | 6 | 346.048 | 2076.29 | 55369 | USA | D02 | 153 | VAN METER INC | 64180-1080 | FLK-050-CLKT | 2 IN 50MM C-RANGE IR WINDOW FLUKE | PUR | 2 IN 50MM C-RANGE IR WINDOW FLUKE | EA | EA |  | TRUE |  | P | DEL | Dayton
136158 | 1 | 1 | States | Dayton | Andrew Olson | TRUE | 2026-09-16T00:00:00 | 2026-12-22T00:00:00 | 2026-12-22T00:00:00 | 10 | 0 | 10 | 705.288 | 7052.88 | 55369 | USA | D02 | 153 | VAN METER INC | 64180-1080 | 36ABGN223.15 | CPT Fuses | PUR | CPT Fuses | EA | EA |  | TRUE |  | P | DEL | DAYTON
133719 | 2 | 1 | States | Dayton | Andrew Olson | TRUE | 2026-05-29T00:00:00 | 2026-12-23T00:00:00 | 2026-12-23T00:00:00 | 194 | 0 | 194 | 2.93 | 568.42 | 55369-6417 | USA | D02 | 153 | VAN METER INC | 64180-1080 | 800F-ALP | 800F Latch, Plastic Latch | PUR | 800F Latch, Plastic Latch | EA | EA |  | TRUE |  | P | DEL | DAYTON
133719 | 1 | 1 | States | Dayton | Andrew Olson | TRUE | 2026-05-29T00:00:00 | 2026-11-20T00:00:00 | 2026-11-20T00:00:00 | 32 | 0 | 32 | 705.288 | 22569.22 | 55369-6417 | USA | D02 | 153 | VAN METER INC | 64180-1080 | 36ABGN223.15 | CPT Fuses | PUR | Primary Fuse | EA | EA |  | TRUE |  | P | DEL | DAYTON
133719 | 3 | 1 | States | Dayton | Andrew Olson | TRUE | 2026-05-29T00:00:00 | 2026-11-20T00:00:00 | 2026-11-20T00:00:00 | 240 | 0 | 240 | 43.79 | 10509.6 | 55369-6417 | USA | D02 | 153 | VAN METER INC | 64180-1080 | 800F-NUW | Pilot Light: 24-120V AC/DC (24-132V), White LED power module, 22.5mm | PUR | Pilot Light: 24-120V AC/DC (24-132V), White LED power module, 22.5mm | EA | EA |  | TRUE |  | P | DEL | DAYTON
133719 | 4 | 1 | States | Dayton | Andrew Olson | TRUE | 2026-05-29T00:00:00 | 2026-12-23T00:00:00 | 2026-12-23T00:00:00 | 190 | 0 | 190 | 8.457 | 1606.83 | 55369-6417 | USA | D02 | 153 | VAN METER INC | 64180-1080 | 800FP-P0 | Pilot Light: Plastic, Amber, 22.5mm, Does not include power module | PUR | Pilot Light: Plastic, Amber, 22.5mm, Does not include power module | EA | EA |  | TRUE |  | P | DEL | DAYTON
132661 | 4 | 11 | States | Champlin | Andrew Olson | TRUE | 2026-04-22T00:00:00 | 2026-11-04T00:00:00 | 2026-11-04T00:00:00 | 6 | 0 | 6 | 44.376 | 10738.99 | 55316-3157 | USA | D02 | 153 | VAN METER INC | 64180-1080 | 800F-NUW | Pilot Light: 24-120V AC/DC (24-132V), White LED power module, 22.5mm | PUR | Pilot Light: 24-120V AC/DC (24-132V), White LED power module, 22.5mm | EA | EA |  | TRUE |  | P | DEL | 100
132661 | 3 | 5 | States | Champlin | Andrew Olson | TRUE | 2026-04-22T00:00:00 | 2026-10-20T00:00:00 | 2026-10-20T00:00:00 | 48 | 0 | 48 | 2.97 | 697.95 | 55316-3157 | USA | D02 | 153 | VAN METER INC | 64180-1080 | 800F-ALP | 800F Latch, Plastic Latch | PUR | 800F Latch, Plastic Latch | EA | EA |  | TRUE |  | P | DEL | 100
132661 | 4 | 10 | States | Champlin | Andrew Olson | TRUE | 2026-04-22T00:00:00 | 2026-10-20T00:00:00 | 2026-10-20T00:00:00 | 42 | 22 | 20 | 44.376 | 10738.99 | 55316-3157 | USA | D02 | 153 | VAN METER INC | 64180-1080 | 800F-NUW | Pilot Light: 24-120V AC/DC (24-132V), White LED power module, 22.5mm | PUR | Pilot Light: 24-120V AC/DC (24-132V), White LED power module, 22.5mm | EA | EA |  | TRUE |  | P | DEL | 100
132661 | 3 | 6 | States | Champlin | Andrew Olson | TRUE | 2026-04-22T00:00:00 | 2026-11-04T00:00:00 | 2026-11-04T00:00:00 | 12 | 0 | 12 | 2.97 | 697.95 | 55316-3157 | USA | D02 | 153 | VAN METER INC | 64180-1080 | 800F-ALP | 800F Latch, Plastic Latch | PUR | 800F Latch, Plastic Latch | EA | EA |  | TRUE |  | P | DEL | 100
132661 | 7 | 2 | States | Champlin | Andrew Olson | TRUE | 2026-04-22T00:00:00 | 2026-10-05T00:00:00 | 2026-10-05T00:00:00 | 24 | 0 | 24 | 27.046 | 865.47 | 55316-3157 | USA | D02 | 153 | VAN METER INC | 64180-1080 | CCMR003 | Fuse: 3A, Class CC time-delay, current limiting, 600VAC, 200kA interrupt cap, rejection type | PUR | Fuse: 3A, Class CC time-delay, current limiting, 600VAC, 200kA interrupt cap, rejection type | EA | EA |  | TRUE |  | P | DEL | 100
132661 | 5 | 10 | States | Champlin | Andrew Olson | TRUE | 2026-04-22T00:00:00 | 2026-11-04T00:00:00 | 2026-11-04T00:00:00 | 6 | 0 | 6 | 22.817 | 5521.71 | 55316-3157 | USA | D02 | 153 | VAN METER INC | 64180-1080 | 800FP-LSM26 | 2 Position Illuminated Selector Switch - Plastic, Maintained, Blue | PUR | 2 Position Illuminated Selector Switch - Plastic, Maintained, Blue | EA | EA |  | TRUE |  | P | DEL | 100
132661 | 7 | 1 | States | Champlin | Andrew Olson | TRUE | 2026-04-22T00:00:00 | 2026-09-14T00:00:00 | 2026-09-14T00:00:00 | 8 | 0 | 8 | 27.046 | 865.47 | 55316-3157 | USA | D02 | 153 | VAN METER INC | 64180-1080 | CCMR003 | Fuse: 3A, Class CC time-delay, current limiting, 600VAC, 200kA interrupt cap, rejection type | PUR | Fuse: 3A, Class CC time-delay, current limiting, 600VAC, 200kA interrupt cap, rejection type | EA | EA |  | TRUE |  | P | DEL | 100
132661 | 5 | 9 | States | Champlin | Andrew Olson | TRUE | 2026-04-22T00:00:00 | 2026-10-20T00:00:00 | 2026-10-20T00:00:00 | 36 | 0 | 36 | 22.817 | 5521.71 | 55316-3157 | USA | D02 | 153 | VAN METER INC | 64180-1080 | 800FP-LSM26 | 2 Position Illuminated Selector Switch - Plastic, Maintained, Blue | PUR | 2 Position Illuminated Selector Switch - Plastic, Maintained, Blue | EA | EA |  | TRUE |  | P | DEL | 100
130523 | 2 | 1 | States | CHAMPLIN | Megan Swymeler | TRUE | 2025-12-31T00:00:00 |  |  | 78 | 17 | 61 | 2302.595 | 179602.41 | 55316 | USA | D02 | 153 | VAN METER INC | 64180-1080 | 38RBA4-IDH | Fuse holders, 35kV, 38kV max, 150kV BIL, disconnect indicating, Eaton Cutler-Hammer (use for 300E) | PUR | Fuse holders, 35kV, 38kV max, 150kV BIL, disconnect indicating, Eaton Cutler-Hammer (use for 300E) | EA | EA | WER | TRUE |  | P | DEL | 100
136168 | 4 | 1 | States | Champlin | Andrew Olson | TRUE | 2026-09-16T00:00:00 | 2027-01-15T00:00:00 | 2027-01-15T00:00:00 | 200 | 0 | 200 | 8.525 | 1705 | 55316 | USA | D02 | 153 | VAN METER INC | 64180-1080 | 800FP-P3 | Pilot Light: Plastic, Green, 22.5mm, Does not include power module | PUR | Pilot Light: Plastic, Green, 22.5mm, Does not include power module | EA | EA |  | TRUE |  | P | DEL | 100 | 2027-01-15T00:00:00
136168 | 3 | 1 | States | Champlin | Andrew Olson | TRUE | 2026-09-16T00:00:00 | 2027-01-15T00:00:00 | 2027-01-15T00:00:00 | 250 | 0 | 250 | 8.525 | 2131.25 | 55316 | USA | D02 | 153 | VAN METER INC | 64180-1080 | 800FP-P0 | Pilot Light: Plastic, Amber, 22.5mm, Does not include power module | PUR | Pilot Light: Plastic, Amber, 22.5mm, Does not include power module | EA | EA |  | TRUE |  | P | DEL | 100 | 2027-01-15T00:00:00
136168 | 5 | 1 | States | Champlin | Andrew Olson | TRUE | 2026-09-16T00:00:00 | 2027-01-15T00:00:00 | 2027-01-15T00:00:00 | 250 | 0 | 250 | 8.525 | 2131.25 | 55316 | USA | D02 | 153 | VAN METER INC | 64180-1080 | 800FP-P4 | Pilot Light: Plastic, Red, 22.5mm, Does not include power module | PUR | Pilot Light: Plastic, Red, 22.5mm, Does not include power module | EA | EA |  | TRUE |  | P | DEL | 100 | 2027-01-15T00:00:00
136168 | 1 | 1 | States | Champlin | Andrew Olson | TRUE | 2026-09-16T00:00:00 | 2027-01-15T00:00:00 | 2027-01-15T00:00:00 | 200 | 0 | 200 | 44.331 | 8866.2 | 55316 | USA | D02 | 153 | VAN METER INC | 64180-1080 | 800F-NUG | Pilot Light: 24-120V AC/DC (24-132V), Green LED power module, 22.5mm | PUR | Pilot Light: 24-120V AC/DC (24-132V), Green LED power module, 22.5mm | EA | EA |  | TRUE |  | P | DEL | 100 | 2027-01-15T00:00:00
136168 | 7 | 1 | States | Champlin | Andrew Olson | TRUE | 2026-09-16T00:00:00 | 2027-01-15T00:00:00 | 2027-01-15T00:00:00 | 500 | 0 | 500 | 6.072 | 3036 | 55316 | USA | D02 | 153 | VAN METER INC | 64180-1080 | 800F-X10 | N.O. Contact Block for use with 800F series | PUR | N.O. Contact Block for use with 800F series | EA | EA |  | TRUE |  | P | DEL | 100 | 2027-01-15T00:00:00
136168 | 2 | 1 | States | Champlin | Andrew Olson | TRUE | 2026-09-16T00:00:00 | 2027-01-15T00:00:00 | 2026-01-15T00:00:00 | 250 | 0 | 250 | 44.331 | 11082.75 | 55316 | USA | D02 | 153 | VAN METER INC | 64180-1080 | 800F-NUR | Pilot Light: 24-120V AC/DC (24-132V), Red LED power module, 22.5mm | PUR | Pilot Light: 24-120V AC/DC (24-132V), Red LED power module, 22.5mm | EA | EA |  | TRUE |  | P | DEL | 100 | 2027-01-15T00:00:00
136168 | 6 | 1 | States | Champlin | Andrew Olson | TRUE | 2026-09-16T00:00:00 | 2027-01-15T00:00:00 | 2027-01-15T00:00:00 | 300 | 0 | 300 | 6.416 | 1924.8 | 55316 | USA | D02 | 153 | VAN METER INC | 64180-1080 | 800F-X01 | NC Contact Block 800F PB, 22mm Contact Block, Standard, Screw Contact Block, 1 N.C., Latch Mounting | PUR | NC Contact Block 800F PB, 22mm Contact Block, Standard, Screw Contact Block, 1 N.C., Latch Mounting | EA | EA |  | TRUE |  | P | DEL | 100 | 2027-01-15T00:00:00
135236 | 3 | 1 | States | Champlin | Andrew Olson | TRUE | 2026-08-05T00:00:00 | 2026-08-06T00:00:00 | 2026-08-06T00:00:00 | 1 | 0 | 1 | 843.233 | 843.23 | 55316-3157 | USA | D02 | 153 | VAN METER INC | 64180-1080 | 1756-OW16I | Programmable Controller Output Card, 16 Isolated Relay | PUR | Programmable Controller Output Card, 16 Isolated Relay | EA | EA |  | TRUE |  | P | DEL | 100 | 2026-08-06T00:00:00
135236 | 4 | 1 | States | Champlin | Andrew Olson | TRUE | 2026-08-05T00:00:00 | 2026-10-30T00:00:00 | 2026-09-09T00:00:00 | 2 | 0 | 2 | 112.085 | 224.17 | 55316-3157 | USA | D02 | 153 | VAN METER INC | 64180-1080 | DRUBGFI20 | Receptacle: GFCI, 120V, 20A, Din rail mount | PUR | Receptacle: GFCI, 120V, 20A, Din rail mount | EA | EA |  | TRUE |  | P | DEL | 100 | 2026-09-09T00:00:00
132421 | 2 | 8 | States | Champlin | Andrew Olson | TRUE | 2026-04-10T00:00:00 | 2026-11-04T00:00:00 | 2026-11-04T00:00:00 | 6 | 0 | 6 | 44.376 | 3461.33 | 55316-3157 | USA | D02 | 153 | VAN METER INC | 64180-1080 | 800F-NUW | Pilot Light: 24-120V AC/DC (24-132V), White LED power module, 22.5mm | PUR | Pilot Light: 24-120V AC/DC (24-132V), White LED power module, 22.5mm | EA | EA |  | TRUE |  | P | DEL | 100
132421 | 1 | 2 | States | Champlin | Andrew Olson | TRUE | 2026-04-10T00:00:00 | 2026-10-21T00:00:00 | 2026-10-21T00:00:00 | 8 | 0 | 8 | 21.872 | 196.85 | 55316-3157 | USA | D02 | 153 | VAN METER INC | 64180-1080 | 700-HB33Z24-3-4 | GP Tall Square Base Relay, 15 AMP Standard Contact, 24V DC, 3 Change-Over Contact (Three P), Push-To-Test, Manual Override & Pilot | PUR | GP Tall Square Base Relay, 15 AMP Standard Contact, 24V DC, 3 Change-Over Contact (Three P), Push-To-Test, Manual Override & Pilot | EA | EA |  | TRUE |  | P | DEL | 100
132421 | 4 | 5 | States | Champlin | Andrew Olson | TRUE | 2026-04-10T00:00:00 | 2026-09-24T00:00:00 | 2026-09-24T00:00:00 | 6 | 0 | 6 | 22.817 | 889.86 | 55316-3157 | USA | D02 | 153 | VAN METER INC | 64180-1080 | 800FP-LSM26 | 2 Position Illuminated Selector Switch - Plastic, Maintained, Blue | PUR | 2 Position Illuminated Selector Switch - Plastic, Maintained, Blue | EA | EA |  | TRUE |  | P | DEL | 100
132421 | 4 | 6 | States | Champlin | Andrew Olson | TRUE | 2026-04-10T00:00:00 | 2026-09-24T00:00:00 | 2026-09-24T00:00:00 | 6 | 0 | 6 | 22.817 | 889.86 | 55316-3157 | USA | D02 | 153 | VAN METER INC | 64180-1080 | 800FP-LSM26 | 2 Position Illuminated Selector Switch - Plastic, Maintained, Blue | PUR | 2 Position Illuminated Selector Switch - Plastic, Maintained, Blue | EA | EA |  | TRUE |  | P | DEL | 100
135725 | 3 | 1 | States | Dayton | Andrew Olson | TRUE | 2026-08-25T00:00:00 | 2026-12-22T00:00:00 | 2026-12-22T00:00:00 | 400 | 0 | 400 | 8.457 | 3382.8 | 55369 | USA | D02 | 153 | VAN METER INC | 64180-1080 | 800FP-P3 | Pilot Light: Plastic, Green, 22.5mm, Does not include power module | PUR | Pilot Light: Plastic, Green, 22.5mm, Does not include power module | EA | EA |  | TRUE |  | P | DEL | DAYTON
135725 | 2 | 1 | States | Dayton | Andrew Olson | TRUE | 2026-08-25T00:00:00 | 2027-01-04T00:00:00 | 2027-01-04T00:00:00 | 800 | 0 | 800 | 43.79 | 35032 | 55369 | USA | D02 | 153 | VAN METER INC | 64180-1080 | 800F-NUW | Pilot Light: 24-120V AC/DC (24-132V), White LED power module, 22.5mm | PUR | Pilot Light: 24-120V AC/DC (24-132V), White LED power module, 22.5mm | EA | EA |  | TRUE |  | P | DEL | DAYTON
135725 | 1 | 1 | States | Dayton | Andrew Olson | TRUE | 2026-08-25T00:00:00 | 2027-01-04T00:00:00 | 2027-01-04T00:00:00 | 850 | 0 | 850 | 2.93 | 2490.5 | 55369 | USA | D02 | 153 | VAN METER INC | 64180-1080 | 800F-ALP | 800F Latch, Plastic Latch | PUR | 800F Latch, Plastic Latch | EA | EA |  | TRUE |  | P | DEL | DAYTON
135725 | 4 | 1 | States | Dayton | Andrew Olson | TRUE | 2026-08-25T00:00:00 | 2026-12-22T00:00:00 | 2026-12-22T00:00:00 | 400 | 0 | 400 | 8.457 | 3382.8 | 55369 | USA | D02 | 153 | VAN METER INC | 64180-1080 | 800FP-P4 | Pilot Light: Plastic, Red, 22.5mm, Does not include power module | PUR | Pilot Light: Plastic, Red, 22.5mm, Does not include power module | EA | EA |  | TRUE |  | P | DEL | DAYTON
132303 | 1 | 2 | States | Champlin | Andrew Olson | TRUE | 2026-04-07T00:00:00 | 2026-11-04T00:00:00 | 2026-11-04T00:00:00 | 6 | 0 | 6 | 28.608 | 286.08 | 55316-3157 | USA | D02 | 153 | VAN METER INC | 64180-1080 | CCMR015 | Fuse: 15A, Class CC time-delay, current limiting, 600VAC, 200kA interrupt cap, rejection type | PUR | Fuse: 15A, Class CC time-delay, current limiting, 600VAC, 200kA interrupt cap, rejection type | EA | EA | WER | TRUE |  | P | DEL | 100
132303 | 4 | 1 | States | Champlin | Andrew Olson | TRUE | 2026-04-07T00:00:00 | 2026-10-20T00:00:00 | 2026-10-20T00:00:00 | 4 | 0 | 4 | 642.13 | 6421.3 | 55316-3157 | USA | D02 | 153 | VAN METER INC | 64180-1080 | DAH4001B | HOFFMAN HEATER | PUR | HOFFMAN HEATER | EA | EA | WER | TRUE |  | P | DEL | 100
132303 | 4 | 2 | States | Champlin | Andrew Olson | TRUE | 2026-04-07T00:00:00 | 2026-11-04T00:00:00 | 2026-11-04T00:00:00 | 6 | 0 | 6 | 642.13 | 6421.3 | 55316-3157 | USA | D02 | 153 | VAN METER INC | 64180-1080 | DAH4001B | HOFFMAN HEATER | PUR | HOFFMAN HEATER | EA | EA | WER | TRUE |  | P | DEL | 100
132303 | 1 | 1 | States | Champlin | Andrew Olson | TRUE | 2026-04-07T00:00:00 | 2026-10-20T00:00:00 | 2026-10-20T00:00:00 | 4 | 0 | 4 | 28.608 | 286.08 | 55316-3157 | USA | D02 | 153 | VAN METER INC | 64180-1080 | CCMR015 | Fuse: 15A, Class CC time-delay, current limiting, 600VAC, 200kA interrupt cap, rejection type | PUR | Fuse: 15A, Class CC time-delay, current limiting, 600VAC, 200kA interrupt cap, rejection type | EA | EA | WER | TRUE |  | P | DEL | 100
132303 | 3 | 2 | States | Champlin | Andrew Olson | TRUE | 2026-04-07T00:00:00 | 2026-08-31T00:00:00 | 2026-08-03T00:00:00 | 500 | 469 | 31 | 73.342 | 73342 | 55316-3157 | USA | D02 | 153 | VAN METER INC | 64180-1080 | CHCC2DIU | FUSE HOLDER: 2P 10X38MFH 30A 600V CLASS CC INDICATOR | PUR | FUSE HOLDER: 2P 10X38MFH 30A 600V CLASS CC INDICATOR | EA | EA | WER | TRUE |  | P | DEL | 100 | 2026-08-03T00:00:00
132303 | 2 | 1 | States | Champlin | Andrew Olson | TRUE | 2026-04-07T00:00:00 | 2026-08-31T00:00:00 | 2026-08-31T00:00:00 | 161 | 6 | 155 | 35.399 | 5699.24 | 55316-3157 | USA | D02 | 153 | VAN METER INC | 64180-1080 | CHCC1DIU | FUSE HOLDER: 1P 10X38MFH 30A 600V CLASS CC INDICATOR | PUR | FUSE HOLDER: 1P 10X38MFH 30A 600V CLASS CC INDICATOR | EA | EA | WER | TRUE |  | P | DEL | 100
132306 | 5 | 1 | States | Dayton | Andrew Olson | TRUE | 2026-04-07T00:00:00 | 2026-11-20T00:00:00 | 2026-11-20T00:00:00 | 6 | 0 | 6 | 636.91 | 3821.46 | 55369-6417 | USA | D02 | 153 | VAN METER INC | 64180-1080 | DWAE51L840 | LED light, 4FT | PUR | LED light, 4FT | EA | EA | WER | TRUE |  | P | DEL | DAYTON
132306 | 2 | 1 | States | Dayton | Andrew Olson | TRUE | 2026-04-07T00:00:00 | 2026-11-20T00:00:00 | 2026-11-20T00:00:00 | 6 | 0 | 6 | 747.366 | 44.84 | 55369-6417 | USA | D02 | 153 | VAN METER INC | 64180-1080 | CTL40-38 | 4/0 CU STD BRL. 1 hole 3/8 inch bolt | PUR | 4/0 CU STD BRL. 1 hole 3/8 inch bolt | EA | EA | WER | TRUE |  | P | DEL | DAYTON
132306 | 1 | 1 | States | Dayton | Andrew Olson | TRUE | 2026-04-07T00:00:00 | 2026-11-20T00:00:00 | 2026-11-20T00:00:00 | 6 | 0 | 6 | 747.366 | 44.84 | 55369-6417 | USA | D02 | 153 | VAN METER INC | 64180-1080 | CTL40-12 | 4/0 CU STD BRL. 1 hole 1/2 inch bolt | PUR | 4/0 CU STD BRL. 1 hole 1/2 inch bolt | EA | EA | WER | TRUE |  | P | DEL | DAYTON
132306 | 3 | 3 | States | Dayton | Andrew Olson | TRUE | 2026-04-07T00:00:00 | 2026-11-20T00:00:00 | 2026-11-20T00:00:00 | 16 | 0 | 16 | 7602.43 | 243.28 | 55369-6417 | USA | D02 | 153 | VAN METER INC | 64180-1080 | CUBARESTR | 4/0 Bare copper wire | PUR | 4/0 Bare copper wire | EA | EA | WER | TRUE |  | P | DEL | DAYTON
132306 | 4 | 5 | States | Dayton | Andrew Olson | TRUE | 2026-04-07T00:00:00 | 2026-12-22T00:00:00 | 2026-12-22T00:00:00 | 25 | 0 | 25 | 91.514 | 19400.97 | 55369-6417 | USA | D02 | 153 | VAN METER INC | 64180-1080 | DRUB15 | Receptacle: 120V, 15A, Din rail mount | PUR | Receptacle: 120V, 15A, Din rail mount | EA | EA | WER | TRUE |  | P | DEL | Dayton
132575 | 3 | 1 | States | Champlin | Andrew Olson | TRUE | 2026-04-17T00:00:00 | 2026-12-22T00:00:00 | 2026-12-22T00:00:00 | 25 | 0 | 25 | 19.367 | 484.18 | 55316-3157 | USA | D02 | 153 | VAN METER INC | 64180-1080 | 800FP-SB32 | 800FP-SB32 Selector Switch: 3-Position, spring return from left and right, 22.5mm, standard | PUR | 800FP-SB32 Selector Switch: 3-Position, spring return from left and right, 22.5mm, standard | EA | EA |  | TRUE |  | P | DEL | 100
133345 | 10 | 2 | States | Champlin | Andrew Olson | TRUE | 2026-05-18T00:00:00 | 2026-10-26T00:00:00 | 2026-10-26T00:00:00 | 1000 | 0 | 1000 | 6.105 | 9157.5 | 55316-3157 | USA | D02 | 153 | VAN METER INC | 64180-1080 | 800F-X10 | N.O. Contact Block for use with 800F series | PUR | N.O. Contact Block for use with 800F series | EA | EA |  | TRUE |  | P | DEL | 100
133345 | 7 | 1 | States | Champlin | Andrew Olson | TRUE | 2026-05-18T00:00:00 | 2026-10-26T00:00:00 | 2026-10-26T00:00:00 | 50 | 0 | 50 | 8.57 | 428.5 | 55316-3157 | USA | D02 | 153 | VAN METER INC | 64180-1080 | 800FP-P3 | Pilot Light: Plastic, Green, 22.5mm, Does not include power module | PUR | Pilot Light: Plastic, Green, 22.5mm, Does not include power module | EA | EA |  | TRUE |  | P | DEL | 100
133345 | 10 | 1 | States | Champlin | Andrew Olson | TRUE | 2026-05-18T00:00:00 | 2026-09-24T00:00:00 | 2026-09-24T00:00:00 | 500 | 0 | 500 | 6.105 | 9157.5 | 55316-3157 | USA | D02 | 153 | VAN METER INC | 64180-1080 | 800F-X10 | N.O. Contact Block for use with 800F series | PUR | N.O. Contact Block for use with 800F series | EA | EA |  | TRUE |  | P | DEL | 100
133345 | 4 | 3 | States | Champlin | Andrew Olson | TRUE | 2026-05-18T00:00:00 | 2026-10-21T00:00:00 | 2026-10-21T00:00:00 | 100 | 0 | 100 | 44.58 | 13374 | 55316-3157 | USA | D02 | 153 | VAN METER INC | 64180-1080 | 800F-NUR | Pilot Light: 24-120V AC/DC (24-132V), Red LED power module, 22.5mm | PUR | Pilot Light: 24-120V AC/DC (24-132V), Red LED power module, 22.5mm | EA | EA |  | TRUE |  | P | DEL | 100
133345 | 2 | 1 | States | Champlin | Andrew Olson | TRUE | 2026-05-18T00:00:00 | 2026-10-19T00:00:00 | 2026-10-19T00:00:00 | 4 | 0 | 4 | 2311.123 | 9244.49 | 55316-3157 | USA | D02 | 153 | VAN METER INC | 64180-1080 | 38RBA4-IDH | Fuse holders, 35kV, 38kV max, 150kV BIL, disconnect indicating, Eaton Cutler-Hammer (use for 300E) | PUR | Fuse holders, 35kV, 38kV max, 150kV BIL, disconnect indicating, Eaton Cutler-Hammer (use for 300E) | EA | EA |  | TRUE |  | P | DEL | 100
133345 | 3 | 1 | States | Champlin | Andrew Olson | TRUE | 2026-05-18T00:00:00 | 2026-10-21T00:00:00 | 2026-10-21T00:00:00 | 100 | 0 | 100 | 44.58 | 4458 | 55316-3157 | USA | D02 | 153 | VAN METER INC | 64180-1080 | 800F-NUG | Pilot Light: 24-120V AC/DC (24-132V), Green LED power module, 22.5mm | PUR | Pilot Light: 24-120V AC/DC (24-132V), Green LED power module, 22.5mm | EA | EA |  | TRUE |  | P | DEL | 100
133345 | 5 | 2 | States | Champlin | Andrew Olson | TRUE | 2026-05-18T00:00:00 | 2026-11-04T00:00:00 | 2026-11-04T00:00:00 | 1000 | 0 | 1000 | 44.376 | 88752 | 55316-3157 | USA | D02 | 153 | VAN METER INC | 64180-1080 | 800F-NUW | Pilot Light: 24-120V AC/DC (24-132V), White LED power module, 22.5mm | PUR | Pilot Light: 24-120V AC/DC (24-132V), White LED power module, 22.5mm | EA | EA |  | TRUE |  | P | DEL | 100
133727 | 2 | 1 | States | Champlin | Andrew Olson | TRUE | 2026-05-29T00:00:00 | 2026-10-26T00:00:00 | 2026-10-26T00:00:00 | 50 | 0 | 50 | 19.111 | 955.55 | 55316-3157 | USA | D02 | 153 | VAN METER INC | 64180-1080 | 800FP-SM22 | SOURCE PREFERRED SWITCH: 2-POSITION, MAINTAINED, 22.5MM, STANDARD KNOB | PUR | SOURCE PREFERRED SWITCH: 2-POSITION, MAINTAINED, 22.5MM, STANDARD KNOB | EA | EA |  | TRUE |  | P | DEL | 100
133727 | 9 | 1 | States | Champlin | Andrew Olson | TRUE | 2026-05-29T00:00:00 | 2026-10-26T00:00:00 | 2026-10-26T00:00:00 | 16 | 0 | 16 | 346.772 | 5548.35 | 55316-3157 | USA | D02 | 153 | VAN METER INC | 64180-1080 | E750 | SolaHD Control Transformer, Encapsulated, Series: SBE, 240/480 VAC Primary, 120 VAC Secondary, 0.75 kVA Power, 50/60 Hz Frequency, 1 ph, Lead Wire Connection, Surface Mounting, 105 deg C Insulation, IP20 Enclosure, 131 deg F | PUR | SolaHD Control Transformer, Encapsulated, Series: SBE, 240/480 VAC Primary, 120 VAC Secondary, 0.75 kVA Power, 50/60 Hz Frequency, 1 ph, Lead Wire Connection, Surface Mounting, 105 deg C Insulation, IP20 Enclosure, 131 deg F | EA | EA |  | TRUE |  | P | DEL | 100
133727 | 3 | 1 | States | Champlin | Andrew Olson | TRUE | 2026-05-29T00:00:00 | 2026-10-26T00:00:00 | 2026-10-26T00:00:00 | 200 | 0 | 200 | 29.212 | 5842.4 | 55316-3157 | USA | D02 | 153 | VAN METER INC | 64180-1080 | CCMR002 | Fuse: 2A, Class CC time-delay, current limiting, 600VAC, 200kA interrupt cap, rejection type | PUR | Fuse: 2A, Class CC time-delay, current limiting, 600VAC, 200kA interrupt cap, rejection type | EA | EA |  | TRUE |  | P | DEL | 100
133727 | 6 | 1 | States | Champlin | Andrew Olson | TRUE | 2026-05-29T00:00:00 | 2026-10-26T00:00:00 | 2026-10-26T00:00:00 | 3 | 0 | 3 | 29.212 | 87.64 | 55316-3157 | USA | D02 | 153 | VAN METER INC | 64180-1080 | CCMR-1 | Fuse: 1A, time-delay, clss cc, current limiting, 600VAC | PUR | Fuse: 1A, time-delay, clss cc, current limiting, 600VAC | EA | EA |  | TRUE |  | P | DEL | 100
133727 | 4 | 1 | States | Champlin | Andrew Olson | TRUE | 2026-05-29T00:00:00 | 2026-10-26T00:00:00 | 2026-10-26T00:00:00 | 32 | 0 | 32 | 29.212 | 934.78 | 55316-3157 | USA | D02 | 153 | VAN METER INC | 64180-1080 | CCMR003 | Fuse: 3A, Class CC time-delay, current limiting, 600VAC, 200kA interrupt cap, rejection type | PUR | Fuse: 3A, Class CC time-delay, current limiting, 600VAC, 200kA interrupt cap, rejection type | EA | EA |  | TRUE |  | P | DEL | 100
133727 | 11 | 1 | States | Champlin | Andrew Olson | TRUE | 2026-05-29T00:00:00 | 2026-10-26T00:00:00 | 2026-10-26T00:00:00 | 3 | 0 | 3 | 15.535 | 46.61 | 55316-3157 | USA | D02 | 153 | VAN METER INC | 64180-1080 | SPLMT-HKT | Splice tray mounting hardware kit | PUR | Splice tray mounting hardware kit | EA | EA |  | TRUE |  | P | DEL | 100
133727 | 8 | 1 | States | Champlin | Andrew Olson | TRUE | 2026-05-29T00:00:00 | 2026-10-26T00:00:00 | 2026-10-26T00:00:00 | 8 | 0 | 8 | 169.017 | 1352.14 | 55316-3157 | USA | D02 | 153 | VAN METER INC | 64180-1080 | E250 | Control transformer, 250VA, 240/480V primary, 120V secondary | PUR | Control transformer, 250VA, 240/480V primary, 120V secondary | EA | EA |  | TRUE |  | P | DEL | 100
133727 | 10 | 1 | States | Champlin | Andrew Olson | TRUE | 2026-05-29T00:00:00 | 2026-10-26T00:00:00 | 2026-10-26T00:00:00 | 2 | 0 | 2 | 213.97 | 427.94 | 55316-3157 | USA | D02 | 153 | VAN METER INC | 64180-1080 | N1J12128 | NEMA 1 Box Metal, Steel Gray Hinged Door, Lid 12.000" L x 12.000" W (304.80mm x 304.80mm) X 8.000" (203.20mm) | PUR | NEMA 1 Box Metal, Steel Gray Hinged Door, Lid 12.000" L x 12.000" W (304.80mm x 304.80mm) X 8.000" (203.20mm) | EA | EA |  | TRUE |  | P | DEL | 100
133242 | 7 | 1 | States | Champlin | Andrew Olson | TRUE | 2026-05-13T00:00:00 | 2026-08-26T00:00:00 | 2026-08-26T00:00:00 | 96 | 0 | 96 | 44.58 | 4279.68 | 55316-3157 | USA | D02 | 153 | VAN METER INC | 64180-1080 | 800F-NUG | Pilot Light: 24-120V AC/DC (24-132V), Green LED power module, 22.5mm | PUR | Pilot Light: 24-120V AC/DC (24-132V), Green LED power module, 22.5mm | EA | EA |  | TRUE |  | P | DEL | 100
133242 | 11 | 1 | States | Champlin | Andrew Olson | TRUE | 2026-05-13T00:00:00 | 2026-09-24T00:00:00 | 2026-09-24T00:00:00 | 966 | 0 | 966 | 6.105 | 5897.43 | 55316-3157 | USA | D02 | 153 | VAN METER INC | 64180-1080 | 800F-X10 | N.O. Contact Block for use with 800F series | PUR | N.O. Contact Block for use with 800F series | EA | EA |  | TRUE |  | P | DEL | 100
133242 | 5 | 1 | States | Champlin | Andrew Olson | TRUE | 2026-05-13T00:00:00 | 2026-09-24T00:00:00 | 2026-09-24T00:00:00 | 528 | 0 | 528 | 2.97 | 1568.16 | 55316-3157 | USA | D02 | 153 | VAN METER INC | 64180-1080 | 800F-ALP | 800F Latch, Plastic Latch | PUR | 800F Latch, Plastic Latch | EA | EA |  | TRUE |  | P | DEL | 100
133242 | 9 | 1 | States | Champlin | Andrew Olson | TRUE | 2026-05-13T00:00:00 | 2026-10-26T00:00:00 | 2026-10-26T00:00:00 | 256 | 0 | 256 | 44.376 | 11360.26 | 55316-3157 | USA | D02 | 153 | VAN METER INC | 64180-1080 | 800F-NUW | Pilot Light: 24-120V AC/DC (24-132V), White LED power module, 22.5mm | PUR | Pilot Light: 24-120V AC/DC (24-132V), White LED power module, 22.5mm | EA | EA |  | TRUE |  | P | DEL | 100
133684 | 2 | 1 | States | Champlin | Andrew Olson | TRUE | 2026-05-28T00:00:00 | 2026-10-01T00:00:00 | 2026-10-01T00:00:00 | 1000 | 0 | 1000 | 2.93 | 2930 | 55316-3157 | USA | D02 | 153 | VAN METER INC | 64180-1080 | 800F-ALP | 800F Latch, Plastic Latch | PUR | 800F Latch, Plastic Latch | EA | EA |  | TRUE |  | P | DEL | 100
133684 | 9 | 1 | States | Champlin | Andrew Olson | TRUE | 2026-05-28T00:00:00 | 2026-10-01T00:00:00 | 2026-10-01T00:00:00 | 100 | 0 | 100 | 29.212 | 2921.2 | 55316-3157 | USA | D02 | 153 | VAN METER INC | 64180-1080 | CCMR002 | Fuse: 2A, Class CC time-delay, current limiting, 600VAC, 200kA interrupt cap, rejection type | PUR | Fuse: 2A, Class CC time-delay, current limiting, 600VAC, 200kA interrupt cap, rejection type | EA | EA |  | TRUE |  | P | DEL | 100
133684 | 5 | 1 | States | Champlin | Andrew Olson | TRUE | 2026-05-28T00:00:00 | 2026-10-01T00:00:00 | 2026-10-01T00:00:00 | 100 | 0 | 100 | 8.457 | 845.7 | 55316-3157 | USA | D02 | 153 | VAN METER INC | 64180-1080 | 800FP-P3 | Pilot Light: Plastic, Green, 22.5mm, Does not include power module | PUR | Pilot Light: Plastic, Green, 22.5mm, Does not include power module | EA | EA |  | TRUE |  | P | DEL | 100
133684 | 7 | 1 | States | Champlin | Andrew Olson | TRUE | 2026-05-28T00:00:00 | 2026-10-01T00:00:00 | 2026-10-01T00:00:00 | 50 | 0 | 50 | 19.111 | 955.55 | 55316-3157 | USA | D02 | 153 | VAN METER INC | 64180-1080 | 800FP-SM22 | SOURCE PREFERRED SWITCH: 2-POSITION, MAINTAINED, 22.5MM, STANDARD KNOB | PUR | SOURCE PREFERRED SWITCH: 2-POSITION, MAINTAINED, 22.5MM, STANDARD KNOB | EA | EA |  | TRUE |  | P | DEL | 100
133684 | 8 | 1 | States | Champlin | Andrew Olson | TRUE | 2026-05-28T00:00:00 | 2026-10-01T00:00:00 | 2026-10-01T00:00:00 | 100 | 0 | 100 | 6.367 | 636.7 | 55316-3157 | USA | D02 | 153 | VAN METER INC | 64180-1080 | 800F-X01 | NC Contact Block 800F PB, 22mm Contact Block, Standard, Screw Contact Block, 1 N.C., Latch Mounting | PUR | NC Contact Block 800F PB, 22mm Contact Block, Standard, Screw Contact Block, 1 N.C., Latch Mounting | EA | EA |  | TRUE |  | P | DEL | 100
133684 | 6 | 1 | States | Champlin | Andrew Olson | TRUE | 2026-05-28T00:00:00 | 2026-10-01T00:00:00 | 2026-10-01T00:00:00 | 100 | 0 | 100 | 8.457 | 845.7 | 55316-3157 | USA | D02 | 153 | VAN METER INC | 64180-1080 | 800FP-P4 | Pilot Light: Plastic, Red, 22.5mm, Does not include power module | PUR | Pilot Light: Plastic, Red, 22.5mm, Does not include power module | EA | EA |  | TRUE |  | P | DEL | 100
133684 | 3 | 1 | States | Champlin | Andrew Olson | TRUE | 2026-05-28T00:00:00 | 2026-10-01T00:00:00 | 2026-10-01T00:00:00 | 200 | 0 | 200 | 22.516 | 4503.2 | 55316-3157 | USA | D02 | 153 | VAN METER INC | 64180-1080 | 800FP-LSM26 | 2 Position Illuminated Selector Switch - Plastic, Maintained, Blue | PUR | 2 Position Illuminated Selector Switch - Plastic, Maintained, Blue | EA | EA |  | TRUE |  | P | DEL | 100
132038 | 3 | 1 | States | Champlin | Andrew Olson | TRUE | 2026-03-25T00:00:00 | 2026-09-22T00:00:00 | 2026-07-01T00:00:00 | 50 | 0 | 50 | 121.761 | 6088.05 | 55316-3157 | USA | D02 | 153 | VAN METER INC | 64180-1080 | CHCC3DIU | FUSE HOLDER: 3P 10X38MFH 30A 600V CLASS CC INDICATOR | PUR | FUSE HOLDER: 3P 10X38MFH 30A 600V CLASS CC INDICATOR | EA | EA | WER | TRUE |  | P | DEL | 100
134704 | 3 | 1 | States | Champlin | Andrew Olson | TRUE | 2026-07-13T00:00:00 | 2026-09-30T00:00:00 | 2026-07-20T00:00:00 | 2 | 0 | 2 | 112.085 | 224.17 | 55316-3157 | USA | D02 | 153 | VAN METER INC | 64180-1080 | DRUBGFI20 | Receptacle: GFCI, 120V, 20A, Din rail mount | PUR | Receptacle: GFCI, 120V, 20A, Din rail mount | EA | EA |  | TRUE |  | P | DEL | 100 | 2026-07-20T00:00:00
134704 | 1 | 1 | States | Champlin | Andrew Olson | TRUE | 2026-07-13T00:00:00 | 2026-09-22T00:00:00 | 2026-08-03T00:00:00 | 5 | 0 | 5 | 121.761 | 608.81 | 55316-3157 | USA | D02 | 153 | VAN METER INC | 64180-1080 | CHCC3DIU | FUSE HOLDER: 3P 10X38MFH 30A 600V CLASS CC INDICATOR | PUR | FUSE HOLDER: 3P 10X38MFH 30A 600V CLASS CC INDICATOR | EA | EA |  | TRUE |  | P | DEL | 100
132609 | 1 | 1 | States | Champlin | Andrew Olson | TRUE | 2026-04-20T00:00:00 | 2026-12-22T00:00:00 | 2026-12-22T00:00:00 | 7 | 0 | 7 | 21.872 | 153.1 | 55316-3157 | USA | D02 | 153 | VAN METER INC | 64180-1080 | 700-HB33Z24-3-4 | GP Tall Square Base Relay, 15 AMP Standard Contact, 24V DC, 3 Change-Over Contact (Three P), Push-To-Test, Manual Override & Pilot | PUR | GP Tall Square Base Relay, 15 AMP Standard Contact, 24V DC, 3 Change-Over Contact (Three P), Push-To-Test, Manual Override & Pilot | EA | EA |  | TRUE |  | P | DEL | 100
132609 | 4 | 1 | States | Champlin | Andrew Olson | TRUE | 2026-04-20T00:00:00 | 2026-12-22T00:00:00 | 2026-12-22T00:00:00 | 50 | 0 | 50 | 91.514 | 4575.7 | 55316-3157 | USA | D02 | 153 | VAN METER INC | 64180-1080 | DRUB15 | Receptacle: 120V, 15A, Din rail mount | PUR | Receptacle: 120V, 15A, Din rail mount | EA | EA |  | TRUE |  | P | DEL | 100
135355 | 3 | 1 | States | Champlin | Andrew Olson | TRUE | 2026-08-11T00:00:00 | 2026-11-16T00:00:00 | 2026-11-16T00:00:00 | 300 | 0 | 300 | 1.021 | 306.3 | 55316-3157 | USA | D02 | 153 | VAN METER INC | 64180-1080 | 700-HN156 | RETAINER CLIP | REL | RETAINER CLIP | EA | EA |  | TRUE |  | P | DEL | 100
135355 | 4 | 1 | States | Champlin | Andrew Olson | TRUE | 2026-08-11T00:00:00 | 2026-10-26T00:00:00 | 2026-10-26T00:00:00 | 2 | 0 | 2 | 29.212 | 58.42 | 55316-3157 | USA | D02 | 153 | VAN METER INC | 64180-1080 | CCMR003 | Fuse: 3A, Class CC time-delay, current limiting, 600VAC, 200kA interrupt cap, rejection type | PUR | Fuse: 3A, Class CC time-delay, current limiting, 600VAC, 200kA interrupt cap, rejection type | EA | EA |  | TRUE |  | P | DEL | 100
135355 | 1 | 1 | States | Champlin | Andrew Olson | TRUE | 2026-08-11T00:00:00 | 2026-10-01T00:00:00 | 2026-10-01T00:00:00 | 500 | 0 | 500 | 22.371 | 11185.5 | 55316-3157 | USA | D02 | 153 | VAN METER INC | 64180-1080 | 700-HB33A24-3-4 | Control relay: 24VDC Coil, 3PDT, with led and test button | PUR | Control relay: 24VDC Coil, 3PDT, with led and test button | EA | EA |  | TRUE |  | P | DEL | 100
135355 | 5 | 1 | States | Champlin | Andrew Olson | TRUE | 2026-08-11T00:00:00 | 2026-11-20T00:00:00 | 2026-11-20T00:00:00 | 1 | 0 | 1 | 29.212 | 29.21 | 55316-3157 | USA | D02 | 153 | VAN METER INC | 64180-1080 | CCMR-1 | Fuse: 1A, time-delay, clss cc, current limiting, 600VAC | PUR | Fuse: 1A, time-delay, clss cc, current limiting, 600VAC | EA | EA |  | TRUE |  | P | DEL | 100
135355 | 2 | 1 | States | Champlin | Andrew Olson | TRUE | 2026-08-11T00:00:00 | 2026-11-02T00:00:00 | 2026-11-02T00:00:00 | 100 | 0 | 100 | 9.082 | 908.2 | 55316-3157 | USA | D02 | 153 | VAN METER INC | 64180-1080 | 700-HN154 | Relay base for A-B P/N 700-HB33**** relays | PUR | Relay base for A-B P/N 700-HB33**** relays | EA | EA |  | TRUE |  | P | DEL | 100
132778 | 7 | 1 | States | Champlin | Andrew Olson | TRUE | 2026-04-27T00:00:00 | 2026-10-21T00:00:00 | 2026-10-21T00:00:00 | 4 | 0 | 4 | 6.451 | 25.8 | 55316-3157 | USA | D02 | 153 | VAN METER INC | 64180-1080 | 800F-X01 | NC Contact Block 800F PB, 22mm Contact Block, Standard, Screw Contact Block, 1 N.C., Latch Mounting | PUR | NC Contact Block 800F PB, 22mm Contact Block, Standard, Screw Contact Block, 1 N.C., Latch Mounting | EA | EA |  | TRUE |  | P | DEL | 100
132778 | 5 | 4 | States | Champlin | Andrew Olson | TRUE | 2026-04-27T00:00:00 | 2026-10-20T00:00:00 | 2026-10-20T00:00:00 | 42 | 0 | 42 | 44.376 | 6922.66 | 55316-3157 | USA | D02 | 153 | VAN METER INC | 64180-1080 | 800F-NUW | Pilot Light: 24-120V AC/DC (24-132V), White LED power module, 22.5mm | PUR | Pilot Light: 24-120V AC/DC (24-132V), White LED power module, 22.5mm | EA | EA |  | TRUE |  | P | DEL | 100
132778 | 3 | 4 | States | Champlin | Andrew Olson | TRUE | 2026-04-27T00:00:00 | 2026-11-04T00:00:00 | 2026-11-04T00:00:00 | 12 | 0 | 12 | 2.97 | 475.2 | 55316-3157 | USA | D02 | 153 | VAN METER INC | 64180-1080 | 800F-ALP | 800F Latch, Plastic Latch | PUR | 800F Latch, Plastic Latch | EA | EA |  | TRUE |  | P | DEL | 100
132778 | 6 | 4 | States | Champlin | Andrew Olson | TRUE | 2026-04-27T00:00:00 | 2026-10-20T00:00:00 | 2026-10-20T00:00:00 | 36 | 0 | 36 | 22.817 | 3194.38 | 55316-3157 | USA | D02 | 153 | VAN METER INC | 64180-1080 | 800FP-LSM26 | 2 Position Illuminated Selector Switch - Plastic, Maintained, Blue | PUR | 2 Position Illuminated Selector Switch - Plastic, Maintained, Blue | EA | EA |  | TRUE |  | P | DEL | 100
132778 | 1 | 2 | States | Champlin | Andrew Olson | TRUE | 2026-04-27T00:00:00 | 2026-10-21T00:00:00 | 2026-10-21T00:00:00 | 24 | 0 | 24 | 21.872 | 699.9 | 55316-3157 | USA | D02 | 153 | VAN METER INC | 64180-1080 | 700-HB33Z24-3-4 | GP Tall Square Base Relay, 15 AMP Standard Contact, 24V DC, 3 Change-Over Contact (Three P), Push-To-Test, Manual Override & Pilot | PUR | GP Tall Square Base Relay, 15 AMP Standard Contact, 24V DC, 3 Change-Over Contact (Three P), Push-To-Test, Manual Override & Pilot | EA | EA |  | TRUE |  | P | DEL | 100
132778 | 3 | 3 | States | Champlin | Andrew Olson | TRUE | 2026-04-27T00:00:00 | 2026-10-20T00:00:00 | 2026-10-20T00:00:00 | 48 | 0 | 48 | 2.97 | 475.2 | 55316-3157 | USA | D02 | 153 | VAN METER INC | 64180-1080 | 800F-ALP | 800F Latch, Plastic Latch | PUR | 800F Latch, Plastic Latch | EA | EA |  | TRUE |  | P | DEL | 100
132778 | 8 | 3 | States | Champlin | Andrew Olson | TRUE | 2026-04-27T00:00:00 | 2026-11-04T00:00:00 | 2026-11-04T00:00:00 | 50 | 0 | 50 | 6.105 | 976.8 | 55316-3157 | USA | D02 | 153 | VAN METER INC | 64180-1080 | 800F-X10 | N.O. Contact Block for use with 800F series | PUR | N.O. Contact Block for use with 800F series | EA | EA |  | TRUE |  | P | DEL | 100
132778 | 4 | 2 | States | Champlin | Andrew Olson | TRUE | 2026-04-27T00:00:00 | 2026-10-21T00:00:00 | 2026-10-21T00:00:00 | 3 | 0 | 3 | 45.904 | 183.62 | 55316-3157 | USA | D02 | 153 | VAN METER INC | 64180-1080 | 800F-AMRG | Protective Ring for 800FP-MP44 Emergency Stop Push Button | PUR | Protective Ring for 800FP-MP44 Emergency Stop Push Button | EA | EA |  | TRUE |  | P | DEL | 100
132778 | 6 | 5 | States | Champlin | Andrew Olson | TRUE | 2026-04-27T00:00:00 | 2026-11-04T00:00:00 | 2026-11-04T00:00:00 | 6 | 0 | 6 | 22.817 | 3194.38 | 55316-3157 | USA | D02 | 153 | VAN METER INC | 64180-1080 | 800FP-LSM26 | 2 Position Illuminated Selector Switch - Plastic, Maintained, Blue | PUR | 2 Position Illuminated Selector Switch - Plastic, Maintained, Blue | EA | EA |  | TRUE |  | P | DEL | 100
132778 | 10 | 2 | States | Champlin | Andrew Olson | TRUE | 2026-04-27T00:00:00 | 2026-10-21T00:00:00 | 2026-10-21T00:00:00 | 30 | 0 | 30 | 27.046 | 1298.21 | 55316-3157 | USA | D02 | 153 | VAN METER INC | 64180-1080 | CCMR007 | Fuse: 7A, Class CC time-delay, current limiting, 600VAC, 200kA interrupt cap, rejection type | PUR | Fuse: 7A, Class CC time-delay, current limiting, 600VAC, 200kA interrupt cap, rejection type | EA | EA |  | TRUE |  | P | DEL | 100
132778 | 9 | 3 | States | Champlin | Andrew Olson | TRUE | 2026-04-27T00:00:00 | 2026-10-21T00:00:00 | 2026-10-21T00:00:00 | 27 | 0 | 27 | 27.046 | 1947.31 | 55316-3157 | USA | D02 | 153 | VAN METER INC | 64180-1080 | CCMR002 | Fuse: 2A, Class CC time-delay, current limiting, 600VAC, 200kA interrupt cap, rejection type | PUR | Fuse: 2A, Class CC time-delay, current limiting, 600VAC, 200kA interrupt cap, rejection type | EA | EA |  | TRUE |  | P | DEL | 100
132778 | 8 | 2 | States | Champlin | Andrew Olson | TRUE | 2026-04-27T00:00:00 | 2026-10-21T00:00:00 | 2026-10-21T00:00:00 | 60 | 0 | 60 | 6.105 | 976.8 | 55316-3157 | USA | D02 | 153 | VAN METER INC | 64180-1080 | 800F-X10 | N.O. Contact Block for use with 800F series | PUR | N.O. Contact Block for use with 800F series | EA | EA |  | TRUE |  | P | DEL | 100
132778 | 2 | 2 | States | Champlin | Andrew Olson | TRUE | 2026-04-27T00:00:00 | 2026-10-21T00:00:00 | 2026-10-21T00:00:00 | 24 | 0 | 24 | 9.257 | 296.22 | 55316-3157 | USA | D02 | 153 | VAN METER INC | 64180-1080 | 700-HN154 | Relay base for A-B P/N 700-HB33**** relays | PUR | Relay base for A-B P/N 700-HB33**** relays | EA | EA |  | TRUE |  | P | DEL | 100
132778 | 5 | 5 | States | Champlin | Andrew Olson | TRUE | 2026-04-27T00:00:00 | 2026-11-04T00:00:00 | 2026-11-04T00:00:00 | 6 | 0 | 6 | 44.376 | 6922.66 | 55316-3157 | USA | D02 | 153 | VAN METER INC | 64180-1080 | 800F-NUW | Pilot Light: 24-120V AC/DC (24-132V), White LED power module, 22.5mm | PUR | Pilot Light: 24-120V AC/DC (24-132V), White LED power module, 22.5mm | EA | EA |  | TRUE |  | P | DEL | 100
135116 | 1 | 1 | States | Dayton | Andrew Olson | TRUE | 2026-07-30T00:00:00 | 2026-12-15T00:00:00 | 2026-12-15T00:00:00 | 3 | 0 | 3 | 907.211 | 2721.63 | 55369-6417 | USA | D02 | 153 | VAN METER INC | 64180-1080 | 15NLE20E | E-Rated Medium Voltage Fuse: 20E, 15.5kV Max | PUR | E-Rated Medium Voltage Fuse: 20E, 15.5kV Max | EA | EA |  | TRUE |  | P | DEL | DAYTON | 2026-07-31T00:00:00
133564 | 10 | 1 | States | Champlin | Andrew Olson | TRUE | 2026-05-22T00:00:00 | 2026-11-02T00:00:00 | 2026-11-02T00:00:00 | 100 | 0 | 100 | 29.212 | 6192.94 | 55316-3157 | USA | D02 | 153 | VAN METER INC | 64180-1080 | CCMR002 | Fuse: 2A, Class CC time-delay, current limiting, 600VAC, 200kA interrupt cap, rejection type | PUR | Fuse: 2A, Class CC time-delay, current limiting, 600VAC, 200kA interrupt cap, rejection type | EA | EA |  | TRUE |  | P | DEL | 100
133564 | 9 | 1 | States | Champlin | Andrew Olson | TRUE | 2026-05-22T00:00:00 | 2026-10-16T00:00:00 | 2026-10-16T00:00:00 | 100 | 0 | 100 | 6.367 | 636.7 | 55316-3157 | USA | D02 | 153 | VAN METER INC | 64180-1080 | 800F-X01 | NC Contact Block 800F PB, 22mm Contact Block, Standard, Screw Contact Block, 1 N.C., Latch Mounting | PUR | NC Contact Block 800F PB, 22mm Contact Block, Standard, Screw Contact Block, 1 N.C., Latch Mounting | EA | EA |  | TRUE |  | P | DEL | 100
133564 | 6 | 1 | States | Champlin | Andrew Olson | TRUE | 2026-05-22T00:00:00 | 2026-10-21T00:00:00 | 2026-10-21T00:00:00 | 100 | 0 | 100 | 8.457 | 845.7 | 55316-3157 | USA | D02 | 153 | VAN METER INC | 64180-1080 | 800FP-P3 | Pilot Light: Plastic, Green, 22.5mm, Does not include power module | PUR | Pilot Light: Plastic, Green, 22.5mm, Does not include power module | EA | EA |  | TRUE |  | P | DEL | 100
133564 | 8 | 1 | States | Champlin | Andrew Olson | TRUE | 2026-05-22T00:00:00 | 2026-11-20T00:00:00 | 2026-11-20T00:00:00 | 7 | 0 | 7 | 19.111 | 133.78 | 55316-3157 | USA | D02 | 153 | VAN METER INC | 64180-1080 | 800FP-SM22 | SOURCE PREFERRED SWITCH: 2-POSITION, MAINTAINED, 22.5MM, STANDARD KNOB | PUR | SOURCE PREFERRED SWITCH: 2-POSITION, MAINTAINED, 22.5MM, STANDARD KNOB | EA | EA |  | TRUE |  | P | DEL | 100
133564 | 3 | 1 | States | Champlin | Andrew Olson | TRUE | 2026-05-22T00:00:00 | 2026-11-05T00:00:00 | 2026-11-05T00:00:00 | 100 | 0 | 100 | 43.993 | 4399.3 | 55316-3157 | USA | D02 | 153 | VAN METER INC | 64180-1080 | 800F-NUR | Pilot Light: 24-120V AC/DC (24-132V), Red LED power module, 22.5mm | PUR | Pilot Light: 24-120V AC/DC (24-132V), Red LED power module, 22.5mm | EA | EA |  | TRUE |  | P | DEL | 100
133564 | 2 | 1 | States | Champlin | Andrew Olson | TRUE | 2026-05-22T00:00:00 | 2026-10-26T00:00:00 | 2026-10-26T00:00:00 | 100 | 0 | 100 | 43.993 | 4399.3 | 55316-3157 | USA | D02 | 153 | VAN METER INC | 64180-1080 | 800F-NUG | Pilot Light: 24-120V AC/DC (24-132V), Green LED power module, 22.5mm | PUR | Pilot Light: 24-120V AC/DC (24-132V), Green LED power module, 22.5mm | EA | EA |  | TRUE |  | P | DEL | 100
133564 | 7 | 1 | States | Champlin | Andrew Olson | TRUE | 2026-05-22T00:00:00 | 2026-10-21T00:00:00 | 2026-10-21T00:00:00 | 100 | 0 | 100 | 8.457 | 845.7 | 55316-3157 | USA | D02 | 153 | VAN METER INC | 64180-1080 | 800FP-P4 | Pilot Light: Plastic, Red, 22.5mm, Does not include power module | PUR | Pilot Light: Plastic, Red, 22.5mm, Does not include power module | EA | EA |  | TRUE |  | P | DEL | 100
133564 | 10 | 2 | States | Champlin | Andrew Olson | TRUE | 2026-05-22T00:00:00 | 2026-11-20T00:00:00 |  | 112 | 0 | 112 | 29.212 | 6192.94 | 55316-3157 | USA | D02 | 153 | VAN METER INC | 64180-1080 | CCMR002 | Fuse: 2A, Class CC time-delay, current limiting, 600VAC, 200kA interrupt cap, rejection type | PUR | Fuse: 2A, Class CC time-delay, current limiting, 600VAC, 200kA interrupt cap, rejection type | EA | EA |  | TRUE |  | P | DEL | 100
135928 | 2 | 2 | States | Champlin | Andrew Olson | TRUE | 2026-09-04T00:00:00 | 2026-11-03T00:00:00 | 2026-11-03T00:00:00 | 100 | 0 | 100 | 29.212 | 17527.2 | 55316 | USA | D02 | 153 | VAN METER INC | 64180-1080 | CCMR002 | Fuse: 2A, Class CC time-delay, current limiting, 600VAC, 200kA interrupt cap, rejection type | PUR | CCMR002 Fuse: 2A, Class CC time-delay, current limiting, 600VAC, 200kA interrupt cap, rejection type | EA | EA |  | TRUE |  | P | DEL | 100 |  | 76806-34-1
135928 | 3 | 4 | States | Champlin | Andrew Olson | TRUE | 2026-09-04T00:00:00 | 2026-12-11T00:00:00 | 2026-12-11T00:00:00 | 2 | 0 | 2 | 29.212 | 175.27 | 55316 | USA | D02 | 153 | VAN METER INC | 64180-1080 | CCMR003 | Fuse: 3A, Class CC time-delay, current limiting, 600VAC, 200kA interrupt cap, rejection type | PUR | CCMR003 Fuse: 3A, Class CC time-delay, current limiting, 600VAC, 200kA interrupt cap, rejection type | EA | EA |  | TRUE |  | P | DEL | 100 |  | 76898-39-1
135928 | 1 | 6 | States | Champlin | Andrew Olson | TRUE | 2026-09-04T00:00:00 | 2026-12-11T00:00:00 | 2026-12-11T00:00:00 | 100 | 0 | 100 | 21.459 | 12875.4 | 55316 | USA | D02 | 153 | VAN METER INC | 64180-1080 | 700-HB33Z24-3-4 | GP Tall Square Base Relay, 15 AMP Standard Contact, 24V DC, 3 Change-Over Contact (Three P), Push-To-Test, Manual Override & Pilot | PUR | 700-HB33Z24-3-4-Control relay: 24VDC Coil, 3PDT, with led and test button | EA | EA |  | TRUE |  | P | DEL | 100 |  | 76898-39-1
135928 | 3 | 1 | States | Champlin | Andrew Olson | TRUE | 2026-09-04T00:00:00 | 2026-11-03T00:00:00 | 2026-11-03T00:00:00 | 1 | 0 | 1 | 29.212 | 175.27 | 55316 | USA | D02 | 153 | VAN METER INC | 64180-1080 | CCMR003 | Fuse: 3A, Class CC time-delay, current limiting, 600VAC, 200kA interrupt cap, rejection type | PUR | CCMR003 Fuse: 3A, Class CC time-delay, current limiting, 600VAC, 200kA interrupt cap, rejection type | EA | EA |  | TRUE |  | P | DEL | 100 |  | 76806-34-1
135928 | 4 | 2 | States | Champlin | Andrew Olson | TRUE | 2026-09-04T00:00:00 | 2026-12-11T00:00:00 | 2026-12-11T00:00:00 | 1 | 0 | 1 | 29.212 | 58.42 | 55316 | USA | D02 | 153 | VAN METER INC | 64180-1080 | CCMR005 | Fuse: 5A, time-delay, clss cc, current limiting, 600VAC | PUR | CCMR005-Fuse: 5A, Class CC time-delay, current limiting, 600VAC, 200kA interrupt cap, rejection type | EA | EA |  | TRUE |  | P | DEL | 100 |  | 76898-39-1
135928 | 2 | 1 | States | Champlin | Andrew Olson | TRUE | 2026-09-04T00:00:00 | 2026-11-03T00:00:00 | 2026-11-03T00:00:00 | 100 | 0 | 100 | 29.212 | 17527.2 | 55316 | USA | D02 | 153 | VAN METER INC | 64180-1080 | CCMR002 | Fuse: 2A, Class CC time-delay, current limiting, 600VAC, 200kA interrupt cap, rejection type | PUR | CCMR002 Fuse: 2A, Class CC time-delay, current limiting, 600VAC, 200kA interrupt cap, rejection type | EA | EA |  | TRUE |  | P | DEL | 100 |  | 76806-34-1
135928 | 3 | 3 | States | Champlin | Andrew Olson | TRUE | 2026-09-04T00:00:00 | 2026-12-11T00:00:00 | 2026-12-11T00:00:00 | 1 | 0 | 1 | 29.212 | 175.27 | 55316 | USA | D02 | 153 | VAN METER INC | 64180-1080 | CCMR003 | Fuse: 3A, Class CC time-delay, current limiting, 600VAC, 200kA interrupt cap, rejection type | PUR | CCMR003 Fuse: 3A, Class CC time-delay, current limiting, 600VAC, 200kA interrupt cap, rejection type | EA | EA |  | TRUE |  | P | DEL | 100 |  | 76898-39-1
135928 | 2 | 5 | States | Champlin | Andrew Olson | TRUE | 2026-09-04T00:00:00 | 2026-12-11T00:00:00 | 2026-12-11T00:00:00 | 100 | 0 | 100 | 29.212 | 17527.2 | 55316 | USA | D02 | 153 | VAN METER INC | 64180-1080 | CCMR002 | Fuse: 2A, Class CC time-delay, current limiting, 600VAC, 200kA interrupt cap, rejection type | PUR | CCMR002 Fuse: 2A, Class CC time-delay, current limiting, 600VAC, 200kA interrupt cap, rejection type | EA | EA |  | TRUE |  | P | DEL | 100 |  | 76898-39-1
135928 | 2 | 4 | States | Champlin | Andrew Olson | TRUE | 2026-09-04T00:00:00 | 2026-12-11T00:00:00 | 2026-12-11T00:00:00 | 100 | 0 | 100 | 29.212 | 17527.2 | 55316 | USA | D02 | 153 | VAN METER INC | 64180-1080 | CCMR002 | Fuse: 2A, Class CC time-delay, current limiting, 600VAC, 200kA interrupt cap, rejection type | PUR | CCMR002 Fuse: 2A, Class CC time-delay, current limiting, 600VAC, 200kA interrupt cap, rejection type | EA | EA |  | TRUE |  | P | DEL | 100 |  | 76898-39-1
135928 | 2 | 6 | States | Champlin | Andrew Olson | TRUE | 2026-09-04T00:00:00 | 2026-12-11T00:00:00 | 2026-12-11T00:00:00 | 100 | 0 | 100 | 29.212 | 17527.2 | 55316 | USA | D02 | 153 | VAN METER INC | 64180-1080 | CCMR002 | Fuse: 2A, Class CC time-delay, current limiting, 600VAC, 200kA interrupt cap, rejection type | PUR | CCMR002 Fuse: 2A, Class CC time-delay, current limiting, 600VAC, 200kA interrupt cap, rejection type | EA | EA |  | TRUE |  | P | DEL | 100 |  | 76898-39-1
135928 | 1 | 5 | States | Champlin | Andrew Olson | TRUE | 2026-09-04T00:00:00 | 2026-12-11T00:00:00 | 2026-12-11T00:00:00 | 100 | 0 | 100 | 21.459 | 12875.4 | 55316 | USA | D02 | 153 | VAN METER INC | 64180-1080 | 700-HB33Z24-3-4 | GP Tall Square Base Relay, 15 AMP Standard Contact, 24V DC, 3 Change-Over Contact (Three P), Push-To-Test, Manual Override & Pilot | PUR | 700-HB33Z24-3-4-Control relay: 24VDC Coil, 3PDT, with led and test button | EA | EA |  | TRUE |  | P | DEL | 100 |  | 76898-39-1
135928 | 5 | 2 | States | Champlin | Andrew Olson | TRUE | 2026-09-04T00:00:00 | 2026-12-11T00:00:00 | 2026-12-11T00:00:00 | 1 | 0 | 1 | 29.212 | 58.42 | 55316 | USA | D02 | 153 | VAN METER INC | 64180-1080 | CCMR007 | Fuse: 7A, Class CC time-delay, current limiting, 600VAC, 200kA interrupt cap, rejection type | PUR | CCMR007 Fuse: 7A, time-delay, clss cc, current limiting, 600VAC | EA | EA |  | TRUE |  | P | DEL | 100 |  | 76898-39-1
135928 | 3 | 2 | States | Champlin | Andrew Olson | TRUE | 2026-09-04T00:00:00 | 2026-11-03T00:00:00 | 2026-11-03T00:00:00 | 2 | 0 | 2 | 29.212 | 175.27 | 55316 | USA | D02 | 153 | VAN METER INC | 64180-1080 | CCMR003 | Fuse: 3A, Class CC time-delay, current limiting, 600VAC, 200kA interrupt cap, rejection type | PUR | CCMR003 Fuse: 3A, Class CC time-delay, current limiting, 600VAC, 200kA interrupt cap, rejection type | EA | EA |  | TRUE |  | P | DEL | 100 |  | 76806-34-1
135928 | 1 | 2 | States | Champlin | Andrew Olson | TRUE | 2026-09-04T00:00:00 | 2026-11-03T00:00:00 | 2026-11-03T00:00:00 | 100 | 0 | 100 | 21.459 | 12875.4 | 55316 | USA | D02 | 153 | VAN METER INC | 64180-1080 | 700-HB33Z24-3-4 | GP Tall Square Base Relay, 15 AMP Standard Contact, 24V DC, 3 Change-Over Contact (Three P), Push-To-Test, Manual Override & Pilot | PUR | 700-HB33Z24-3-4-Control relay: 24VDC Coil, 3PDT, with led and test button | EA | EA |  | TRUE |  | P | DEL | 100 |  | 76806-34-1
135928 | 4 | 1 | States | Champlin | Andrew Olson | TRUE | 2026-09-04T00:00:00 | 2026-11-03T00:00:00 | 2026-11-03T00:00:00 | 1 | 0 | 1 | 29.212 | 58.42 | 55316 | USA | D02 | 153 | VAN METER INC | 64180-1080 | CCMR005 | Fuse: 5A, time-delay, clss cc, current limiting, 600VAC | PUR | CCMR005-Fuse: 5A, Class CC time-delay, current limiting, 600VAC, 200kA interrupt cap, rejection type | EA | EA |  | TRUE |  | P | DEL | 100 |  | 76806-34-1
135928 | 1 | 1 | States | Champlin | Andrew Olson | TRUE | 2026-09-04T00:00:00 | 2026-11-03T00:00:00 | 2026-11-03T00:00:00 | 100 | 0 | 100 | 21.459 | 12875.4 | 55316 | USA | D02 | 153 | VAN METER INC | 64180-1080 | 700-HB33Z24-3-4 | GP Tall Square Base Relay, 15 AMP Standard Contact, 24V DC, 3 Change-Over Contact (Three P), Push-To-Test, Manual Override & Pilot | PUR | 700-HB33Z24-3-4-Control relay: 24VDC Coil, 3PDT, with led and test button | EA | EA |  | TRUE |  | P | DEL | 100 |  | 76806-34-1
135928 | 5 | 1 | States | Champlin | Andrew Olson | TRUE | 2026-09-04T00:00:00 | 2026-11-03T00:00:00 | 2026-11-03T00:00:00 | 1 | 0 | 1 | 29.212 | 58.42 | 55316 | USA | D02 | 153 | VAN METER INC | 64180-1080 | CCMR007 | Fuse: 7A, Class CC time-delay, current limiting, 600VAC, 200kA interrupt cap, rejection type | PUR | CCMR007 Fuse: 7A, time-delay, clss cc, current limiting, 600VAC | EA | EA |  | TRUE |  | P | DEL | 100 |  | 76806-34-1
135928 | 1 | 4 | States | Champlin | Andrew Olson | TRUE | 2026-09-04T00:00:00 | 2026-12-11T00:00:00 | 2026-12-11T00:00:00 | 100 | 0 | 100 | 21.459 | 12875.4 | 55316 | USA | D02 | 153 | VAN METER INC | 64180-1080 | 700-HB33Z24-3-4 | GP Tall Square Base Relay, 15 AMP Standard Contact, 24V DC, 3 Change-Over Contact (Three P), Push-To-Test, Manual Override & Pilot | PUR | 700-HB33Z24-3-4-Control relay: 24VDC Coil, 3PDT, with led and test button | EA | EA |  | TRUE |  | P | DEL | 100 |  | 76898-39-1
135928 | 2 | 3 | States | Champlin | Andrew Olson | TRUE | 2026-09-04T00:00:00 | 2026-11-03T00:00:00 | 2026-11-03T00:00:00 | 100 | 0 | 100 | 29.212 | 17527.2 | 55316 | USA | D02 | 153 | VAN METER INC | 64180-1080 | CCMR002 | Fuse: 2A, Class CC time-delay, current limiting, 600VAC, 200kA interrupt cap, rejection type | PUR | CCMR002 Fuse: 2A, Class CC time-delay, current limiting, 600VAC, 200kA interrupt cap, rejection type | EA | EA |  | TRUE |  | P | DEL | 100 |  | 76806-34-1
135928 | 1 | 3 | States | Champlin | Andrew Olson | TRUE | 2026-09-04T00:00:00 | 2026-11-03T00:00:00 | 2026-11-03T00:00:00 | 100 | 0 | 100 | 21.459 | 12875.4 | 55316 | USA | D02 | 153 | VAN METER INC | 64180-1080 | 700-HB33Z24-3-4 | GP Tall Square Base Relay, 15 AMP Standard Contact, 24V DC, 3 Change-Over Contact (Three P), Push-To-Test, Manual Override & Pilot | PUR | 700-HB33Z24-3-4-Control relay: 24VDC Coil, 3PDT, with led and test button | EA | EA |  | TRUE |  | P | DEL | 100 |  | 76806-34-1
135358 | 1 | 2 | States | Champlin | Andrew Olson | TRUE | 2026-08-11T00:00:00 | 2026-08-26T00:00:00 | 2026-08-26T00:00:00 | 300 | 0 | 300 | 21.459 | 17167.2 | 55316-3157 | USA | D02 | 153 | VAN METER INC | 64180-1080 | 700-HB33Z24-3-4 | GP Tall Square Base Relay, 15 AMP Standard Contact, 24V DC, 3 Change-Over Contact (Three P), Push-To-Test, Manual Override & Pilot | PUR | GP Tall Square Base Relay, 15 AMP Standard Contact, 24V DC, 3 Change-Over Contact (Three P), Push-To-Test, Manual Override & Pilot | EA | EA |  | TRUE |  | P | DEL | 100
131634 | 2 | 1 | States | Dayton | Andrew Olson | TRUE | 2026-03-05T00:00:00 | 2026-09-01T00:00:00 | 2026-09-01T00:00:00 | 1 | 0 | 1 | 478.071 | 478.07 | 55369-6417 | USA | D02 | 153 | VAN METER INC | 64180-1080 | RBA4-FLTR-1 | Indoor Discharge Filter Expulsion, Type RBA 1/pk | PUR | Indoor Discharge Filter Expulsion, Type RBA 1/pk | EA | EA | WER | TRUE |  | P | DEL | DAYTON
133481 | 1 | 1 | States | Dayton | Andrew Olson | TRUE | 2026-05-21T00:00:00 | 2026-09-24T00:00:00 | 2026-09-24T00:00:00 | 4 | 0 | 4 | 252.857 | 1011.43 | 55369-6417 | USA | D02 | 153 | VAN METER INC | 64180-1080 | EVCUGWD4 | LED Exit Sign and Emergency Lighting Unit w/ Side-Mounted Heads, Green Letters, 120/277VAC | PUR | LED Exit Sign and Emergency Lighting Unit w/ Side-Mounted Heads, Green Letters, 120/277VAC | EA | EA |  | TRUE |  | P | DEL | DAYTON
133481 | 3 | 1 | States | Dayton | Andrew Olson | TRUE | 2026-05-21T00:00:00 | 2026-11-09T00:00:00 | 2026-11-09T00:00:00 | 2 | 0 | 2 | 21.24 | 42.48 | 55369-6417 | USA | D02 | 153 | VAN METER INC | 64180-1080 | GFNT2-I | GFI Receptacle: 125V 20A 5-20R Duplex GFI receptacle | PUR | GFI Receptacle: 125V 20A 5-20R Duplex GFI receptacle | EA | EA |  | TRUE |  | P | DEL | DAYTON
134393 | 2 | 1 | States | Champlin | Andrew Olson | TRUE | 2026-06-29T00:00:00 | 2026-09-24T00:00:00 | 2026-09-24T00:00:00 | 127 | 0 | 127 | 30.902 | 3924.55 | 55316-3157 | USA | D02 | 153 | VAN METER INC | 64180-1080 | CCMR-30 | Fuse: 30A, time-delay, clss cc, current limiting, 600VAC | PUR | Fuse: 30A, time-delay, clss cc, current limiting, 600VAC | EA | EA |  | TRUE |  | P | DEL | 100
132300 | 4 | 1 | States | Champlin | Andrew Olson | TRUE | 2026-04-07T00:00:00 | 2026-11-04T00:00:00 | 2026-11-04T00:00:00 | 5 | 0 | 5 | 22.817 | 114.09 | 55316-3157 | USA | D02 | 153 | VAN METER INC | 64180-1080 | 800FP-LSM26 | 2 Position Illuminated Selector Switch - Plastic, Maintained, Blue | PUR | 2 Position Illuminated Selector Switch - Plastic, Maintained, Blue | EA | EA |  | TRUE |  | P | DEL | 100
129742 | 2 | 1 | States | STATES MANUFACTURING (DAYTON) | Andrew Olson | TRUE | 2025-11-06T00:00:00 | 2026-10-12T00:00:00 | 2026-10-12T00:00:00 | 200 | 0 | 200 | 5.0001 | 1000.02 | 55369 | USA | D02 | 153 | VAN METER INC | 64180-1080 | LCAX2-38H-E | One-hole, flex lug, #2 AWG wire, 3/8 stud hole, 45° angle tongue | SHMA | One-hole, flex lug, #2 AWG wire, 3/8 stud hole, 45° angle tongue | EA | EA | WER | TRUE | SV-SAM | P | DEL |  | 2026-07-12T00:00:00
134936 | 1 | 1 | States | Champlin | Andrew Olson | TRUE | 2026-07-22T00:00:00 | 2026-10-19T00:00:00 | 2026-10-19T00:00:00 | 50 | 0 | 50 | 121.761 | 6088.05 | 55316-3157 | USA | D02 | 153 | VAN METER INC | 64180-1080 | CHCC3DIU | FUSE HOLDER: 3P 10X38MFH 30A 600V CLASS CC INDICATOR | PUR | FUSE HOLDER: 3P 10X38MFH 30A 600V CLASS CC INDICATOR | EA | EA |  | TRUE |  | P | DEL | 100
136039 | 1 | 1 | States | Champlin | Andrew Olson | TRUE | 2026-09-11T00:00:00 | 2026-11-16T00:00:00 | 2026-11-16T00:00:00 | 244 | 0 | 244 | 31.633 | 7718.45 | 55316 | USA | D02 | 153 | VAN METER INC | 64180-1080 | CHCC1DIU | FUSE HOLDER: 1P 10X38MFH 30A 600V CLASS CC INDICATOR | PUR | FUSE HOLDER: 1P 10X38MFH 30A 600V CLASS CC INDICATOR | EA | EA |  | TRUE |  | P | DEL | 100
136039 | 2 | 1 | States | Champlin | Andrew Olson | TRUE | 2026-09-11T00:00:00 | 2026-11-09T00:00:00 | 2026-11-09T00:00:00 | 216 | 0 | 216 | 108.806 | 23502.1 | 55316 | USA | D02 | 153 | VAN METER INC | 64180-1080 | CHCC3DIU | FUSE HOLDER: 3P 10X38MFH 30A 600V CLASS CC INDICATOR | PUR | FUSE HOLDER: 3P 10X38MFH 30A 600V CLASS CC INDICATOR | EA | EA |  | TRUE |  | P | DEL | 100
134544 | 9 | 1 | States | Champlin | Andrew Olson | TRUE | 2026-07-06T00:00:00 | 2026-09-17T00:00:00 | 2026-08-04T00:00:00 | 12 | 0 | 12 | 140.068 | 1680.82 | 55316-3157 | USA | D02 | 153 | VAN METER INC | 64180-1080 | CCP2-3-30CC | Compact Circuit Pro Fuse Holder, 3-Pole | PUR | Compact Circuit Pro Fuse Holder, 3-Pole | EA | EA |  | TRUE |  | P | DEL | 100 | 2026-08-04T00:00:00
131097 | 1 | 1 | States | Dayton | Andrew Olson | TRUE | 2026-02-05T00:00:00 | 2026-08-06T00:00:00 | 2026-08-06T00:00:00 | 200 | 0 | 200 | 3.4314 | 686.28 | 55369 | USA | D02 | 153 | VAN METER INC | 64180-1080 | LU2/0-1CUC-S375 | Lug 1 barrel copper 2/0 or 1/0 weld crimp, single 3/8" mounting | LUG | Lug 1 barrel copper 2/0 or 1/0 weld crimp, single 3/8" mounting | EA | EA | WER | TRUE |  | P | DEL | Dayton
131097 | 2 | 1 | States | Dayton | Andrew Olson | TRUE | 2026-02-05T00:00:00 | 2026-08-06T00:00:00 | 2026-08-06T00:00:00 | 200 | 0 | 200 | 3.8201 | 764.02 | 55369 | USA | D02 | 153 | VAN METER INC | 64180-1080 | LU2-1CUC-S500 | Lug 1 barrel copper #2 str/flex crimp, single 1/2" mounting | LUG | Lug 1 barrel copper #2 str/flex crimp, single 1/2" mounting | EA | EA | WER | TRUE |  | P | DEL | Dayton
131624 | 6 | 4 | States | Champlin | Andrew Olson | TRUE | 2026-03-04T00:00:00 | 2026-09-22T00:00:00 | 2026-06-01T00:00:00 | 48 | 2 | 46 | 112.07 | 26896.8 | 55316-3157 | USA | D02 | 153 | VAN METER INC | 64180-1080 | CHCC3DIU | FUSE HOLDER: 3P 10X38MFH 30A 600V CLASS CC INDICATOR | PUR | FUSE HOLDER: 3P 10X38MFH 30A 600V CLASS CC INDICATOR | EA | EA | WER | TRUE |  | P | DEL | 100
131624 | 6 | 5 | States | Champlin | Andrew Olson | TRUE | 2026-03-04T00:00:00 | 2026-09-22T00:00:00 | 2026-06-24T00:00:00 | 48 | 0 | 48 | 112.07 | 26896.8 | 55316-3157 | USA | D02 | 153 | VAN METER INC | 64180-1080 | CHCC3DIU | FUSE HOLDER: 3P 10X38MFH 30A 600V CLASS CC INDICATOR | PUR | FUSE HOLDER: 3P 10X38MFH 30A 600V CLASS CC INDICATOR | EA | EA | WER | TRUE |  | P | DEL | 100
131624 | 6 | 6 | States | Champlin | Andrew Olson | TRUE | 2026-03-04T00:00:00 | 2026-09-22T00:00:00 | 2026-07-27T00:00:00 | 45 | 0 | 45 | 112.07 | 26896.8 | 55316-3157 | USA | D02 | 153 | VAN METER INC | 64180-1080 | CHCC3DIU | FUSE HOLDER: 3P 10X38MFH 30A 600V CLASS CC INDICATOR | PUR | FUSE HOLDER: 3P 10X38MFH 30A 600V CLASS CC INDICATOR | EA | EA | WER | TRUE |  | P | DEL | 100
133136 | 5 | 3 | States | Dayton | Andrew Olson | TRUE | 2026-05-11T00:00:00 | 2026-09-24T00:00:00 | 2026-09-24T00:00:00 | 76 | 0 | 76 | 121.761 | 33849.56 | 55369-6417 | USA | D02 | 153 | VAN METER INC | 64180-1080 | CHCC3DIU | FUSE HOLDER: 3P 10X38MFH 30A 600V CLASS CC INDICATOR | PUR | FUSE HOLDER: 3P 10X38MFH 30A 600V CLASS CC INDICATOR | EA | EA |  | TRUE |  | P | DEL | DAYTON
133136 | 5 | 2 | States | Dayton | Andrew Olson | TRUE | 2026-05-11T00:00:00 | 2026-09-22T00:00:00 | 2026-08-25T00:00:00 | 76 | 0 | 76 | 121.761 | 33849.56 | 55369-6417 | USA | D02 | 153 | VAN METER INC | 64180-1080 | CHCC3DIU | FUSE HOLDER: 3P 10X38MFH 30A 600V CLASS CC INDICATOR | PUR | FUSE HOLDER: 3P 10X38MFH 30A 600V CLASS CC INDICATOR | EA | EA |  | TRUE |  | P | DEL | DAYTON
133136 | 2 | 1 | States | Dayton | Andrew Olson | TRUE | 2026-05-11T00:00:00 | 2026-11-16T00:00:00 | 2026-11-16T00:00:00 | 4 | 0 | 4 | 848.105 | 33.92 | 55369-6417 | USA | D02 | 153 | VAN METER INC | 64180-1080 | 5232 | Liquidtight Conduit Fitting, Straight, Steel, 1/2 Inch, Non-Insulated Steel | PUR | Liquidtight Conduit Fitting, Straight, Steel, 1/2 Inch, Non-Insulated Steel | EA | EA |  | TRUE |  | P | DEL | DAYTON
133136 | 4 | 2 | States | Dayton | Andrew Olson | TRUE | 2026-05-11T00:00:00 | 2026-08-25T00:00:00 | 2026-08-25T00:00:00 | 76 | 0 | 76 | 73.342 | 20389.08 | 55369-6417 | USA | D02 | 153 | VAN METER INC | 64180-1080 | CHCC2DIU | FUSE HOLDER: 2P 10X38MFH 30A 600V CLASS CC INDICATOR | PUR | FUSE HOLDER: 2P 10X38MFH 30A 600V CLASS CC INDICATOR | EA | EA |  | TRUE |  | P | DEL | Dayton
133136 | 5 | 4 | States | Dayton | Andrew Olson | TRUE | 2026-05-11T00:00:00 | 2026-10-26T00:00:00 | 2026-10-26T00:00:00 | 76 | 0 | 76 | 121.761 | 33849.56 | 55369-6417 | USA | D02 | 153 | VAN METER INC | 64180-1080 | CHCC3DIU | FUSE HOLDER: 3P 10X38MFH 30A 600V CLASS CC INDICATOR | PUR | FUSE HOLDER: 3P 10X38MFH 30A 600V CLASS CC INDICATOR | EA | EA |  | TRUE |  | P | DEL | DAYTON
133136 | 4 | 4 | States | Dayton | Andrew Olson | TRUE | 2026-05-11T00:00:00 | 2026-10-26T00:00:00 | 2026-10-26T00:00:00 | 76 | 0 | 76 | 73.342 | 20389.08 | 55369-6417 | USA | D02 | 153 | VAN METER INC | 64180-1080 | CHCC2DIU | FUSE HOLDER: 2P 10X38MFH 30A 600V CLASS CC INDICATOR | PUR | FUSE HOLDER: 2P 10X38MFH 30A 600V CLASS CC INDICATOR | EA | EA |  | TRUE |  | P | DEL | Dayton
133136 | 1 | 1 | States | Dayton | Andrew Olson | TRUE | 2026-05-11T00:00:00 | 2026-11-09T00:00:00 | 2026-11-09T00:00:00 | 1 | 0 | 1 | 17.61 | 17.61 | 55369-6417 | USA | D02 | 153 | VAN METER INC | 64180-1080 | 1222I_ | LIGHT SWITCH: 20A 120/277V | PUR | LIGHT SWITCH: 20A 120/277V | EA | EA |  | TRUE |  | P | DEL | DAYTON
133136 | 4 | 3 | States | Dayton | Andrew Olson | TRUE | 2026-05-11T00:00:00 | 2026-09-24T00:00:00 | 2026-09-24T00:00:00 | 76 | 0 | 76 | 73.342 | 20389.08 | 55369-6417 | USA | D02 | 153 | VAN METER INC | 64180-1080 | CHCC2DIU | FUSE HOLDER: 2P 10X38MFH 30A 600V CLASS CC INDICATOR | PUR | FUSE HOLDER: 2P 10X38MFH 30A 600V CLASS CC INDICATOR | EA | EA |  | TRUE |  | P | DEL | Dayton
133136 | 3 | 1 | States | Dayton | Andrew Olson | TRUE | 2026-05-11T00:00:00 | 2026-11-16T00:00:00 | 2026-11-16T00:00:00 | 8 | 0 | 8 | 304.052 | 24.32 | 55369-6417 | USA | D02 | 153 | VAN METER INC | 64180-1080 | 8670 | 4 in. x 2 in. Handy Box, Welded, 2-1/8 in. Deep, Eleven 1/2 in. KO's | PUR | 4 in. x 2 in. Handy Box, Welded, 2-1/8 in. Deep, Eleven 1/2 in. KO's | EA | EA |  | TRUE |  | P | DEL | DAYTON
135551 | 1 | 1 | States | Champlin | Andrew Olson | TRUE | 2026-08-18T00:00:00 | 2026-10-26T00:00:00 | 2026-10-26T00:00:00 | 100 | 0 | 100 | 9.082 | 908.2 | 55316-3157 | USA | D02 | 153 | VAN METER INC | 64180-1080 | 700-HN154 | Relay base for A-B P/N 700-HB33**** relays | PUR | Relay base for A-B P/N 700-HB33**** relays | EA | EA |  | TRUE |  | P | DEL | 100
135551 | 6 | 1 | States | Champlin | Andrew Olson | TRUE | 2026-08-18T00:00:00 | 2026-10-26T00:00:00 | 2026-10-26T00:00:00 | 100 | 0 | 100 | 19.565 | 1956.5 | 55316-3157 | USA | D02 | 153 | VAN METER INC | 64180-1080 | 800FP-LF4- | Momentary Push Button, Illuminated: Round Plastic (Type 4/4X/13, IP66), Flush, Red, 22.5mm, Does not include power module | PUR | Momentary Push Button, Illuminated: Round Plastic (Type 4/4X/13, IP66), Flush, Red, 22.5mm, Does not include power module | EA | EA |  | TRUE |  | P | DEL | 100
135551 | 10 | 1 | States | Champlin | Andrew Olson | TRUE | 2026-08-18T00:00:00 | 2026-10-26T00:00:00 | 2026-10-26T00:00:00 | 60 | 0 | 60 | 528.692 | 31721.52 | 55316-3157 | USA | D02 | 153 | VAN METER INC | 64180-1080 | FLK-075-CLK | IR WINDOW; FLUKE 3" (75MM) | PUR | IR WINDOW; FLUKE 3" (75MM) | EA | EA |  | TRUE |  | P | DEL | 100
135551 | 9 | 1 | States | Champlin | Andrew Olson | TRUE | 2026-08-18T00:00:00 | 2026-10-26T00:00:00 | 2026-10-26T00:00:00 | 200 | 0 | 200 | 29.212 | 5842.4 | 55316-3157 | USA | D02 | 153 | VAN METER INC | 64180-1080 | CCMR002 | Fuse: 2A, Class CC time-delay, current limiting, 600VAC, 200kA interrupt cap, rejection type | PUR | Fuse: 2A, Class CC time-delay, current limiting, 600VAC, 200kA interrupt cap, rejection type | EA | EA |  | TRUE |  | P | DEL | 100
135551 | 4 | 1 | States | Champlin | Andrew Olson | TRUE | 2026-08-18T00:00:00 | 2026-10-26T00:00:00 | 2026-10-26T00:00:00 | 100 | 0 | 100 | 43.993 | 4399.3 | 55316-3157 | USA | D02 | 153 | VAN METER INC | 64180-1080 | 800F-NUR | Pilot Light: 24-120V AC/DC (24-132V), Red LED power module, 22.5mm | PUR | Pilot Light: 24-120V AC/DC (24-132V), Red LED power module, 22.5mm | EA | EA |  | TRUE |  | P | DEL | 100
135551 | 7 | 1 | States | Champlin | Andrew Olson | TRUE | 2026-08-18T00:00:00 | 2026-10-26T00:00:00 | 2026-10-26T00:00:00 | 100 | 0 | 100 | 8.457 | 845.7 | 55316-3157 | USA | D02 | 153 | VAN METER INC | 64180-1080 | 800FP-P0 | Pilot Light: Plastic, Amber, 22.5mm, Does not include power module | PUR | Pilot Light: Plastic, Amber, 22.5mm, Does not include power module | EA | EA |  | TRUE |  | P | DEL | 100
135551 | 3 | 1 | States | Champlin | Andrew Olson | TRUE | 2026-08-18T00:00:00 | 2026-10-26T00:00:00 | 2026-10-26T00:00:00 | 100 | 0 | 100 | 43.993 | 4399.3 | 55316-3157 | USA | D02 | 153 | VAN METER INC | 64180-1080 | 800F-NUG | Pilot Light: 24-120V AC/DC (24-132V), Green LED power module, 22.5mm | PUR | Pilot Light: 24-120V AC/DC (24-132V), Green LED power module, 22.5mm | EA | EA |  | TRUE |  | P | DEL | 100
135551 | 8 | 1 | States | Champlin | Andrew Olson | TRUE | 2026-08-18T00:00:00 | 2026-10-26T00:00:00 | 2026-10-26T00:00:00 | 60 | 0 | 60 | 29.212 | 1752.72 | 55316-3157 | USA | D02 | 153 | VAN METER INC | 64180-1080 | CCMR 10 | Littelfuse CCMR-10, 10 Amp, 600 VAC, Class CC, dual-element, time-delay (slow-blow) cartridge fuse | PUR | Littelfuse CCMR-10, 10 Amp, 600 VAC, Class CC, dual-element, time-delay (slow-blow) cartridge fuse | EA | EA |  | TRUE |  | P | DEL | 100
135551 | 2 | 1 | States | Champlin | Andrew Olson | TRUE | 2026-08-18T00:00:00 | 2026-10-26T00:00:00 | 2026-10-26T00:00:00 | 100 | 0 | 100 | 1.021 | 102.1 | 55316-3157 | USA | D02 | 153 | VAN METER INC | 64180-1080 | 700-HN156 | RETAINER CLIP | REL | RETAINER CLIP | EA | EA |  | TRUE |  | P | DEL | 100
135551 | 5 | 1 | States | Champlin | Andrew Olson | TRUE | 2026-08-18T00:00:00 | 2026-10-26T00:00:00 | 2026-10-26T00:00:00 | 100 | 0 | 100 | 19.565 | 1956.5 | 55316-3157 | USA | D02 | 153 | VAN METER INC | 64180-1080 | 800FP-LF3_ | Pushbutton, Illuminated, momentary : Green, Flush mount, 22.5mm | PUR | Pushbutton, Illuminated, momentary : Green, Flush mount, 22.5mm | EA | EA |  | TRUE |  | P | DEL | 100
132988 | 3 | 1 | States | Dayton | Andrew Olson | TRUE | 2026-05-05T00:00:00 | 2026-09-22T00:00:00 | 2026-08-03T00:00:00 | 26 | 0 | 26 | 121.761 | 3165.79 | 55369-6417 | USA | D02 | 153 | VAN METER INC | 64180-1080 | CHCC3DIU | FUSE HOLDER: 3P 10X38MFH 30A 600V CLASS CC INDICATOR | PUR | FUSE HOLDER: 3P 10X38MFH 30A 600V CLASS CC INDICATOR | EA | EA |  | TRUE |  | P | DEL | DAYTON
134542 | 10 | 1 | States | Champlin | Andrew Olson | TRUE | 2026-07-06T00:00:00 | 2026-10-30T00:00:00 | 2026-07-28T00:00:00 | 5 | 0 | 5 | 108.794 | 543.97 | 55316-3157 | USA | D02 | 153 | VAN METER INC | 64180-1080 | DRUBGFI20 | Receptacle: GFCI, 120V, 20A, Din rail mount | PUR | Receptacle: GFCI, 120V, 20A, Din rail mount | EA | EA |  | TRUE |  | P | DEL | 100 | 2026-07-28T00:00:00
134542 | 3 | 1 | States | Champlin | Andrew Olson | TRUE | 2026-07-06T00:00:00 | 2026-10-16T00:00:00 | 2026-10-16T00:00:00 | 18 | 0 | 18 | 10.385 | 186.93 | 55316-3157 | USA | D02 | 153 | VAN METER INC | 64180-1080 | 800FP-F2 | PUSHBUTTON BLACK, FLUSH MOUNT, 22.5MM, INCLUDES MOUNTING RING, MOMENTARY | MEC | PUSHBUTTON BLACK, FLUSH MOUNT, 22.5MM, INCLUDES MOUNTING RING, MOMENTARY | EA | EA |  | TRUE |  | P | DEL | 100
133298 | 1 | 1 | States | Dayton | Andrew Olson | TRUE | 2026-05-15T00:00:00 | 2026-11-23T00:00:00 | 2026-08-06T00:00:00 | 9 | 0 | 9 | 826.185 | 7435.67 | 55369-6417 | USA | D02 | 153 | VAN METER INC | 64180-1080 | 38RBA4-175E | FUSE, RBA 400 38KV 175E | PUR | FUSE, RBA 400 38KV 175E | EA | EA |  | TRUE |  | P | DEL | DAYTON | 2026-11-13T00:00:00
134056 | 2 | 1 | States | Dayton | Andrew Olson | TRUE | 2026-06-12T00:00:00 | 2026-09-14T00:00:00 | 2026-09-14T00:00:00 | 96 | 0 | 96 | 705.288 | 67707.65 | 55369-6417 | USA | D02 | 153 | VAN METER INC | 64180-1080 | 36ABGN223.15 | CPT Fuses | PUR | Primary Fuse | EA | EA |  | TRUE |  | P | DEL | DAYTON
133343 | 2 | 1 | States | Dayton | Andrew Olson | TRUE | 2026-05-18T00:00:00 | 2026-10-26T00:00:00 | 2026-10-26T00:00:00 | 30 | 0 | 30 | 43.993 | 1319.79 | 55369-6417 | USA | D02 | 153 | VAN METER INC | 64180-1080 | 800F-NUR | Pilot Light: 24-120V AC/DC (24-132V), Red LED power module, 22.5mm | PUR | Pilot Light: 24-120V AC/DC (24-132V), Red LED power module, 22.5mm | EA | EA |  | TRUE |  | P | DEL | DAYTON
133343 | 4 | 1 | States | Dayton | Andrew Olson | TRUE | 2026-05-18T00:00:00 | 2026-10-26T00:00:00 | 2026-10-26T00:00:00 | 30 | 0 | 30 | 8.457 | 253.71 | 55369-6417 | USA | D02 | 153 | VAN METER INC | 64180-1080 | 800FP-P4 | Pilot Light: Plastic, Red, 22.5mm, Does not include power module | PUR | Pilot Light: Plastic, Red, 22.5mm, Does not include power module | EA | EA |  | TRUE |  | P | DEL | DAYTON
133343 | 3 | 1 | States | Dayton | Andrew Olson | TRUE | 2026-05-18T00:00:00 | 2026-10-26T00:00:00 | 2026-10-26T00:00:00 | 30 | 0 | 30 | 8.457 | 253.71 | 55369-6417 | USA | D02 | 153 | VAN METER INC | 64180-1080 | 800FP-P3 | Pilot Light: Plastic, Green, 22.5mm, Does not include power module | PUR | Pilot Light: Plastic, Green, 22.5mm, Does not include power module | EA | EA |  | TRUE |  | P | DEL | DAYTON
133343 | 1 | 1 | States | Dayton | Andrew Olson | TRUE | 2026-05-18T00:00:00 | 2026-10-26T00:00:00 | 2026-10-26T00:00:00 | 30 | 0 | 30 | 43.993 | 1319.79 | 55369-6417 | USA | D02 | 153 | VAN METER INC | 64180-1080 | 800F-NUG | Pilot Light: 24-120V AC/DC (24-132V), Green LED power module, 22.5mm | PUR | Pilot Light: 24-120V AC/DC (24-132V), Green LED power module, 22.5mm | EA | EA |  | TRUE |  | P | DEL | DAYTON
133139 | 10 | 1 | States | Champlin | Andrew Olson | TRUE | 2026-05-11T00:00:00 | 2026-10-21T00:00:00 | 2026-10-21T00:00:00 | 283 | 0 | 283 | 6.105 | 1727.72 | 55316-3157 | USA | D02 | 153 | VAN METER INC | 64180-1080 | 800F-X10 | N.O. Contact Block for use with 800F series | PUR | N.O. Contact Block for use with 800F series | EA | EA |  | TRUE |  | P | DEL | 100
133139 | 7 | 1 | States | Champlin | Andrew Olson | TRUE | 2026-05-11T00:00:00 | 2026-09-24T00:00:00 | 2026-09-24T00:00:00 | 446 | 0 | 446 | 44.376 | 19791.7 | 55316-3157 | USA | D02 | 153 | VAN METER INC | 64180-1080 | 800F-NUW | Pilot Light: 24-120V AC/DC (24-132V), White LED power module, 22.5mm | PUR | Pilot Light: 24-120V AC/DC (24-132V), White LED power module, 22.5mm | EA | EA |  | TRUE |  | P | DEL | 100
133139 | 8 | 1 | States | Champlin | Andrew Olson | TRUE | 2026-05-11T00:00:00 | 2026-09-24T00:00:00 | 2026-09-24T00:00:00 | 220 | 0 | 220 | 22.817 | 5019.74 | 55316-3157 | USA | D02 | 153 | VAN METER INC | 64180-1080 | 800FP-LSM26 | 2 Position Illuminated Selector Switch - Plastic, Maintained, Blue | PUR | 2 Position Illuminated Selector Switch - Plastic, Maintained, Blue | EA | EA |  | TRUE |  | P | DEL | 100
131832 | 8 | 5 | States | Dayton | Andrew Olson | TRUE | 2026-03-18T00:00:00 | 2026-08-03T00:00:00 | 2026-08-03T00:00:00 | 50 | 0 | 50 | 236.277 | 897.85 | 55369-6417 | USA | D02 | 153 | VAN METER INC | 64180-1080 | DOT443 | 3/4" aluminum conduit | PUR | 3/4" aluminum conduit | EA | EA | WER | TRUE |  | P | DEL | DAYTON
132809 | 4 | 2 | States | Dayton | Andrew Olson | TRUE | 2026-04-28T00:00:00 | 2026-09-22T00:00:00 | 2026-08-03T00:00:00 | 32 | 0 | 32 | 121.761 | 5357.48 | 55369-6417 | USA | D02 | 153 | VAN METER INC | 64180-1080 | CHCC3DIU | FUSE HOLDER: 3P 10X38MFH 30A 600V CLASS CC INDICATOR | PUR | FUSE HOLDER: 3P 10X38MFH 30A 600V CLASS CC INDICATOR | EA | EA |  | TRUE |  | P | DEL | DAYTON
132809 | 4 | 1 | States | Dayton | Andrew Olson | TRUE | 2026-04-28T00:00:00 | 2026-09-22T00:00:00 | 2026-08-03T00:00:00 | 12 | 0 | 12 | 121.761 | 5357.48 | 55369-6417 | USA | D02 | 153 | VAN METER INC | 64180-1080 | CHCC3DIU | FUSE HOLDER: 3P 10X38MFH 30A 600V CLASS CC INDICATOR | PUR | FUSE HOLDER: 3P 10X38MFH 30A 600V CLASS CC INDICATOR | EA | EA |  | TRUE |  | P | DEL | DAYTON
132809 | 5 | 1 | States | Dayton | Andrew Olson | TRUE | 2026-04-28T00:00:00 | 2026-10-30T00:00:00 | 2026-08-03T00:00:00 | 1 | 0 | 1 | 156.949 | 156.95 | 55369-6417 | USA | D02 | 153 | VAN METER INC | 64180-1080 | DRUBGFI20 | Receptacle: GFCI, 120V, 20A, Din rail mount | PUR | Receptacle: GFCI, 120V, 20A, Din rail mount | EA | EA |  | TRUE |  | P | DEL | Dayton | 2026-08-03T00:00:00
133042 | 2 | 1 | States | Dayton | Andrew Olson | TRUE | 2026-05-07T00:00:00 | 2026-10-23T00:00:00 | 2026-10-23T00:00:00 | 106 | 0 | 106 | 39.09 | 4143.54 | 55369-6417 | USA | D02 | 153 | VAN METER INC | 64180-1080 | 800F-NUG | Pilot Light: 24-120V AC/DC (24-132V), Green LED power module, 22.5mm | PUR | Pilot Light: 24-120V AC/DC (24-132V), Green LED power module, 22.5mm | EA | EA |  | TRUE |  | P | DEL | DAYTON
133042 | 1 | 2 | States | Dayton | Andrew Olson | TRUE | 2026-05-07T00:00:00 | 2026-09-24T00:00:00 | 2026-09-24T00:00:00 | 569 | 0 | 569 | 2.97 | 1906.74 | 55369-6417 | USA | D02 | 153 | VAN METER INC | 64180-1080 | 800F-ALP | 800F Latch, Plastic Latch | PUR | 800F Latch, Plastic Latch | EA | EA |  | TRUE |  | P | DEL | DAYTON
133042 | 8 | 1 | States | Dayton | Andrew Olson | TRUE | 2026-05-07T00:00:00 | 2026-10-23T00:00:00 | 2026-10-23T00:00:00 | 224 | 0 | 224 | 380.093 | 85140.83 | 55369-6417 | USA | D02 | 153 | VAN METER INC | 64180-1080 | FLK-075-CLKT | Fluke FLK-075-CLKT IR Window | PUR | Fluke FLK-075-CLKT IR Window | EA | EA |  | TRUE |  | P | DEL | DAYTON
133042 | 3 | 1 | States | Dayton | Andrew Olson | TRUE | 2026-05-07T00:00:00 | 2026-10-23T00:00:00 | 2026-10-23T00:00:00 | 111 | 0 | 111 | 39.09 | 4338.99 | 55369-6417 | USA | D02 | 153 | VAN METER INC | 64180-1080 | 800F-NUR | Pilot Light: 24-120V AC/DC (24-132V), Red LED power module, 22.5mm | PUR | Pilot Light: 24-120V AC/DC (24-132V), Red LED power module, 22.5mm | EA | EA |  | TRUE |  | P | DEL | DAYTON
133042 | 5 | 1 | States | Dayton | Andrew Olson | TRUE | 2026-05-07T00:00:00 | 2026-10-23T00:00:00 | 2026-10-23T00:00:00 | 90 | 0 | 90 | 8.57 | 771.3 | 55369-6417 | USA | D02 | 153 | VAN METER INC | 64180-1080 | 800FP-P3 | Pilot Light: Plastic, Green, 22.5mm, Does not include power module | PUR | Pilot Light: Plastic, Green, 22.5mm, Does not include power module | EA | EA |  | TRUE |  | P | DEL | DAYTON
133042 | 6 | 1 | States | Dayton | Andrew Olson | TRUE | 2026-05-07T00:00:00 | 2026-10-23T00:00:00 | 2026-10-23T00:00:00 | 107 | 0 | 107 | 8.57 | 916.99 | 55369-6417 | USA | D02 | 153 | VAN METER INC | 64180-1080 | 800FP-P4 | Pilot Light: Plastic, Red, 22.5mm, Does not include power module | PUR | Pilot Light: Plastic, Red, 22.5mm, Does not include power module | EA | EA |  | TRUE |  | P | DEL | DAYTON
135192 | 2 | 1 | States | Dayton | Andrew Olson | TRUE | 2026-08-04T00:00:00 | 2026-10-05T00:00:00 | 2026-10-05T00:00:00 | 36 | 0 | 36 | 346.048 | 33220.61 | 55369-6417 | USA | D02 | 153 | VAN METER INC | 64180-1080 | FLK-050-CLKT | 2 IN 50MM C-RANGE IR WINDOW FLUKE | PUR | 2 IN 50MM C-RANGE IR WINDOW FLUKE | EA | EA |  | TRUE |  | P | DEL | Dayton
135192 | 2 | 2 | States | Dayton | Andrew Olson | TRUE | 2026-08-04T00:00:00 | 2026-11-09T00:00:00 | 2026-11-09T00:00:00 | 60 | 0 | 60 | 346.048 | 33220.61 | 55369-6417 | USA | D02 | 153 | VAN METER INC | 64180-1080 | FLK-050-CLKT | 2 IN 50MM C-RANGE IR WINDOW FLUKE | PUR | 2 IN 50MM C-RANGE IR WINDOW FLUKE | EA | EA |  | TRUE |  | P | DEL | Dayton
135623 | 1 | 2 | States | Dayton | Andrew Olson | TRUE | 2026-08-20T00:00:00 | 2026-11-20T00:00:00 | 2026-11-20T00:00:00 | 66 | 0 | 66 | 93.452 | 37006.99 | 55369 | USA | D02 | 153 | VAN METER INC | 64180-1080 | 1A0835 | Eaton Bussmann series fuse clip, Surge protection device, NEMA 4X, Potential transformer fuses, 300 kAIC | PUR | Eaton Bussmann series fuse clip, Surge protection device, NEMA 4X, Potential transformer fuses, 300 kAIC | EA | EA |  | TRUE |  | P | DEL | DAYTON
135623 | 1 | 5 | States | Dayton | Andrew Olson | TRUE | 2026-08-20T00:00:00 | 2027-02-22T00:00:00 | 2027-02-22T00:00:00 | 72 | 0 | 72 | 93.452 | 37006.99 | 55369 | USA | D02 | 153 | VAN METER INC | 64180-1080 | 1A0835 | Eaton Bussmann series fuse clip, Surge protection device, NEMA 4X, Potential transformer fuses, 300 kAIC | PUR | Eaton Bussmann series fuse clip, Surge protection device, NEMA 4X, Potential transformer fuses, 300 kAIC | EA | EA |  | TRUE |  | P | DEL | DAYTON
135623 | 1 | 1 | States | Dayton | Andrew Olson | TRUE | 2026-08-20T00:00:00 | 2026-09-30T00:00:00 | 2026-09-30T00:00:00 | 6 | 0 | 6 | 93.452 | 37006.99 | 55369 | USA | D02 | 153 | VAN METER INC | 64180-1080 | 1A0835 | Eaton Bussmann series fuse clip, Surge protection device, NEMA 4X, Potential transformer fuses, 300 kAIC | PUR | Eaton Bussmann series fuse clip, Surge protection device, NEMA 4X, Potential transformer fuses, 300 kAIC | EA | EA |  | TRUE |  | P | DEL | DAYTON
135623 | 1 | 4 | States | Dayton | Andrew Olson | TRUE | 2026-08-20T00:00:00 | 2027-01-19T00:00:00 | 2027-01-19T00:00:00 | 72 | 0 | 72 | 93.452 | 37006.99 | 55369 | USA | D02 | 153 | VAN METER INC | 64180-1080 | 1A0835 | Eaton Bussmann series fuse clip, Surge protection device, NEMA 4X, Potential transformer fuses, 300 kAIC | PUR | Eaton Bussmann series fuse clip, Surge protection device, NEMA 4X, Potential transformer fuses, 300 kAIC | EA | EA |  | TRUE |  | P | DEL | DAYTON
135623 | 1 | 6 | States | Dayton | Andrew Olson | TRUE | 2026-08-20T00:00:00 | 2027-03-22T00:00:00 | 2027-03-22T00:00:00 | 72 | 0 | 72 | 93.452 | 37006.99 | 55369 | USA | D02 | 153 | VAN METER INC | 64180-1080 | 1A0835 | Eaton Bussmann series fuse clip, Surge protection device, NEMA 4X, Potential transformer fuses, 300 kAIC | PUR | Eaton Bussmann series fuse clip, Surge protection device, NEMA 4X, Potential transformer fuses, 300 kAIC | EA | EA |  | TRUE |  | P | DEL | DAYTON
135623 | 1 | 7 | States | Dayton | Andrew Olson | TRUE | 2026-08-20T00:00:00 | 2027-04-26T00:00:00 | 2027-04-26T00:00:00 | 36 | 0 | 36 | 93.452 | 37006.99 | 55369 | USA | D02 | 153 | VAN METER INC | 64180-1080 | 1A0835 | Eaton Bussmann series fuse clip, Surge protection device, NEMA 4X, Potential transformer fuses, 300 kAIC | PUR | Eaton Bussmann series fuse clip, Surge protection device, NEMA 4X, Potential transformer fuses, 300 kAIC | EA | EA |  | TRUE |  | P | DEL | DAYTON
135623 | 1 | 3 | States | Dayton | Andrew Olson | TRUE | 2026-08-20T00:00:00 | 2026-12-17T00:00:00 | 2026-12-17T00:00:00 | 72 | 0 | 72 | 93.452 | 37006.99 | 55369 | USA | D02 | 153 | VAN METER INC | 64180-1080 | 1A0835 | Eaton Bussmann series fuse clip, Surge protection device, NEMA 4X, Potential transformer fuses, 300 kAIC | PUR | Eaton Bussmann series fuse clip, Surge protection device, NEMA 4X, Potential transformer fuses, 300 kAIC | EA | EA |  | TRUE |  | P | DEL | DAYTON
136178 | 3 | 1 | States | Champlin | Andrew Olson | TRUE | 2026-09-16T00:00:00 | 2027-01-15T00:00:00 | 2027-01-15T00:00:00 | 400 | 0 | 400 | 1.021 | 408.4 | 55316 | USA | D02 | 153 | VAN METER INC | 64180-1080 | 700-HN156 | RETAINER CLIP | REL | RETAINER CLIP | EA | EA |  | TRUE |  | P | DEL | 100 | 2027-01-15T00:00:00
136178 | 1 | 1 | States | Champlin | Andrew Olson | TRUE | 2026-09-16T00:00:00 | 2027-01-15T00:00:00 | 2027-01-15T00:00:00 | 175 | 0 | 175 | 22.371 | 3914.93 | 55316 | USA | D02 | 153 | VAN METER INC | 64180-1080 | 700-HB33A24-3-4 | Control relay: 24VDC Coil, 3PDT, with led and test button | PUR | Control relay: 24VDC Coil, 3PDT, with led and test button | EA | EA |  | TRUE |  | P | DEL | 100 | 2027-01-15T00:00:00
136178 | 2 | 1 | States | Champlin | Andrew Olson | TRUE | 2026-09-16T00:00:00 | 2027-01-15T00:00:00 | 2027-01-15T00:00:00 | 550 | 0 | 550 | 9.082 | 4995.1 | 55316 | USA | D02 | 153 | VAN METER INC | 64180-1080 | 700-HN154 | Relay base for A-B P/N 700-HB33**** relays | PUR | Relay base for A-B P/N 700-HB33**** relays | EA | EA |  | TRUE |  | P | DEL | 100 | 2027-01-15T00:00:00
132750 | 2 | 9 | States | Champlin | Andrew Olson | TRUE | 2026-04-24T00:00:00 | 2026-10-20T00:00:00 | 2026-10-20T00:00:00 | 48 | 0 | 48 | 2.97 | 1880.01 | 55316-3157 | USA | D02 | 153 | VAN METER INC | 64180-1080 | 800F-ALP | 800F Latch, Plastic Latch | PUR | 800F Latch, Plastic Latch | EA | EA |  | TRUE |  | P | DEL | 100
132750 | 4 | 9 | States | Champlin | Andrew Olson | TRUE | 2026-04-24T00:00:00 | 2026-10-20T00:00:00 | 2026-10-20T00:00:00 | 42 | 0 | 42 | 44.376 | 17306.64 | 55316-3157 | USA | D02 | 153 | VAN METER INC | 64180-1080 | 800F-NUW | Pilot Light: 24-120V AC/DC (24-132V), White LED power module, 22.5mm | PUR | Pilot Light: 24-120V AC/DC (24-132V), White LED power module, 22.5mm | EA | EA |  | TRUE |  | P | DEL | 100
132750 | 2 | 10 | States | Champlin | Andrew Olson | TRUE | 2026-04-24T00:00:00 | 2026-11-04T00:00:00 | 2026-11-04T00:00:00 | 12 | 0 | 12 | 2.97 | 1880.01 | 55316-3157 | USA | D02 | 153 | VAN METER INC | 64180-1080 | 800F-ALP | 800F Latch, Plastic Latch | PUR | 800F Latch, Plastic Latch | EA | EA |  | TRUE |  | P | DEL | 100
132750 | 4 | 10 | States | Champlin | Andrew Olson | TRUE | 2026-04-24T00:00:00 | 2026-11-04T00:00:00 | 2026-11-04T00:00:00 | 6 | 0 | 6 | 44.376 | 17306.64 | 55316-3157 | USA | D02 | 153 | VAN METER INC | 64180-1080 | 800F-NUW | Pilot Light: 24-120V AC/DC (24-132V), White LED power module, 22.5mm | PUR | Pilot Light: 24-120V AC/DC (24-132V), White LED power module, 22.5mm | EA | EA |  | TRUE |  | P | DEL | 100
132750 | 8 | 11 | States | Champlin | Andrew Olson | TRUE | 2026-04-24T00:00:00 | 2026-11-04T00:00:00 | 2026-11-04T00:00:00 | 50 | 0 | 50 | 6.105 | 5628.81 | 55316-3157 | USA | D02 | 153 | VAN METER INC | 64180-1080 | 800F-X10 | N.O. Contact Block for use with 800F series | PUR | N.O. Contact Block for use with 800F series | EA | EA |  | TRUE |  | P | DEL | 100
132750 | 3 | 2 | States | Champlin | Andrew Olson | TRUE | 2026-04-24T00:00:00 | 2026-10-21T00:00:00 | 2026-10-21T00:00:00 | 3 | 0 | 3 | 45.904 | 734.46 | 55316-3157 | USA | D02 | 153 | VAN METER INC | 64180-1080 | 800F-AMRG | Protective Ring for 800FP-MP44 Emergency Stop Push Button | PUR | Protective Ring for 800FP-MP44 Emergency Stop Push Button | EA | EA |  | TRUE |  | P | DEL | 100
132750 | 7 | 7 | States | Champlin | Andrew Olson | TRUE | 2026-04-24T00:00:00 | 2026-10-21T00:00:00 | 2026-10-21T00:00:00 | 6 | 0 | 6 | 6.451 | 1070.87 | 55316-3157 | USA | D02 | 153 | VAN METER INC | 64180-1080 | 800F-X01 | NC Contact Block 800F PB, 22mm Contact Block, Standard, Screw Contact Block, 1 N.C., Latch Mounting | PUR | NC Contact Block 800F PB, 22mm Contact Block, Standard, Screw Contact Block, 1 N.C., Latch Mounting | EA | EA |  | TRUE |  | P | DEL | 100
132750 | 8 | 10 | States | Champlin | Andrew Olson | TRUE | 2026-04-24T00:00:00 | 2026-10-20T00:00:00 | 2026-10-20T00:00:00 | 78 | 0 | 78 | 6.105 | 5628.81 | 55316-3157 | USA | D02 | 153 | VAN METER INC | 64180-1080 | 800F-X10 | N.O. Contact Block for use with 800F series | PUR | N.O. Contact Block for use with 800F series | EA | EA |  | TRUE |  | P | DEL | 100
132534 | 4 | 1 | States | Champlin | Andrew Olson | TRUE | 2026-04-16T00:00:00 | 2026-11-04T00:00:00 | 2026-11-04T00:00:00 | 50 | 0 | 50 | 6.105 | 305.25 | 55316-3157 | USA | D02 | 153 | VAN METER INC | 64180-1080 | 800F-X10 | N.O. Contact Block for use with 800F series | PUR | N.O. Contact Block for use with 800F series | EA | EA |  | TRUE |  | P | DEL | 100
132534 | 2 | 6 | States | Champlin | Andrew Olson | TRUE | 2026-04-16T00:00:00 | 2026-10-20T00:00:00 | 2026-10-20T00:00:00 | 6 | 1 | 5 | 44.376 | 2440.68 | 55316-3157 | USA | D02 | 153 | VAN METER INC | 64180-1080 | 800F-NUW | Pilot Light: 24-120V AC/DC (24-132V), White LED power module, 22.5mm | PUR | Pilot Light: 24-120V AC/DC (24-132V), White LED power module, 22.5mm | EA | EA |  | TRUE |  | P | DEL | 100
132534 | 1 | 5 | States | Champlin | Andrew Olson | TRUE | 2026-04-16T00:00:00 | 2026-09-24T00:00:00 | 2026-09-24T00:00:00 | 7 | 0 | 7 | 2.97 | 163.35 | 55316-3157 | USA | D02 | 153 | VAN METER INC | 64180-1080 | 800F-ALP | 800F Latch, Plastic Latch | PUR | 800F Latch, Plastic Latch | EA | EA |  | TRUE |  | P | DEL | 100
132534 | 3 | 6 | States | Champlin | Andrew Olson | TRUE | 2026-04-16T00:00:00 | 2026-11-04T00:00:00 | 2026-11-04T00:00:00 | 6 | 0 | 6 | 22.817 | 935.5 | 55316-3157 | USA | D02 | 153 | VAN METER INC | 64180-1080 | 800FP-LSM26 | 2 Position Illuminated Selector Switch - Plastic, Maintained, Blue | PUR | 2 Position Illuminated Selector Switch - Plastic, Maintained, Blue | EA | EA |  | TRUE |  | P | DEL | 100
132534 | 1 | 4 | States | Champlin | Andrew Olson | TRUE | 2026-04-16T00:00:00 | 2026-09-24T00:00:00 | 2026-09-24T00:00:00 | 12 | 0 | 12 | 2.97 | 163.35 | 55316-3157 | USA | D02 | 153 | VAN METER INC | 64180-1080 | 800F-ALP | 800F Latch, Plastic Latch | PUR | 800F Latch, Plastic Latch | EA | EA |  | TRUE |  | P | DEL | 100
132534 | 2 | 7 | States | Champlin | Andrew Olson | TRUE | 2026-04-16T00:00:00 | 2026-11-04T00:00:00 | 2026-11-04T00:00:00 | 6 | 0 | 6 | 44.376 | 2440.68 | 55316-3157 | USA | D02 | 153 | VAN METER INC | 64180-1080 | 800F-NUW | Pilot Light: 24-120V AC/DC (24-132V), White LED power module, 22.5mm | PUR | Pilot Light: 24-120V AC/DC (24-132V), White LED power module, 22.5mm | EA | EA |  | TRUE |  | P | DEL | 100
134843 | 1 | 1 | States | Dayton | Andrew Olson | TRUE | 2026-07-17T00:00:00 | 2026-10-01T00:00:00 | 2026-10-01T00:00:00 | 224 | 0 | 224 | 516.542 | 115705.41 | 55369-6417 | USA | D02 | 153 | VAN METER INC | 64180-1080 | FLK-75-CLKT | Infrared Window, 75mm | PUR | Infrared Window, 75mm | EA | EA |  | TRUE |  | P | DEL | DAYTON
135291 | 1 | 1 | States | Champlin | Andrew Olson | TRUE | 2026-08-07T00:00:00 | 2026-10-26T00:00:00 | 2026-10-26T00:00:00 | 10 | 0 | 10 | 346.772 | 3467.72 | 55316-3157 | USA | D02 | 153 | VAN METER INC | 64180-1080 | E750 | SolaHD Control Transformer, Encapsulated, Series: SBE, 240/480 VAC Primary, 120 VAC Secondary, 0.75 kVA Power, 50/60 Hz Frequency, 1 ph, Lead Wire Connection, Surface Mounting, 105 deg C Insulation, IP20 Enclosure, 131 deg F | PUR | SolaHD Control Transformer, Encapsulated, Series: SBE, 240/480 VAC Primary, 120 VAC Secondary, 0.75 kVA Power, 50/60 Hz Frequency, 1 ph, Lead Wire Connection, Surface Mounting, 105 deg C Insulation, IP20 Enclosure, 131 deg F | EA | EA |  | TRUE |  | P | DEL | 100
135444 | 1 | 1 | States | Champlin | Andrew Olson | TRUE | 2026-08-13T00:00:00 | 2027-01-04T00:00:00 | 2027-01-04T00:00:00 | 15 | 0 | 15 | 29.212 | 438.18 | 55316-3157 | USA | D02 | 153 | VAN METER INC | 64180-1080 | CCMR003 | Fuse: 3A, Class CC time-delay, current limiting, 600VAC, 200kA interrupt cap, rejection type | PUR | Fuse: 3A, Class CC time-delay, current limiting, 600VAC, 200kA interrupt cap, rejection type | EA | EA |  | TRUE |  | P | DEL | 100
133499 | 6 | 3 | States | Champlin | Andrew Olson | TRUE | 2026-05-21T00:00:00 | 2026-09-24T00:00:00 |  | 29 | 0 | 29 | 169.017 | 6253.63 | 55316-3157 | USA | D02 | 153 | VAN METER INC | 64180-1080 | E250 | Control transformer, 250VA, 240/480V primary, 120V secondary | PUR | Control transformer, 250VA, 240/480V primary, 120V secondary | EA | EA |  | TRUE |  | P | DEL | 100
133499 | 9 | 3 | States | Champlin | Andrew Olson | TRUE | 2026-05-21T00:00:00 | 2026-09-24T00:00:00 |  | 15 | 0 | 15 | 15.535 | 481.59 | 55316-3157 | USA | D02 | 153 | VAN METER INC | 64180-1080 | SPLMT-HKT | Splice tray mounting hardware kit | PUR | Splice tray mounting hardware kit | EA | EA |  | TRUE |  | P | DEL | 100
133499 | 4 | 4 | States | Champlin | Andrew Olson | TRUE | 2026-05-21T00:00:00 | 2026-10-21T00:00:00 |  | 92 | 0 | 92 | 29.212 | 6134.52 | 55316-3157 | USA | D02 | 153 | VAN METER INC | 64180-1080 | CCMR007 | Fuse: 7A, Class CC time-delay, current limiting, 600VAC, 200kA interrupt cap, rejection type | PUR | Fuse: 7A, Class CC time-delay, current limiting, 600VAC, 200kA interrupt cap, rejection type | EA | EA |  | TRUE |  | P | DEL | 100
133499 | 8 | 1 | States | Champlin | Andrew Olson | TRUE | 2026-05-21T00:00:00 | 2026-11-20T00:00:00 |  | 2 | 0 | 2 | 213.97 | 427.94 | 55316-3157 | USA | D02 | 153 | VAN METER INC | 64180-1080 | N1J12128 | NEMA 1 Box Metal, Steel Gray Hinged Door, Lid 12.000" L x 12.000" W (304.80mm x 304.80mm) X 8.000" (203.20mm) | PUR | NEMA 1 Box Metal, Steel Gray Hinged Door, Lid 12.000" L x 12.000" W (304.80mm x 304.80mm) X 8.000" (203.20mm) | EA | EA |  | TRUE |  | P | DEL | 100
133499 | 5 | 1 | States | Champlin | Andrew Olson | TRUE | 2026-05-21T00:00:00 | 2026-11-20T00:00:00 |  | 3 | 0 | 3 | 29.212 | 87.64 | 55316-3157 | USA | D02 | 153 | VAN METER INC | 64180-1080 | CCMR-1 | Fuse: 1A, time-delay, clss cc, current limiting, 600VAC | PUR | Fuse: 1A, time-delay, clss cc, current limiting, 600VAC | EA | EA |  | TRUE |  | P | DEL | 100
133499 | 4 | 2 | States | Champlin | Andrew Olson | TRUE | 2026-05-21T00:00:00 | 2026-09-24T00:00:00 |  | 66 | 0 | 66 | 29.212 | 6134.52 | 55316-3157 | USA | D02 | 153 | VAN METER INC | 64180-1080 | CCMR007 | Fuse: 7A, Class CC time-delay, current limiting, 600VAC, 200kA interrupt cap, rejection type | PUR | Fuse: 7A, Class CC time-delay, current limiting, 600VAC, 200kA interrupt cap, rejection type | EA | EA |  | TRUE |  | P | DEL | 100
133499 | 3 | 4 | States | Champlin | Andrew Olson | TRUE | 2026-05-21T00:00:00 | 2026-10-26T00:00:00 |  | 80 | 0 | 80 | 29.212 | 5959.25 | 55316-3157 | USA | D02 | 153 | VAN METER INC | 64180-1080 | CCMR003 | Fuse: 3A, Class CC time-delay, current limiting, 600VAC, 200kA interrupt cap, rejection type | PUR | Fuse: 3A, Class CC time-delay, current limiting, 600VAC, 200kA interrupt cap, rejection type | EA | EA |  | TRUE |  | P | DEL | 100
133499 | 7 | 4 | States | Champlin | Andrew Olson | TRUE | 2026-05-21T00:00:00 | 2026-08-31T00:00:00 | 2026-08-01T00:00:00 | 67 | 59 | 8 | 346.772 | 48201.31 | 55316-3157 | USA | D02 | 153 | VAN METER INC | 64180-1080 | E750 | SolaHD Control Transformer, Encapsulated, Series: SBE, 240/480 VAC Primary, 120 VAC Secondary, 0.75 kVA Power, 50/60 Hz Frequency, 1 ph, Lead Wire Connection, Surface Mounting, 105 deg C Insulation, IP20 Enclosure, 131 deg F | PUR | SolaHD Control Transformer, Encapsulated, Series: SBE, 240/480 VAC Primary, 120 VAC Secondary, 0.75 kVA Power, 50/60 Hz Frequency, 1 ph, Lead Wire Connection, Surface Mounting, 105 deg C Insulation, IP20 Enclosure, 131 deg F | EA | EA |  | TRUE |  | P | DEL | 100 | 2026-08-01T00:00:00
133499 | 2 | 7 | States | Champlin | Andrew Olson | TRUE | 2026-05-21T00:00:00 | 2026-11-20T00:00:00 |  | 100 | 0 | 100 | 29.212 | 22347.18 | 55316-3157 | USA | D02 | 153 | VAN METER INC | 64180-1080 | CCMR002 | Fuse: 2A, Class CC time-delay, current limiting, 600VAC, 200kA interrupt cap, rejection type | PUR | Fuse: 2A, Class CC time-delay, current limiting, 600VAC, 200kA interrupt cap, rejection type | EA | EA |  | TRUE |  | P | DEL | 100
133499 | 2 | 4 | States | Champlin | Andrew Olson | TRUE | 2026-05-21T00:00:00 | 2026-10-12T00:00:00 |  | 300 | 0 | 300 | 29.212 | 22347.18 | 55316-3157 | USA | D02 | 153 | VAN METER INC | 64180-1080 | CCMR002 | Fuse: 2A, Class CC time-delay, current limiting, 600VAC, 200kA interrupt cap, rejection type | PUR | Fuse: 2A, Class CC time-delay, current limiting, 600VAC, 200kA interrupt cap, rejection type | EA | EA |  | TRUE |  | P | DEL | 100
133499 | 3 | 3 | States | Champlin | Andrew Olson | TRUE | 2026-05-21T00:00:00 | 2026-09-24T00:00:00 |  | 64 | 0 | 64 | 29.212 | 5959.25 | 55316-3157 | USA | D02 | 153 | VAN METER INC | 64180-1080 | CCMR003 | Fuse: 3A, Class CC time-delay, current limiting, 600VAC, 200kA interrupt cap, rejection type | PUR | Fuse: 3A, Class CC time-delay, current limiting, 600VAC, 200kA interrupt cap, rejection type | EA | EA |  | TRUE |  | P | DEL | 100
133499 | 2 | 3 | States | Champlin | Andrew Olson | TRUE | 2026-05-21T00:00:00 | 2026-09-24T00:00:00 |  | 165 | 0 | 165 | 29.212 | 22347.18 | 55316-3157 | USA | D02 | 153 | VAN METER INC | 64180-1080 | CCMR002 | Fuse: 2A, Class CC time-delay, current limiting, 600VAC, 200kA interrupt cap, rejection type | PUR | Fuse: 2A, Class CC time-delay, current limiting, 600VAC, 200kA interrupt cap, rejection type | EA | EA |  | TRUE |  | P | DEL | 100
135704 | 2 | 1 | States | Champlin | Andrew Olson | TRUE | 2026-08-25T00:00:00 | 2026-12-15T00:00:00 | 2026-12-15T00:00:00 | 300 | 0 | 300 | 1.021 | 306.3 | 55316 | USA | D02 | 153 | VAN METER INC | 64180-1080 | 700-HN156 | RETAINER CLIP | REL | RETAINER CLIP | EA | EA |  | TRUE |  | P | DEL | 100
135704 | 1 | 1 | States | Champlin | Andrew Olson | TRUE | 2026-08-25T00:00:00 | 2026-12-15T00:00:00 | 2026-12-15T00:00:00 | 100 | 0 | 100 | 22.371 | 2237.1 | 55316 | USA | D02 | 153 | VAN METER INC | 64180-1080 | 700-HB33A24-3-4 | Control relay: 24VDC Coil, 3PDT, with led and test button | PUR | Control relay: 24VDC Coil, 3PDT, with led and test button | EA | EA |  | TRUE |  | P | DEL | 100
135704 | 3 | 1 | States | Champlin | Andrew Olson | TRUE | 2026-08-25T00:00:00 | 2026-12-15T00:00:00 | 2026-12-15T00:00:00 | 100 | 0 | 100 | 30.902 | 3090.2 | 55316 | USA | D02 | 153 | VAN METER INC | 64180-1080 | CCMR030 | Fuse: 30A, Class CC time-delay, current limiting, 600VAC, 200kA interrupt cap, rejection type | PUR | Fuse: 30A, Class CC time-delay, current limiting, 600VAC, 200kA interrupt cap, rejection type | EA | EA |  | TRUE |  | P | DEL | 100
135445 | 1 | 4 | States | Dayton | Andrew Olson | TRUE | 2026-08-13T00:00:00 | 2027-01-19T00:00:00 | 2027-01-19T00:00:00 | 90 | 0 | 90 | 483.11 | 95655.78 | 55369-6417 | USA | D02 | 153 | VAN METER INC | 64180-1080 | 38CAVH0.5E | Eaton Bussmann series medium auxiliary fuse, VT fuse-link, medium voltage, 0.5 A, AC 38 kV, 440 x 41.3 mm, back-up, IEC, US, 0.5E, Protect of auxiliary trans, 0.5 A, 0.5E, 40K A Breaking Cap, Inst Air, E, IEC, AC, Class back-up | PUR | Eaton Bussmann series medium auxiliary fuse, VT fuse-link, medium voltage, 0.5 A, AC 38 kV, 440 x 41.3 mm, back-up, IEC, US, 0.5E, Protect of auxiliary trans, 0.5 A, 0.5E, 40K A Breaking Cap, Inst Air, E, IEC, AC, Class back-up | EA | EA |  | TRUE |  | P | DEL | DAYTON
135445 | 1 | 1 | States | Dayton | Andrew Olson | TRUE | 2026-08-13T00:00:00 | 2026-11-20T00:00:00 | 2026-11-20T00:00:00 | 3 | 0 | 3 | 483.11 | 95655.78 | 55369-6417 | USA | D02 | 153 | VAN METER INC | 64180-1080 | 38CAVH0.5E | Eaton Bussmann series medium auxiliary fuse, VT fuse-link, medium voltage, 0.5 A, AC 38 kV, 440 x 41.3 mm, back-up, IEC, US, 0.5E, Protect of auxiliary trans, 0.5 A, 0.5E, 40K A Breaking Cap, Inst Air, E, IEC, AC, Class back-up | PUR | Eaton Bussmann series medium auxiliary fuse, VT fuse-link, medium voltage, 0.5 A, AC 38 kV, 440 x 41.3 mm, back-up, IEC, US, 0.5E, Protect of auxiliary trans, 0.5 A, 0.5E, 40K A Breaking Cap, Inst Air, E, IEC, AC, Class back-up | EA | EA |  | TRUE |  | P | DEL | DAYTON | 2026-09-30T00:00:00
135445 | 1 | 3 | States | Dayton | Andrew Olson | TRUE | 2026-08-13T00:00:00 | 2026-12-17T00:00:00 | 2026-12-17T00:00:00 | 72 | 0 | 72 | 483.11 | 95655.78 | 55369-6417 | USA | D02 | 153 | VAN METER INC | 64180-1080 | 38CAVH0.5E | Eaton Bussmann series medium auxiliary fuse, VT fuse-link, medium voltage, 0.5 A, AC 38 kV, 440 x 41.3 mm, back-up, IEC, US, 0.5E, Protect of auxiliary trans, 0.5 A, 0.5E, 40K A Breaking Cap, Inst Air, E, IEC, AC, Class back-up | PUR | Eaton Bussmann series medium auxiliary fuse, VT fuse-link, medium voltage, 0.5 A, AC 38 kV, 440 x 41.3 mm, back-up, IEC, US, 0.5E, Protect of auxiliary trans, 0.5 A, 0.5E, 40K A Breaking Cap, Inst Air, E, IEC, AC, Class back-up | EA | EA |  | TRUE |  | P | DEL | DAYTON
135445 | 1 | 2 | States | Dayton | Andrew Olson | TRUE | 2026-08-13T00:00:00 | 2026-11-20T00:00:00 | 2026-11-20T00:00:00 | 33 | 0 | 33 | 483.11 | 95655.78 | 55369-6417 | USA | D02 | 153 | VAN METER INC | 64180-1080 | 38CAVH0.5E | Eaton Bussmann series medium auxiliary fuse, VT fuse-link, medium voltage, 0.5 A, AC 38 kV, 440 x 41.3 mm, back-up, IEC, US, 0.5E, Protect of auxiliary trans, 0.5 A, 0.5E, 40K A Breaking Cap, Inst Air, E, IEC, AC, Class back-up | PUR | Eaton Bussmann series medium auxiliary fuse, VT fuse-link, medium voltage, 0.5 A, AC 38 kV, 440 x 41.3 mm, back-up, IEC, US, 0.5E, Protect of auxiliary trans, 0.5 A, 0.5E, 40K A Breaking Cap, Inst Air, E, IEC, AC, Class back-up | EA | EA |  | TRUE |  | P | DEL | DAYTON
134075 | 3 | 1 | States | Champlin | Andrew Olson | TRUE | 2026-06-15T00:00:00 | 2026-10-01T00:00:00 | 2026-10-01T00:00:00 | 5 | 0 | 5 | 213.97 | 1069.85 | 55316-3157 | USA | D02 | 153 | VAN METER INC | 64180-1080 | N1J12128 | NEMA 1 Box Metal, Steel Gray Hinged Door, Lid 12.000" L x 12.000" W (304.80mm x 304.80mm) X 8.000" (203.20mm) | PUR | NEMA 1 Box Metal, Steel Gray Hinged Door, Lid 12.000" L x 12.000" W (304.80mm x 304.80mm) X 8.000" (203.20mm) | EA | EA |  | TRUE |  | P | DEL | 100
134075 | 2 | 1 | States | Champlin | Andrew Olson | TRUE | 2026-06-15T00:00:00 | 2026-11-02T00:00:00 | 2026-11-02T00:00:00 | 1000 | 0 | 1000 | 22.516 | 22516 | 55316-3157 | USA | D02 | 153 | VAN METER INC | 64180-1080 | 800FP-LSM26 | 2 Position Illuminated Selector Switch - Plastic, Maintained, Blue | PUR | 2 Position Illuminated Selector Switch - Plastic, Maintained, Blue | EA | EA |  | TRUE |  | P | DEL | 100
132956 | 1 | 6 | States | Champlin | Andrew Olson | TRUE | 2026-05-04T00:00:00 | 2026-12-04T00:00:00 | 2026-12-04T00:00:00 | 2 | 0 | 2 | 6.451 | 193.53 | 55316-3157 | USA | D02 | 153 | VAN METER INC | 64180-1080 | 800F-X01 | NC Contact Block 800F PB, 22mm Contact Block, Standard, Screw Contact Block, 1 N.C., Latch Mounting | PUR | NC Contact Block 800F PB, 22mm Contact Block, Standard, Screw Contact Block, 1 N.C., Latch Mounting | EA | EA |  | TRUE |  | P | DEL | 100
132956 | 1 | 4 | States | Champlin | Andrew Olson | TRUE | 2026-05-04T00:00:00 | 2026-11-03T00:00:00 | 2026-11-03T00:00:00 | 4 | 0 | 4 | 6.451 | 193.53 | 55316-3157 | USA | D02 | 153 | VAN METER INC | 64180-1080 | 800F-X01 | NC Contact Block 800F PB, 22mm Contact Block, Standard, Screw Contact Block, 1 N.C., Latch Mounting | PUR | NC Contact Block 800F PB, 22mm Contact Block, Standard, Screw Contact Block, 1 N.C., Latch Mounting | EA | EA |  | TRUE |  | P | DEL | 100
132956 | 3 | 1 | States | Champlin | Andrew Olson | TRUE | 2026-05-04T00:00:00 | 2026-11-01T00:00:00 | 2026-11-01T00:00:00 | 1 | 0 | 1 | 29.212 | 29.21 | 55316-3157 | USA | D02 | 153 | VAN METER INC | 64180-1080 | CCMR010 | Fuse: 10A, Class CC time-delay, current limiting, 600VAC, 200kA interrupt cap, rejection type | PUR | Fuse: 10A, Class CC time-delay, current limiting, 600VAC, 200kA interrupt cap, rejection type | EA | EA |  | TRUE |  | P | DEL | 100
132956 | 4 | 1 | States | Champlin | Andrew Olson | TRUE | 2026-05-04T00:00:00 | 2026-11-01T00:00:00 | 2026-11-01T00:00:00 | 1 | 0 | 1 | 30.902 | 30.9 | 55316-3157 | USA | D02 | 153 | VAN METER INC | 64180-1080 | CCMR015 | Fuse: 15A, Class CC time-delay, current limiting, 600VAC, 200kA interrupt cap, rejection type | PUR | Fuse: 15A, Class CC time-delay, current limiting, 600VAC, 200kA interrupt cap, rejection type | EA | EA |  | TRUE |  | P | DEL | 100
132956 | 1 | 5 | States | Champlin | Andrew Olson | TRUE | 2026-05-04T00:00:00 | 2026-11-19T00:00:00 | 2026-11-19T00:00:00 | 4 | 0 | 4 | 6.451 | 193.53 | 55316-3157 | USA | D02 | 153 | VAN METER INC | 64180-1080 | 800F-X01 | NC Contact Block 800F PB, 22mm Contact Block, Standard, Screw Contact Block, 1 N.C., Latch Mounting | PUR | NC Contact Block 800F PB, 22mm Contact Block, Standard, Screw Contact Block, 1 N.C., Latch Mounting | EA | EA |  | TRUE |  | P | DEL | 100
132956 | 1 | 3 | States | Champlin | Andrew Olson | TRUE | 2026-05-04T00:00:00 | 2026-10-21T00:00:00 | 2026-10-21T00:00:00 | 8 | 0 | 8 | 6.451 | 193.53 | 55316-3157 | USA | D02 | 153 | VAN METER INC | 64180-1080 | 800F-X01 | NC Contact Block 800F PB, 22mm Contact Block, Standard, Screw Contact Block, 1 N.C., Latch Mounting | PUR | NC Contact Block 800F PB, 22mm Contact Block, Standard, Screw Contact Block, 1 N.C., Latch Mounting | EA | EA |  | TRUE |  | P | DEL | 100
134307 | 4 | 1 | States | Dayton | Andrew Olson | TRUE | 2026-06-23T00:00:00 | 2026-10-19T00:00:00 |  | 63 | 0 | 63 | 9.082 | 572.17 | 55369-6417 | USA | D02 | 153 | VAN METER INC | 64180-1080 | 700-HN154 | Relay base for A-B P/N 700-HB33**** relays | PUR | Relay base for A-B P/N 700-HB33**** relays | EA | EA |  | TRUE |  | P | DEL | DAYTON
135860 | 1 | 1 | States | Champlin | Andrew Olson | TRUE | 2026-09-02T00:00:00 | 2026-12-21T00:00:00 | 2026-12-21T00:00:00 | 119 | 0 | 119 | 346.048 | 41179.71 | 55316 | USA | D02 | 153 | VAN METER INC | 64180-1080 | FLK-050-CLKT | 2 IN 50MM C-RANGE IR WINDOW FLUKE | PUR | 2 IN 50MM C-RANGE IR WINDOW FLUKE | EA | EA |  | TRUE |  | P | DEL | 100
132634 | 10 | 3 | States | Champlin | Andrew Olson | TRUE | 2026-04-21T00:00:00 | 2026-10-21T00:00:00 | 2026-10-21T00:00:00 | 33 | 0 | 33 | 346.772 | 13524.11 | 55316-3157 | USA | D02 | 153 | VAN METER INC | 64180-1080 | E750 | SolaHD Control Transformer, Encapsulated, Series: SBE, 240/480 VAC Primary, 120 VAC Secondary, 0.75 kVA Power, 50/60 Hz Frequency, 1 ph, Lead Wire Connection, Surface Mounting, 105 deg C Insulation, IP20 Enclosure, 131 deg F | PUR | SolaHD Control Transformer, Encapsulated, Series: SBE, 240/480 VAC Primary, 120 VAC Secondary, 0.75 kVA Power, 50/60 Hz Frequency, 1 ph, Lead Wire Connection, Surface Mounting, 105 deg C Insulation, IP20 Enclosure, 131 deg F | EA | EA |  | TRUE |  | P | DEL | 100
132634 | 6 | 6 | States | Champlin | Andrew Olson | TRUE | 2026-04-21T00:00:00 | 2026-10-21T00:00:00 | 2026-08-03T00:00:00 | 27 | 0 | 27 | 29.212 | 6572.7 | 55316-3157 | USA | D02 | 153 | VAN METER INC | 64180-1080 | CCMR002 | Fuse: 2A, Class CC time-delay, current limiting, 600VAC, 200kA interrupt cap, rejection type | PUR | Fuse: 2A, Class CC time-delay, current limiting, 600VAC, 200kA interrupt cap, rejection type | EA | EA |  | TRUE |  | P | DEL | 100 | 2026-08-03T00:00:00
132634 | 2 | 6 | States | Champlin | Andrew Olson | TRUE | 2026-04-21T00:00:00 | 2026-11-04T00:00:00 | 2026-08-04T00:00:00 | 6 | 4 | 2 | 22.516 | 1823.8 | 55316-3157 | USA | D02 | 153 | VAN METER INC | 64180-1080 | 800FP-LSM26 | 2 Position Illuminated Selector Switch - Plastic, Maintained, Blue | PUR | 2 Position Illuminated Selector Switch - Plastic, Maintained, Blue | EA | EA |  | TRUE |  | P | DEL | 100 | 2026-08-04T00:00:00
132634 | 8 | 2 | States | Champlin | Andrew Olson | TRUE | 2026-04-21T00:00:00 | 2026-10-21T00:00:00 | 2026-10-21T00:00:00 | 30 | 0 | 30 | 27.046 | 1352.3 | 55316-3157 | USA | D02 | 153 | VAN METER INC | 64180-1080 | CCMR007 | Fuse: 7A, Class CC time-delay, current limiting, 600VAC, 200kA interrupt cap, rejection type | PUR | Fuse: 7A, Class CC time-delay, current limiting, 600VAC, 200kA interrupt cap, rejection type | EA | EA |  | TRUE |  | P | DEL | 100
132634 | 4 | 4 | States | Champlin | Andrew Olson | TRUE | 2026-04-21T00:00:00 | 2026-12-22T00:00:00 | 2026-12-22T00:00:00 | 1 | 0 | 1 | 8.57 | 342.8 | 55316-3157 | USA | D02 | 153 | VAN METER INC | 64180-1080 | 800FP-P4 | Pilot Light: Plastic, Red, 22.5mm, Does not include power module | PUR | Pilot Light: Plastic, Red, 22.5mm, Does not include power module | EA | EA |  | TRUE |  | P | DEL | 100
132501 | 1 | 4 | States | Champlin | Andrew Olson | TRUE | 2026-04-15T00:00:00 | 2026-09-24T00:00:00 | 2026-09-24T00:00:00 | 12 | 0 | 12 | 2.97 | 175.23 | 55316-3157 | USA | D02 | 153 | VAN METER INC | 64180-1080 | 800F-ALP | 800F Latch, Plastic Latch | PUR | 800F Latch, Plastic Latch | EA | EA |  | TRUE |  | P | DEL | 100
132501 | 2 | 7 | States | Champlin | Andrew Olson | TRUE | 2026-04-15T00:00:00 | 2026-09-24T00:00:00 | 2026-09-24T00:00:00 | 6 | 0 | 6 | 44.376 | 4348.85 | 55316-3157 | USA | D02 | 153 | VAN METER INC | 64180-1080 | 800F-NUW | Pilot Light: 24-120V AC/DC (24-132V), White LED power module, 22.5mm | PUR | Pilot Light: 24-120V AC/DC (24-132V), White LED power module, 22.5mm | EA | EA |  | TRUE |  | P | DEL | 100
132501 | 1 | 5 | States | Champlin | Andrew Olson | TRUE | 2026-04-15T00:00:00 | 2026-09-24T00:00:00 | 2026-09-24T00:00:00 | 7 | 0 | 7 | 2.97 | 175.23 | 55316-3157 | USA | D02 | 153 | VAN METER INC | 64180-1080 | 800F-ALP | 800F Latch, Plastic Latch | PUR | 800F Latch, Plastic Latch | EA | EA |  | TRUE |  | P | DEL | 100
132501 | 2 | 8 | States | Champlin | Andrew Olson | TRUE | 2026-04-15T00:00:00 | 2026-09-24T00:00:00 | 2026-09-24T00:00:00 | 6 | 0 | 6 | 44.376 | 4348.85 | 55316-3157 | USA | D02 | 153 | VAN METER INC | 64180-1080 | 800F-NUW | Pilot Light: 24-120V AC/DC (24-132V), White LED power module, 22.5mm | PUR | Pilot Light: 24-120V AC/DC (24-132V), White LED power module, 22.5mm | EA | EA |  | TRUE |  | P | DEL | 100
133248 | 11 | 1 | States | Champlin | Andrew Olson | TRUE | 2026-05-13T00:00:00 | 2026-10-12T00:00:00 | 2026-10-12T00:00:00 | 10 | 0 | 10 | 169.017 | 1690.17 | 55316-3157 | USA | D02 | 153 | VAN METER INC | 64180-1080 | E250 | Control transformer, 250VA, 240/480V primary, 120V secondary | PUR | Control transformer, 250VA, 240/480V primary, 120V secondary | EA | EA |  | TRUE |  | P | DEL | 100
133248 | 12 | 1 | States | Champlin | Andrew Olson | TRUE | 2026-05-13T00:00:00 | 2026-10-26T00:00:00 | 2026-10-26T00:00:00 | 26 | 0 | 26 | 346.772 | 9016.07 | 55316-3157 | USA | D02 | 153 | VAN METER INC | 64180-1080 | E750 | SolaHD Control Transformer, Encapsulated, Series: SBE, 240/480 VAC Primary, 120 VAC Secondary, 0.75 kVA Power, 50/60 Hz Frequency, 1 ph, Lead Wire Connection, Surface Mounting, 105 deg C Insulation, IP20 Enclosure, 131 deg F | PUR | SolaHD Control Transformer, Encapsulated, Series: SBE, 240/480 VAC Primary, 120 VAC Secondary, 0.75 kVA Power, 50/60 Hz Frequency, 1 ph, Lead Wire Connection, Surface Mounting, 105 deg C Insulation, IP20 Enclosure, 131 deg F | EA | EA |  | TRUE |  | P | DEL | 100
133248 | 8 | 1 | States | Champlin | Andrew Olson | TRUE | 2026-05-13T00:00:00 | 2026-10-05T00:00:00 | 2026-10-05T00:00:00 | 32 | 0 | 32 | 27.046 | 865.47 | 55316-3157 | USA | D02 | 153 | VAN METER INC | 64180-1080 | CCMR003 | Fuse: 3A, Class CC time-delay, current limiting, 600VAC, 200kA interrupt cap, rejection type | PUR | Fuse: 3A, Class CC time-delay, current limiting, 600VAC, 200kA interrupt cap, rejection type | EA | EA |  | TRUE |  | P | DEL | 100
133248 | 2 | 1 | States | Champlin | Andrew Olson | TRUE | 2026-05-13T00:00:00 | 2026-10-26T00:00:00 | 2026-10-26T00:00:00 | 146 | 0 | 146 | 22.817 | 3331.28 | 55316-3157 | USA | D02 | 153 | VAN METER INC | 64180-1080 | 800FP-LSM26 | 2 Position Illuminated Selector Switch - Plastic, Maintained, Blue | PUR | 2 Position Illuminated Selector Switch - Plastic, Maintained, Blue | EA | EA |  | TRUE |  | P | DEL | 100
134146 | 7 | 1 | States | Dayton | Andrew Olson | TRUE | 2026-06-16T00:00:00 | 2026-09-24T00:00:00 | 2026-09-24T00:00:00 | 250 | 0 | 250 | 8.457 | 2114.25 | 55369-6417 | USA | D02 | 153 | VAN METER INC | 64180-1080 | 800FP-P4 | Pilot Light: Plastic, Red, 22.5mm, Does not include power module | PUR | Pilot Light: Plastic, Red, 22.5mm, Does not include power module | EA | EA |  | TRUE |  | P | DEL | DAYTON
134146 | 5 | 1 | States | Dayton | Andrew Olson | TRUE | 2026-06-16T00:00:00 | 2026-11-02T00:00:00 | 2026-11-02T00:00:00 | 150 | 0 | 150 | 8.457 | 1268.55 | 55369-6417 | USA | D02 | 153 | VAN METER INC | 64180-1080 | 800FP-P0 | Pilot Light: Plastic, Amber, 22.5mm, Does not include power module | PUR | Pilot Light: Plastic, Amber, 22.5mm, Does not include power module | EA | EA |  | TRUE |  | P | DEL | DAYTON
134146 | 3 | 1 | States | Dayton | Andrew Olson | TRUE | 2026-06-16T00:00:00 | 2026-10-23T00:00:00 | 2026-10-23T00:00:00 | 150 | 0 | 150 | 43.993 | 6598.95 | 55369-6417 | USA | D02 | 153 | VAN METER INC | 64180-1080 | 800F-NUR | Pilot Light: 24-120V AC/DC (24-132V), Red LED power module, 22.5mm | PUR | Pilot Light: 24-120V AC/DC (24-132V), Red LED power module, 22.5mm | EA | EA |  | TRUE |  | P | DEL | DAYTON
134146 | 6 | 1 | States | Dayton | Andrew Olson | TRUE | 2026-06-16T00:00:00 | 2026-09-24T00:00:00 | 2026-09-24T00:00:00 | 250 | 0 | 250 | 8.457 | 2114.25 | 55369-6417 | USA | D02 | 153 | VAN METER INC | 64180-1080 | 800FP-P3 | Pilot Light: Plastic, Green, 22.5mm, Does not include power module | PUR | Pilot Light: Plastic, Green, 22.5mm, Does not include power module | EA | EA |  | TRUE |  | P | DEL | DAYTON
134146 | 4 | 1 | States | Dayton | Andrew Olson | TRUE | 2026-06-16T00:00:00 | 2026-11-02T00:00:00 | 2026-11-02T00:00:00 | 300 | 0 | 300 | 43.79 | 13137 | 55369-6417 | USA | D02 | 153 | VAN METER INC | 64180-1080 | 800F-NUW | Pilot Light: 24-120V AC/DC (24-132V), White LED power module, 22.5mm | PUR | Pilot Light: 24-120V AC/DC (24-132V), White LED power module, 22.5mm | EA | EA |  | TRUE |  | P | DEL | DAYTON
134146 | 2 | 1 | States | Dayton | Andrew Olson | TRUE | 2026-06-16T00:00:00 | 2026-10-23T00:00:00 | 2026-10-23T00:00:00 | 200 | 0 | 200 | 43.993 | 8798.6 | 55369-6417 | USA | D02 | 153 | VAN METER INC | 64180-1080 | 800F-NUG | Pilot Light: 24-120V AC/DC (24-132V), Green LED power module, 22.5mm | PUR | Pilot Light: 24-120V AC/DC (24-132V), Green LED power module, 22.5mm | EA | EA |  | TRUE |  | P | DEL | DAYTON
134146 | 1 | 1 | States | Dayton | Andrew Olson | TRUE | 2026-06-16T00:00:00 | 2026-12-21T00:00:00 | 2026-12-21T00:00:00 | 250 | 0 | 250 | 2.93 | 732.5 | 55369-6417 | USA | D02 | 153 | VAN METER INC | 64180-1080 | 800F-ALP | 800F Latch, Plastic Latch | PUR | 800F Latch, Plastic Latch | EA | EA |  | TRUE |  | P | DEL | DAYTON
134545 | 9 | 1 | States | Champlin | Andrew Olson | TRUE | 2026-07-06T00:00:00 | 2026-08-31T00:00:00 | 2026-08-10T00:00:00 | 32 | 28 | 4 | 17.731 | 567.39 | 55316-3157 | USA | D02 | 153 | VAN METER INC | 64180-1080 | LP-CC-2 | TIME-DELAY FUSE: 600Vac, 300Vdc, 2A, 200 kAIC at 600Vac & 20 kAIC at 300Vdc - Eaton Bussmann Series LP-CC | FFB | TIME-DELAY FUSE: 600Vac, 300Vdc, 2A, 200 kAIC at 600Vac & 20 kAIC at 300Vdc - Eaton Bussmann Series LP-CC | EA | EA |  | TRUE |  | P | DEL | 100 | 2026-07-07T00:00:00
134545 | 1 | 1 | States | Champlin | Andrew Olson | TRUE | 2026-07-06T00:00:00 | 2026-08-31T00:00:00 | 2026-08-10T00:00:00 | 96 | 24 | 72 | 25.612 | 2458.75 | 55316-3157 | USA | D02 | 153 | VAN METER INC | 64180-1080 | CHCC1DI-48U | 1P CLASS CC FINGER SAFE FUSE HOLDER, 30A, 48VDC, 33KA NOMINAL RATING, FUSE BLOWN INDICATION 15-48V DC | FFB | 1P CLASS CC FINGER SAFE FUSE HOLDER, 30A, 48VDC, 33KA NOMINAL RATING, FUSE BLOWN INDICATION 15-48V DC | EA | EA |  | TRUE |  | P | DEL | 100 | 2026-07-07T00:00:00
134545 | 4 | 1 | States | Champlin | Andrew Olson | TRUE | 2026-07-06T00:00:00 | 2026-08-31T00:00:00 | 2026-08-03T00:00:00 | 85 | 55 | 30 | 18.435 | 1566.98 | 55316-3157 | USA | D02 | 153 | VAN METER INC | 64180-1080 | FNQ-R-20 | 20A, CLASS CC FUSE, TYPE R, TIME-DELAY, CURRENT-LIMITING, REJECTION TYPE, 200/20kA @ 600VAC/300VDC | PUR | 20A, CLASS CC FUSE, TYPE R, TIME-DELAY, CURRENT-LIMITING, REJECTION TYPE, 200/20kA @ 600VAC/300VDC | EA | EA |  | TRUE |  | P | DEL | 100 | 2026-08-03T00:00:00
132751 | 1 | 10 | States | Champlin | Andrew Olson | TRUE | 2026-04-24T00:00:00 | 2026-10-20T00:00:00 | 2026-10-20T00:00:00 | 36 | 0 | 36 | 22.516 | 8488.53 | 55316-3157 | USA | D02 | 153 | VAN METER INC | 64180-1080 | 800FP-LSM26 | 2 Position Illuminated Selector Switch - Plastic, Maintained, Blue | PUR | 2 Position Illuminated Selector Switch - Plastic, Maintained, Blue | EA | EA |  | TRUE |  | P | DEL | 100
132751 | 1 | 11 | States | Champlin | Andrew Olson | TRUE | 2026-04-24T00:00:00 | 2026-11-04T00:00:00 | 2026-11-04T00:00:00 | 6 | 0 | 6 | 22.516 | 8488.53 | 55316-3157 | USA | D02 | 153 | VAN METER INC | 64180-1080 | 800FP-LSM26 | 2 Position Illuminated Selector Switch - Plastic, Maintained, Blue | PUR | 2 Position Illuminated Selector Switch - Plastic, Maintained, Blue | EA | EA |  | TRUE |  | P | DEL | 100
134438 | 1 | 4 | States | Champlin | Andrew Olson | TRUE | 2026-06-30T00:00:00 | 2026-11-05T00:00:00 | 2026-11-05T00:00:00 | 500 | 0 | 500 | 21.459 | 21459 | 55316-3157 | USA | D02 | 153 | VAN METER INC | 64180-1080 | 700-HB33Z24-3-4 | GP Tall Square Base Relay, 15 AMP Standard Contact, 24V DC, 3 Change-Over Contact (Three P), Push-To-Test, Manual Override & Pilot | PUR | GP Tall Square Base Relay, 15 AMP Standard Contact, 24V DC, 3 Change-Over Contact (Three P), Push-To-Test, Manual Override & Pilot | EA | EA |  | TRUE |  | P | DEL | 100
134438 | 1 | 1 | States | Champlin | Andrew Olson | TRUE | 2026-06-30T00:00:00 | 2026-09-24T00:00:00 | 2026-09-24T00:00:00 | 500 | 0 | 500 | 21.459 | 21459 | 55316-3157 | USA | D02 | 153 | VAN METER INC | 64180-1080 | 700-HB33Z24-3-4 | GP Tall Square Base Relay, 15 AMP Standard Contact, 24V DC, 3 Change-Over Contact (Three P), Push-To-Test, Manual Override & Pilot | PUR | GP Tall Square Base Relay, 15 AMP Standard Contact, 24V DC, 3 Change-Over Contact (Three P), Push-To-Test, Manual Override & Pilot | EA | EA |  | TRUE |  | P | DEL | 100
134438 | 5 | 1 | States | Champlin | Andrew Olson | TRUE | 2026-06-30T00:00:00 | 2027-09-24T00:00:00 | 2026-09-24T00:00:00 | 100 | 0 | 100 | 22.516 | 2251.6 | 55316-3157 | USA | D02 | 153 | VAN METER INC | 64180-1080 | 800FP-LSM26 | 2 Position Illuminated Selector Switch - Plastic, Maintained, Blue | PUR | 2 Position Illuminated Selector Switch - Plastic, Maintained, Blue | EA | EA |  | TRUE |  | P | DEL | 100
134438 | 2 | 1 | States | Champlin | Andrew Olson | TRUE | 2026-06-30T00:00:00 | 2026-10-12T00:00:00 | 2026-10-12T00:00:00 | 300 | 0 | 300 | 9.082 | 2724.6 | 55316-3157 | USA | D02 | 153 | VAN METER INC | 64180-1080 | 700-HN154 | Relay base for A-B P/N 700-HB33**** relays | PUR | Relay base for A-B P/N 700-HB33**** relays | EA | EA |  | TRUE |  | P | DEL | 100
132814 | 4 | 2 | States | Champlin | Andrew Olson | TRUE | 2026-04-28T00:00:00 | 2026-08-10T00:00:00 | 2026-08-10T00:00:00 | 2 | 0 | 2 | 28.608 | 343.3 | 55316-3157 | USA | D02 | 153 | VAN METER INC | 64180-1080 | CCMR015 | Fuse: 15A, Class CC time-delay, current limiting, 600VAC, 200kA interrupt cap, rejection type | PUR | Fuse: 15A, Class CC time-delay, current limiting, 600VAC, 200kA interrupt cap, rejection type | EA | EA |  | TRUE |  | P | DEL | 100
132814 | 3 | 3 | States | Champlin | Andrew Olson | TRUE | 2026-04-28T00:00:00 | 2026-12-07T00:00:00 | 2026-12-07T00:00:00 | 12 | 6 | 6 | 28.608 | 1029.89 | 55316-3157 | USA | D02 | 153 | VAN METER INC | 64180-1080 | CCMR015 | Fuse: 15A, Class CC time-delay, current limiting, 600VAC, 200kA interrupt cap, rejection type | PUR | Fuse: 15A, Class CC time-delay, current limiting, 600VAC, 200kA interrupt cap, rejection type | EA | EA |  | TRUE |  | P | DEL | 100
132814 | 2 | 2 | States | Champlin | Andrew Olson | TRUE | 2026-04-28T00:00:00 | 2026-11-04T00:00:00 | 2026-11-04T00:00:00 | 6 | 0 | 6 | 27.046 | 973.66 | 55316-3157 | USA | D02 | 153 | VAN METER INC | 64180-1080 | CCMR010 | Fuse: 10A, Class CC time-delay, current limiting, 600VAC, 200kA interrupt cap, rejection type | PUR | Fuse: 10A, Class CC time-delay, current limiting, 600VAC, 200kA interrupt cap, rejection type | EA | EA |  | TRUE |  | P | DEL | 100
132814 | 5 | 2 | States | Champlin | Andrew Olson | TRUE | 2026-04-28T00:00:00 | 2026-10-30T00:00:00 | 2026-08-10T00:00:00 | 1 | 0 | 1 | 112.085 | 224.17 | 55316-3157 | USA | D02 | 153 | VAN METER INC | 64180-1080 | DRUBGFI20 | Receptacle: GFCI, 120V, 20A, Din rail mount | PUR | Receptacle: GFCI, 120V, 20A, Din rail mount | EA | EA |  | TRUE |  | P | DEL | 100 | 2026-08-10T00:00:00
132814 | 1 | 1 | States | Champlin | Andrew Olson | TRUE | 2026-04-28T00:00:00 | 2026-12-22T00:00:00 | 2026-12-22T00:00:00 | 50 | 0 | 50 | 6.105 | 305.25 | 55316-3157 | USA | D02 | 153 | VAN METER INC | 64180-1080 | 800F-X10 | N.O. Contact Block for use with 800F series | PUR | N.O. Contact Block for use with 800F series | EA | EA |  | TRUE |  | P | DEL | 100
132814 | 2 | 3 | States | Champlin | Andrew Olson | TRUE | 2026-04-28T00:00:00 | 2026-12-07T00:00:00 | 2026-12-07T00:00:00 | 12 | 0 | 12 | 27.046 | 973.66 | 55316-3157 | USA | D02 | 153 | VAN METER INC | 64180-1080 | CCMR010 | Fuse: 10A, Class CC time-delay, current limiting, 600VAC, 200kA interrupt cap, rejection type | PUR | Fuse: 10A, Class CC time-delay, current limiting, 600VAC, 200kA interrupt cap, rejection type | EA | EA |  | TRUE |  | P | DEL | 100
132307 | 1 | 1 | States | Dayton | Andrew Olson | TRUE | 2026-04-07T00:00:00 | 2027-03-24T00:00:00 | 2026-08-06T00:00:00 | 7 | 0 | 7 | 4784.37 | 33490.59 | 55369-6417 | USA | D02 | 153 | VAN METER INC | 64180-1080 | 5CLE-450E | 5.5kV, 40kA, 450A E-Rated medium voltage fuses for feeder circuit, switchgear and transformer protection | PUR | 5.5kV, 40kA, 450A E-Rated medium voltage fuses for feeder circuit, switchgear and transformer protection | EA | EA |  | TRUE |  | P | DEL | DAYTON | 2026-08-06T00:00:00
130592 | 2 | 2 | States | Champlin | Andrew Olson | TRUE | 2026-01-07T00:00:00 | 2026-06-22T00:00:00 | 2026-06-22T00:00:00 | 99 | 63 | 36 | 118.667 | 24564.07 | 55316 | USA | D02 | 153 | VAN METER INC | 64180-1080 | PH150MLI | CONTROL POWER TRANSFORMER 150VA, 480VAC PRIMARY, 120VAC SECONDARY | PUR | CONTROL POWER TRANSFORMER 150VA, 480VAC PRIMARY, 120VAC SECONDARY | EA | EA |  | TRUE |  | P | DEL | 100
135767 | 1 | 3 | States | Dayton | Holly Davis | TRUE | 2026-08-27T00:00:00 | 2026-10-05T00:00:00 |  | 100 | 0 | 100 | 3.2 | 1280 | 55369 | USA | N30 | 154 | FOSTORIA BUSHINGS & INSULATORS | 44830-1064 | 233305 | PORCELAIN CABLE BUSHING 2.56" OD | PUR | PORCELAIN CABLE BUSHING 2.56" OD | EA | EA |  | FALSE |  | P | UPS | Dayton
136179 | 1 | 2 | States | Champlin | Andrew Olson | TRUE | 2026-09-17T00:00:00 | 2027-01-07T00:00:00 | 2027-01-07T00:00:00 | 6 | 0 | 6 | 98.21 | 982.1 | 55316 | USA | N30 | 155 | NATIONAL PRECISION | 92817 | MPDB62131 | Power Distribution Block: 1000Vac, 1 Line, 4 Load, 2/0-#14 : #4/#14, 175A, 1phase | PUR | Power Distribution Block: 1000Vac, 1 Line, 4 Load, 2/0-#14 : #4/#14, 175A, 1phase | EA | EA |  | TRUE |  | P | FXG | 100 | 2026-10-01T00:00:00
136179 | 1 | 1 | States | Champlin | Andrew Olson | TRUE | 2026-09-17T00:00:00 | 2026-10-01T00:00:00 | 2026-10-01T00:00:00 | 4 | 0 | 4 | 98.21 | 982.1 | 55316 | USA | N30 | 155 | NATIONAL PRECISION | 92817 | MPDB62131 | Power Distribution Block: 1000Vac, 1 Line, 4 Load, 2/0-#14 : #4/#14, 175A, 1phase | PUR | Power Distribution Block: 1000Vac, 1 Line, 4 Load, 2/0-#14 : #4/#14, 175A, 1phase | EA | EA |  | TRUE |  | P | FXG | 100 | 2026-09-24T00:00:00
135780 | 1 | 1 | States | CENTRAL SANDBLASTING CO | Robert Boulka | TRUE | 2026-08-28T00:00:00 | 2026-09-18T00:00:00 |  | 18 | 0 | 18 | 659 | 11862 | 55112 | USA | D05 | 157 | GARELICK STEEL | 55458 | CHA-C12X20.7-254 | C-Channel C12 X 20.7 @ 254"L | ORM | C-Channel C12 X 20.7 @ 254"L | EA | EA |  | TRUE |  | P | DEL | DAYTON
135780 | 2 | 1 | States | CENTRAL SANDBLASTING CO | Robert Boulka | TRUE | 2026-08-28T00:00:00 | 2026-09-18T00:00:00 |  | 18 | 0 | 18 | 219 | 3942 | 55112 | USA | D05 | 157 | GARELICK STEEL | 55458 | CHA-C12X20.7-78.12 | C-Channel C12 X 20.7 @ 78.12"L | ORM | C-Channel C12 X 20.7 @ 78.12"L | EA | EA |  | TRUE |  | P | DEL | DAYTON
135780 | 3 | 1 | States | CENTRAL SANDBLASTING CO | Robert Boulka | TRUE | 2026-08-28T00:00:00 | 2026-09-18T00:00:00 |  | 36 | 0 | 36 | 219 | 7884 | 55112 | USA | D05 | 157 | GARELICK STEEL | 55458 | CHA-C12X20.7-95.12 | C-Channel C12 X 20.7 @ 95.12"L | ORM | C-Channel C12 X 20.7 @ 95.12"L | EA | EA |  | TRUE |  | P | DEL | DAYTON
135807 | 4 | 1 | States | Dayton | Robert Boulka | TRUE | 2026-08-31T00:00:00 | 2026-11-06T00:00:00 |  | 32 | 0 | 32 | 259 | 8288 | 55369 | USA | D05 | 157 | GARELICK STEEL | 55458 | CHA-C10X15.3-240.313 | C-Channel C10 X 15.3 @ 240.313"L | ORM | C-Channel C10 X 15.3 @ 240.313"L | EA | EA |  | FALSE |  | P | DEL | DAYTON
135807 | 1 | 1 | States | Dayton | Robert Boulka | TRUE | 2026-08-31T00:00:00 | 2026-11-09T00:00:00 |  | 16 | 0 | 16 | 259 | 12432 | 55369 | USA | D05 | 157 | GARELICK STEEL | 55458 | CHA-C10x15.3-132.25 | C-Channel C10 X 15.3 @ 132.25"L | PUR | C-Channel C10 X 15.3 @ 132.25"L | EA | EA |  | FALSE |  | P | DEL | DAYTON
135807 | 1 | 2 | States | Dayton | Robert Boulka | TRUE | 2026-08-31T00:00:00 | 2026-11-19T00:00:00 |  | 32 | 0 | 32 | 259 | 12432 | 55369 | USA | D05 | 157 | GARELICK STEEL | 55458 | CHA-C10x15.3-132.25 | C-Channel C10 X 15.3 @ 132.25"L | PUR | C-Channel C10 X 15.3 @ 132.25"L | EA | EA |  | FALSE |  | P | DEL | DAYTON
135807 | 2 | 1 | States | Dayton | Robert Boulka | TRUE | 2026-08-31T00:00:00 | 2026-11-09T00:00:00 |  | 8 | 0 | 8 | 259 | 6216 | 55369 | USA | D05 | 157 | GARELICK STEEL | 55458 | CHA-C10x15.3-165.75 | C-Channel C10 X 15.3 @ 165.75"L | PUR | C-Channel C10 X 15.3 @ 165.75"L | EA | EA |  | FALSE |  | P | DEL | DAYTON
135807 | 3 | 1 | States | Dayton | Robert Boulka | TRUE | 2026-08-31T00:00:00 | 2026-11-09T00:00:00 |  | 4 | 0 | 4 | 259 | 1036 | 55369 | USA | D05 | 157 | GARELICK STEEL | 55458 | CHA-C10x15.3-228.31 | C-Channel C10 X 15.3 @ 228.31"L | ORM | C-Channel C10 X 15.3 @ 228.31"L | EA | EA |  | FALSE |  | P | DEL | DAYTON
135807 | 2 | 2 | States | Dayton | Robert Boulka | TRUE | 2026-08-31T00:00:00 | 2026-11-19T00:00:00 |  | 16 | 0 | 16 | 259 | 6216 | 55369 | USA | D05 | 157 | GARELICK STEEL | 55458 | CHA-C10x15.3-165.75 | C-Channel C10 X 15.3 @ 165.75"L | PUR | C-Channel C10 X 15.3 @ 165.75"L | EA | EA |  | FALSE |  | P | DEL | DAYTON
132950 | 1 | 7 | States | Dayton | Robert Boulka | TRUE | 2026-05-04T00:00:00 | 2026-09-30T00:00:00 | 2026-09-30T00:00:00 | 5354.93 | 0 | 5354.93 | 0.6795 | 39505.75 | 55369-6417 | USA | D05 | 157 | GARELICK STEEL | 55458 | HRS-7GA-60x144 | HOT ROLLED P&O SHEET .187 (7 GA) X 60" X 144" | CRS | HOT ROLLED P&O SHEET .187 (7 GA) X 60" X 144" | SF | LB |  | TRUE |  | P | DEL | Dayton
132950 | 1 | 8 | States | Dayton | Robert Boulka | TRUE | 2026-05-04T00:00:00 | 2026-09-30T00:00:00 | 2026-09-30T00:00:00 | 10709.93 | 0 | 10709.93 | 0.6795 | 39505.75 | 55369-6417 | USA | D05 | 157 | GARELICK STEEL | 55458 | HRS-7GA-60x144 | HOT ROLLED P&O SHEET .187 (7 GA) X 60" X 144" | CRS | HOT ROLLED P&O SHEET .187 (7 GA) X 60" X 144" | SF | LB |  | TRUE |  | P | DEL | Dayton
132950 | 1 | 6 | States | Dayton | Robert Boulka | TRUE | 2026-05-04T00:00:00 | 2026-09-30T00:00:00 | 2026-09-30T00:00:00 | 5354.93 | 0 | 5354.93 | 0.6795 | 39505.75 | 55369-6417 | USA | D05 | 157 | GARELICK STEEL | 55458 | HRS-7GA-60x144 | HOT ROLLED P&O SHEET .187 (7 GA) X 60" X 144" | CRS | HOT ROLLED P&O SHEET .187 (7 GA) X 60" X 144" | SF | LB |  | TRUE |  | P | DEL | Dayton
132950 | 1 | 9 | States | Dayton | Robert Boulka | TRUE | 2026-05-04T00:00:00 | 2026-09-30T00:00:00 | 2026-09-30T00:00:00 | 10709.93 | 0 | 10709.93 | 0.6795 | 39505.75 | 55369-6417 | USA | D05 | 157 | GARELICK STEEL | 55458 | HRS-7GA-60x144 | HOT ROLLED P&O SHEET .187 (7 GA) X 60" X 144" | CRS | HOT ROLLED P&O SHEET .187 (7 GA) X 60" X 144" | SF | LB |  | TRUE |  | P | DEL | Dayton
135466 | 4 | 1 | States | CENTRAL SANDBLASTING CO | Robert Boulka | TRUE | 2026-08-14T00:00:00 | 2026-09-30T00:00:00 | 2026-09-30T00:00:00 | 4 | 0 | 4 | 643 | 2572 | 55112 | USA | D05 | 157 | GARELICK STEEL | 55458 | CHA-C10X15.3-336.438 | C-Channel C10 X 15.3 @ 336.438"L | ORM | C-Channel C10 X 15.3 @ 336.438"L | EA | EA |  | TRUE |  | P | DEL | DAYTON
135466 | 2 | 1 | States | CENTRAL SANDBLASTING CO | Robert Boulka | TRUE | 2026-08-14T00:00:00 | 2026-09-30T00:00:00 | 2026-09-30T00:00:00 | 12 | 0 | 12 | 431 | 5172 | 55112 | USA | D05 | 157 | GARELICK STEEL | 55458 | CHA-C10X15.3-240.31 | C-Channel C10 X 15.3 @ 240.31"L | ORM | C-Channel C10 X 15.3 @ 240.31"L | EA | EA |  | TRUE |  | P | DEL | DAYTON
135466 | 6 | 1 | States | CENTRAL SANDBLASTING CO | Robert Boulka | TRUE | 2026-08-14T00:00:00 | 2026-09-30T00:00:00 | 2026-09-30T00:00:00 | 8 | 0 | 8 | 745 | 11920 | 55112 | USA | D05 | 157 | GARELICK STEEL | 55458 | CHA-C10x15.3-480 | C-Channel C10 X 15.3 @ 480"L | PUR | C-Channel C10 X 15.3 @ 480"L | EA | EA |  | TRUE |  | P | DEL | DAYTON
135466 | 3 | 1 | States | CENTRAL SANDBLASTING CO | Robert Boulka | TRUE | 2026-08-14T00:00:00 | 2026-09-30T00:00:00 | 2026-09-30T00:00:00 | 4 | 0 | 4 | 639 | 2556 | 55112 | USA | D05 | 157 | GARELICK STEEL | 55458 | CHA-C10x15.3-330.44 | C-Channel C10 X 15.3 @ 330.44"L | ORM | C-Channel C10 X 15.3 @ 330.44"L | EA | EA |  | TRUE |  | P | DEL | DAYTON
135466 | 5 | 1 | States | CENTRAL SANDBLASTING CO | Robert Boulka | TRUE | 2026-08-14T00:00:00 | 2026-09-30T00:00:00 | 2026-09-30T00:00:00 | 8 | 0 | 8 | 719 | 5752 | 55112 | USA | D05 | 157 | GARELICK STEEL | 55458 | CHA-C10X15.3-384.5 | C-Channel C10 X 15.3 @ 384.5"L | ORM | C-Channel C10 X 15.3 @ 384.5"L | EA | EA |  | TRUE |  | P | DEL | DAYTON
135466 | 6 | 2 | States | CENTRAL SANDBLASTING CO | Robert Boulka | TRUE | 2026-08-14T00:00:00 | 2026-09-30T00:00:00 | 2026-09-30T00:00:00 | 8 | 0 | 8 | 745 | 11920 | 55112 | USA | D05 | 157 | GARELICK STEEL | 55458 | CHA-C10x15.3-480 | C-Channel C10 X 15.3 @ 480"L | PUR | C-Channel C10 X 15.3 @ 480"L | EA | EA |  | TRUE |  | P | DEL | DAYTON
135466 | 1 | 1 | States | CENTRAL SANDBLASTING CO | Robert Boulka | TRUE | 2026-08-14T00:00:00 | 2026-09-30T00:00:00 | 2026-09-30T00:00:00 | 16 | 0 | 16 | 431 | 6896 | 55112 | USA | D05 | 157 | GARELICK STEEL | 55458 | CHA-C10x15.3-228.31 | C-Channel C10 X 15.3 @ 228.31"L | ORM | C-Channel C10 X 15.3 @ 228.31"L | EA | EA |  | TRUE |  | P | DEL | DAYTON
135664 | 1 | 1 | States | Dayton | Robert Boulka | TRUE | 2026-08-24T00:00:00 | 2026-09-08T00:00:00 |  | 19890 | 18360 | 1530 | 0.8195 | 16299.86 | 55369 | USA | D05 | 157 | GARELICK STEEL | 55458 | HRS-7GA-48X120 | HOT ROLLED P&O SHEET .187 (7 GA) X 48" X 120" | CRS | HOT ROLLED P&O SHEET .187 (7 GA) X 48" X 120" | SF | LB |  | FALSE |  | P | DEL | DAYTON
135050 | 3 | 1 | States | CENTRAL SANDBLASTING CO | Robert Boulka | TRUE | 2026-07-28T00:00:00 | 2026-09-08T00:00:00 |  | 60 | 0 | 60 | 259 | 15540 | 55112 | USA | D05 | 157 | GARELICK STEEL | 55458 | CHA-C12X20.7-110 | C-Channel C12 X 20.17 @ 110"L | ORM | C-Channel C12 X 20.17 @ 110"L | EA | EA |  | TRUE |  | P | DEL | DAYTON
135050 | 2 | 1 | States | CENTRAL SANDBLASTING CO | Robert Boulka | TRUE | 2026-07-28T00:00:00 | 2026-09-09T00:00:00 |  | 25 | 0 | 25 | 259 | 6475 | 55112 | USA | D05 | 157 | GARELICK STEEL | 55458 | CHA-C10x15.3-165.75 | C-Channel C10 X 15.3 @ 165.75"L | PUR | C-Channel C10 X 15.3 @ 165.75"L | EA | EA |  | TRUE |  | P | DEL | DAYTON
135050 | 1 | 1 | States | CENTRAL SANDBLASTING CO | Robert Boulka | TRUE | 2026-07-28T00:00:00 | 2026-09-09T00:00:00 |  | 50 | 0 | 50 | 259 | 12950 | 55112 | USA | D05 | 157 | GARELICK STEEL | 55458 | CHA-C10x15.3-132.25 | C-Channel C10 X 15.3 @ 132.25"L | PUR | C-Channel C10 X 15.3 @ 132.25"L | EA | EA |  | TRUE |  | P | DEL | DAYTON
135050 | 6 | 1 | States | CENTRAL SANDBLASTING CO | Robert Boulka | TRUE | 2026-07-28T00:00:00 | 2026-09-08T00:00:00 |  | 12 | 0 | 12 | 259 | 3108 | 55112 | USA | D05 | 157 | GARELICK STEEL | 55458 | CHA-C12X20.7-90 | C-Channel C12 X 20.17 @ 90"L | ORM | C-Channel C12 X 20.17 @ 90"L | EA | EA |  | TRUE |  | P | DEL | DAYTON
135050 | 4 | 1 | States | CENTRAL SANDBLASTING CO | Robert Boulka | TRUE | 2026-07-28T00:00:00 | 2026-09-08T00:00:00 |  | 8 | 0 | 8 | 259 | 2072 | 55112 | USA | D05 | 157 | GARELICK STEEL | 55458 | CHA-C12X20.7-155.69 | C-Channel C12 X 20.17 @ 155.69"L | ORM | C-Channel C12 X 20.17 @ 155.69"L | EA | EA |  | TRUE |  | P | DEL | DAYTON
135050 | 5 | 1 | States | CENTRAL SANDBLASTING CO | Robert Boulka | TRUE | 2026-07-28T00:00:00 | 2026-09-08T00:00:00 |  | 12 | 0 | 12 | 795 | 9540 | 55112 | USA | D05 | 157 | GARELICK STEEL | 55458 | CHA-C12X20.7-479 | C-Channel C12 X 20.17 @ 479"L | ORM | C-Channel C12 X 20.17 @ 479"L | EA | EA |  | TRUE |  | P | DEL | DAYTON
135369 | 5 | 1 | States | CENTRAL SANDBLASTING CO | Robert Boulka | TRUE | 2026-08-11T00:00:00 | 2026-08-31T00:00:00 | 2026-08-31T00:00:00 | 2 | 0 | 2 | 189 | 756 | 55112 | USA | D05 | 157 | GARELICK STEEL | 55458 | CHA-C8x18.75-74.95 | C-Channel C8 X 18.75 @ 74.95"L | PUR | C-Channel C8 X 18.75 @ 74.95"L | EA | EA |  | TRUE |  | P | DEL | DAYTON
135369 | 1 | 2 | States | CENTRAL SANDBLASTING CO | Robert Boulka | TRUE | 2026-08-11T00:00:00 | 2026-08-31T00:00:00 | 2026-08-31T00:00:00 | 6 | 0 | 6 | 259 | 3108 | 55112 | USA | D05 | 157 | GARELICK STEEL | 55458 | CHA-C8x18.75-100.95 | C-Channel C8 X 18.75 @ 100.95"L | PUR | C-Channel C8 X 18.75 @ 100.95"L | EA | EA |  | TRUE |  | P | DEL | DAYTON
135369 | 2 | 1 | States | CENTRAL SANDBLASTING CO | Robert Boulka | TRUE | 2026-08-11T00:00:00 | 2026-08-31T00:00:00 | 2026-08-31T00:00:00 | 2 | 0 | 2 | 456 | 1824 | 55112 | USA | D05 | 157 | GARELICK STEEL | 55458 | CHA-C8x18.75-164 | C-Channel C8 X 18.75 @ 164"L | PUR | C-Channel C8 X 18.75 @ 164"L | EA | EA |  | TRUE |  | P | DEL | DAYTON
135369 | 1 | 1 | States | CENTRAL SANDBLASTING CO | Robert Boulka | TRUE | 2026-08-11T00:00:00 | 2026-08-31T00:00:00 | 2026-08-31T00:00:00 | 6 | 0 | 6 | 259 | 3108 | 55112 | USA | D05 | 157 | GARELICK STEEL | 55458 | CHA-C8x18.75-100.95 | C-Channel C8 X 18.75 @ 100.95"L | PUR | C-Channel C8 X 18.75 @ 100.95"L | EA | EA |  | TRUE |  | P | DEL | DAYTON
135369 | 4 | 1 | States | CENTRAL SANDBLASTING CO | Robert Boulka | TRUE | 2026-08-11T00:00:00 | 2026-08-31T00:00:00 | 2026-08-31T00:00:00 | 2 | 0 | 2 | 169 | 676 | 55112 | USA | D05 | 157 | GARELICK STEEL | 55458 | CHA-C8x18.75-67.95 | C-Channel C8 X 18.75 @ 67.95"L | PUR | C-Channel C8 X 18.75 @ 67.95"L | EA | EA |  | TRUE |  | P | DEL | DAYTON
135369 | 3 | 2 | States | CENTRAL SANDBLASTING CO | Robert Boulka | TRUE | 2026-08-11T00:00:00 | 2026-08-31T00:00:00 | 2026-08-31T00:00:00 | 2 | 0 | 2 | 469 | 1876 | 55112 | USA | D05 | 157 | GARELICK STEEL | 55458 | CHA-C8x18.75-171 | C-Channel C8 X 18.75 @ 171"L | PUR | C-Channel C8 X 18.75 @ 171"L | EA | EA |  | TRUE |  | P | DEL | DAYTON
135369 | 4 | 2 | States | CENTRAL SANDBLASTING CO | Robert Boulka | TRUE | 2026-08-11T00:00:00 | 2026-08-31T00:00:00 | 2026-08-31T00:00:00 | 2 | 0 | 2 | 169 | 676 | 55112 | USA | D05 | 157 | GARELICK STEEL | 55458 | CHA-C8x18.75-67.95 | C-Channel C8 X 18.75 @ 67.95"L | PUR | C-Channel C8 X 18.75 @ 67.95"L | EA | EA |  | TRUE |  | P | DEL | DAYTON
135369 | 5 | 2 | States | CENTRAL SANDBLASTING CO | Robert Boulka | TRUE | 2026-08-11T00:00:00 | 2026-08-31T00:00:00 | 2026-08-31T00:00:00 | 2 | 0 | 2 | 189 | 756 | 55112 | USA | D05 | 157 | GARELICK STEEL | 55458 | CHA-C8x18.75-74.95 | C-Channel C8 X 18.75 @ 74.95"L | PUR | C-Channel C8 X 18.75 @ 74.95"L | EA | EA |  | TRUE |  | P | DEL | DAYTON
135369 | 2 | 2 | States | CENTRAL SANDBLASTING CO | Robert Boulka | TRUE | 2026-08-11T00:00:00 | 2026-08-31T00:00:00 | 2026-08-31T00:00:00 | 2 | 0 | 2 | 456 | 1824 | 55112 | USA | D05 | 157 | GARELICK STEEL | 55458 | CHA-C8x18.75-164 | C-Channel C8 X 18.75 @ 164"L | PUR | C-Channel C8 X 18.75 @ 164"L | EA | EA |  | TRUE |  | P | DEL | DAYTON
135369 | 3 | 1 | States | CENTRAL SANDBLASTING CO | Robert Boulka | TRUE | 2026-08-11T00:00:00 | 2026-08-31T00:00:00 | 2026-08-31T00:00:00 | 2 | 0 | 2 | 469 | 1876 | 55112 | USA | D05 | 157 | GARELICK STEEL | 55458 | CHA-C8x18.75-171 | C-Channel C8 X 18.75 @ 171"L | PUR | C-Channel C8 X 18.75 @ 171"L | EA | EA |  | TRUE |  | P | DEL | DAYTON
134511 | 1 | 6 | States | Dayton | Robert Boulka | TRUE | 2026-07-02T00:00:00 | 2026-12-01T00:00:00 |  | 384 | 0 | 384 | 6 | 28176 | 55369-6417 | USA | D05 | 157 | GARELICK STEEL | 55458 | ANG-.312X2.5X2.5-6 | Angle Iron 2.5 X 2.5 X .312 @ 6"L | ORM | Angle Iron 2.5 X 2.5 X .312 @ 6"L | EA | EA |  | TRUE |  | P | DEL | DAYTON
134511 | 2 | 2 | States | Dayton | Robert Boulka | TRUE | 2026-07-02T00:00:00 | 2026-07-27T00:00:00 |  | 483 | 326 | 157 | 389 | 1209012 | 55369-6417 | USA | D05 | 157 | GARELICK STEEL | 55458 | CHA-C12X20.7-161 | C-Channel C12 X 20.17 @ 161"L | ORM | C-Channel C12 X 20.17 @ 161"L | EA | EA |  | TRUE |  | P | DEL | DAYTON
134511 | 3 | 4 | States | Dayton | Robert Boulka | TRUE | 2026-07-02T00:00:00 | 2026-09-24T00:00:00 |  | 224 | 0 | 224 | 795 | 941280 | 55369-6417 | USA | D05 | 157 | GARELICK STEEL | 55458 | CHA-C12X20.7-327.44 | C-Channel C12 X 20.7 @ 327.44"L | ORM | C-Channel C12 X 20.7 @ 327.44"L | EA | EA |  | TRUE |  | P | DEL | DAYTON
134511 | 3 | 6 | States | Dayton | Robert Boulka | TRUE | 2026-07-02T00:00:00 | 2026-11-20T00:00:00 |  | 96 | 0 | 96 | 795 | 941280 | 55369-6417 | USA | D05 | 157 | GARELICK STEEL | 55458 | CHA-C12X20.7-327.44 | C-Channel C12 X 20.7 @ 327.44"L | ORM | C-Channel C12 X 20.7 @ 327.44"L | EA | EA |  | TRUE |  | P | DEL | DAYTON
134511 | 2 | 3 | States | Dayton | Robert Boulka | TRUE | 2026-07-02T00:00:00 | 2026-08-25T00:00:00 |  | 525 | 0 | 525 | 389 | 1209012 | 55369-6417 | USA | D05 | 157 | GARELICK STEEL | 55458 | CHA-C12X20.7-161 | C-Channel C12 X 20.17 @ 161"L | ORM | C-Channel C12 X 20.17 @ 161"L | EA | EA |  | TRUE |  | P | DEL | DAYTON
134511 | 2 | 4 | States | Dayton | Robert Boulka | TRUE | 2026-07-02T00:00:00 | 2026-09-24T00:00:00 |  | 588 | 0 | 588 | 389 | 1209012 | 55369-6417 | USA | D05 | 157 | GARELICK STEEL | 55458 | CHA-C12X20.7-161 | C-Channel C12 X 20.17 @ 161"L | ORM | C-Channel C12 X 20.17 @ 161"L | EA | EA |  | TRUE |  | P | DEL | DAYTON
134511 | 2 | 6 | States | Dayton | Robert Boulka | TRUE | 2026-07-02T00:00:00 | 2026-11-20T00:00:00 |  | 252 | 0 | 252 | 389 | 1209012 | 55369-6417 | USA | D05 | 157 | GARELICK STEEL | 55458 | CHA-C12X20.7-161 | C-Channel C12 X 20.17 @ 161"L | ORM | C-Channel C12 X 20.17 @ 161"L | EA | EA |  | TRUE |  | P | DEL | DAYTON
134511 | 1 | 4 | States | Dayton | Robert Boulka | TRUE | 2026-07-02T00:00:00 | 2026-10-01T00:00:00 |  | 896 | 0 | 896 | 6 | 28176 | 55369-6417 | USA | D05 | 157 | GARELICK STEEL | 55458 | ANG-.312X2.5X2.5-6 | Angle Iron 2.5 X 2.5 X .312 @ 6"L | ORM | Angle Iron 2.5 X 2.5 X .312 @ 6"L | EA | EA |  | TRUE |  | P | DEL | DAYTON
134511 | 1 | 5 | States | Dayton | Robert Boulka | TRUE | 2026-07-02T00:00:00 | 2026-11-01T00:00:00 |  | 1440 | 0 | 1440 | 6 | 28176 | 55369-6417 | USA | D05 | 157 | GARELICK STEEL | 55458 | ANG-.312X2.5X2.5-6 | Angle Iron 2.5 X 2.5 X .312 @ 6"L | ORM | Angle Iron 2.5 X 2.5 X .312 @ 6"L | EA | EA |  | TRUE |  | P | DEL | DAYTON
134511 | 3 | 5 | States | Dayton | Robert Boulka | TRUE | 2026-07-02T00:00:00 | 2026-10-26T00:00:00 |  | 360 | 0 | 360 | 795 | 941280 | 55369-6417 | USA | D05 | 157 | GARELICK STEEL | 55458 | CHA-C12X20.7-327.44 | C-Channel C12 X 20.7 @ 327.44"L | ORM | C-Channel C12 X 20.7 @ 327.44"L | EA | EA |  | TRUE |  | P | DEL | DAYTON
134511 | 2 | 5 | States | Dayton | Robert Boulka | TRUE | 2026-07-02T00:00:00 | 2026-10-26T00:00:00 |  | 945 | 0 | 945 | 389 | 1209012 | 55369-6417 | USA | D05 | 157 | GARELICK STEEL | 55458 | CHA-C12X20.7-161 | C-Channel C12 X 20.17 @ 161"L | ORM | C-Channel C12 X 20.17 @ 161"L | EA | EA |  | TRUE |  | P | DEL | DAYTON
134511 | 3 | 3 | States | Dayton | Robert Boulka | TRUE | 2026-07-02T00:00:00 | 2026-08-25T00:00:00 |  | 200 | 145 | 55 | 795 | 941280 | 55369-6417 | USA | D05 | 157 | GARELICK STEEL | 55458 | CHA-C12X20.7-327.44 | C-Channel C12 X 20.7 @ 327.44"L | ORM | C-Channel C12 X 20.7 @ 327.44"L | EA | EA |  | TRUE |  | P | DEL | DAYTON
134511 | 1 | 3 | States | Dayton | Robert Boulka | TRUE | 2026-07-02T00:00:00 | 2026-09-01T00:00:00 |  | 800 | 0 | 800 | 6 | 28176 | 55369-6417 | USA | D05 | 157 | GARELICK STEEL | 55458 | ANG-.312X2.5X2.5-6 | Angle Iron 2.5 X 2.5 X .312 @ 6"L | ORM | Angle Iron 2.5 X 2.5 X .312 @ 6"L | EA | EA |  | TRUE |  | P | DEL | DAYTON
135647 | 1 | 1 | States | Dayton | Robert Boulka | TRUE | 2026-08-21T00:00:00 | 2026-09-08T00:00:00 | 2026-09-08T00:00:00 | 19890 | 0 | 19890 | 0.8195 | 16299.86 | 55369 | USA | D05 | 157 | GARELICK STEEL | 55458 | HRS-7GA-48X120 | HOT ROLLED P&O SHEET .187 (7 GA) X 48" X 120" | CRS | HOT ROLLED P&O SHEET .187 (7 GA) X 48" X 120" | SF | LB |  | TRUE |  | P | DEL | DAYTON
135584 | 1 | 1 | States | Dayton | Robert Boulka | TRUE | 2026-08-19T00:00:00 | 2026-09-14T00:00:00 | 2026-09-14T00:00:00 | 102020.01 | 23505.41 | 78514.6 | 0.6495 | 66262 | 55369-6417 | USA | D05 | 157 | GARELICK STEEL | 55458 | HRS-.250-48X96 | HOT ROLLED P&O SHEET 1/4 X 48" X 96" | CRS | HOT ROLLED P&O SHEET 1/4 X 48" X 96" | SF | LB |  | TRUE |  | P | DEL | DAYTON
135541 | 2 | 2 | States | CENTRAL SANDBLASTING CO | Robert Boulka | TRUE | 2026-08-18T00:00:00 | 2026-09-08T00:00:00 |  | 24 | 0 | 24 | 259 | 22792 | 55112 | USA | D05 | 157 | GARELICK STEEL | 55458 | CHA-C10x15.3-165.75 | C-Channel C10 X 15.3 @ 165.75"L | PUR | C-Channel C10 X 15.3 @ 165.75"L | EA | EA |  | FALSE |  | P | DEL | DAYTON
135541 | 1 | 1 | States | CENTRAL SANDBLASTING CO | Robert Boulka | TRUE | 2026-08-18T00:00:00 | 2026-09-08T00:00:00 |  | 48 | 0 | 48 | 259 | 45584 | 55112 | USA | D05 | 157 | GARELICK STEEL | 55458 | CHA-C10x15.3-132.25 | C-Channel C10 X 15.3 @ 132.25"L | PUR | C-Channel C10 X 15.3 @ 132.25"L | EA | EA |  | FALSE |  | P | DEL | DAYTON
135541 | 2 | 1 | States | CENTRAL SANDBLASTING CO | Robert Boulka | TRUE | 2026-08-18T00:00:00 | 2026-09-08T00:00:00 |  | 24 | 0 | 24 | 259 | 22792 | 55112 | USA | D05 | 157 | GARELICK STEEL | 55458 | CHA-C10x15.3-165.75 | C-Channel C10 X 15.3 @ 165.75"L | PUR | C-Channel C10 X 15.3 @ 165.75"L | EA | EA |  | FALSE |  | P | DEL | DAYTON
135541 | 3 | 1 | States | CENTRAL SANDBLASTING CO | Robert Boulka | TRUE | 2026-08-18T00:00:00 | 2026-09-08T00:00:00 |  | 4 | 0 | 4 | 259 | 1036 | 55112 | USA | D05 | 157 | GARELICK STEEL | 55458 | CHA-C10x15.3-240.3125 | C-Channel C10 X 15.3 @ 240.3125"L | ORM | C-Channel C10 X 15.3 @ 240.3125"L | EA | EA |  | FALSE |  | P | DEL | DAYTON
135541 | 1 | 3 | States | CENTRAL SANDBLASTING CO | Robert Boulka | TRUE | 2026-08-18T00:00:00 | 2026-09-08T00:00:00 |  | 80 | 0 | 80 | 259 | 45584 | 55112 | USA | D05 | 157 | GARELICK STEEL | 55458 | CHA-C10x15.3-132.25 | C-Channel C10 X 15.3 @ 132.25"L | PUR | C-Channel C10 X 15.3 @ 132.25"L | EA | EA |  | FALSE |  | P | DEL | DAYTON
135541 | 1 | 2 | States | CENTRAL SANDBLASTING CO | Robert Boulka | TRUE | 2026-08-18T00:00:00 | 2026-09-08T00:00:00 |  | 48 | 0 | 48 | 259 | 45584 | 55112 | USA | D05 | 157 | GARELICK STEEL | 55458 | CHA-C10x15.3-132.25 | C-Channel C10 X 15.3 @ 132.25"L | PUR | C-Channel C10 X 15.3 @ 132.25"L | EA | EA |  | FALSE |  | P | DEL | DAYTON
135541 | 2 | 3 | States | CENTRAL SANDBLASTING CO | Robert Boulka | TRUE | 2026-08-18T00:00:00 | 2026-09-08T00:00:00 |  | 40 | 0 | 40 | 259 | 22792 | 55112 | USA | D05 | 157 | GARELICK STEEL | 55458 | CHA-C10x15.3-165.75 | C-Channel C10 X 15.3 @ 165.75"L | PUR | C-Channel C10 X 15.3 @ 165.75"L | EA | EA |  | FALSE |  | P | DEL | DAYTON
135395 | 2 | 1 | States | CENTRAL SANDBLASTING CO | Robert Boulka | TRUE | 2026-08-12T00:00:00 | 2026-09-11T00:00:00 | 2026-09-11T00:00:00 | 4 | 0 | 4 | 519 | 3114 | 55112 | USA | D05 | 157 | GARELICK STEEL | 55458 | CHA-C12x20.7-192.25 | C-Channel C12 X 20.17 @ 192.25"L | ORM | C-Channel C12 X 20.17 @ 192.25"L | EA | EA |  | TRUE |  | P | DEL | DAYTON
135395 | 2 | 2 | States | CENTRAL SANDBLASTING CO | Robert Boulka | TRUE | 2026-08-12T00:00:00 | 2026-09-11T00:00:00 | 2026-09-11T00:00:00 | 2 | 0 | 2 | 519 | 3114 | 55112 | USA | D05 | 157 | GARELICK STEEL | 55458 | CHA-C12x20.7-192.25 | C-Channel C12 X 20.17 @ 192.25"L | ORM | C-Channel C12 X 20.17 @ 192.25"L | EA | EA |  | TRUE |  | P | DEL | DAYTON
135395 | 3 | 1 | States | CENTRAL SANDBLASTING CO | Robert Boulka | TRUE | 2026-08-12T00:00:00 | 2026-09-11T00:00:00 | 2026-09-11T00:00:00 | 2 | 0 | 2 | 619 | 1238 | 55112 | USA | D05 | 157 | GARELICK STEEL | 55458 | CHA-C12x20.7-240.3125 | C-Channel C12 X 20.17 @ 240.3125"L | ORM | C-Channel C12 X 20.17 @ 240.3125"L | EA | EA |  | TRUE |  | P | DEL | DAYTON
135395 | 1 | 1 | States | CENTRAL SANDBLASTING CO | Robert Boulka | TRUE | 2026-08-12T00:00:00 | 2026-09-11T00:00:00 | 2026-09-11T00:00:00 | 16 | 0 | 16 | 519 | 8304 | 55112 | USA | D05 | 157 | GARELICK STEEL | 55458 | CHA-C12x20.7-180.25 | C-Channel C12 X 20.17 @ 180.25"L | ORM | C-Channel C12 X 20.17 @ 180.25"L | EA | EA |  | TRUE |  | P | DEL | DAYTON
135180 | 1 | 1 | States | Dayton | Robert Boulka | TRUE | 2026-08-03T00:00:00 | 2026-08-12T00:00:00 | 2026-08-12T00:00:00 | 12495.01 | 0 | 12495.01 | 0.9 | 11245.51 | 55369-6417 | USA | D05 | 157 | GARELICK STEEL | 55458 | HRS-.250-48x144 | HOT ROLLED P&O SHEET 1/4 X 48" X 144" | CRS | HOT ROLLED SHEET 1/4 X 48" X 144" | SF | LB |  | TRUE |  | P | DEL | DAYTON
136220 | 2 | 1 | States | Dayton | Robert Boulka | TRUE | 2026-09-21T00:00:00 | 2026-09-18T00:00:00 |  | 49008.01 | 0 | 49008.01 | 0.8195 | 40162.06 | 55369 | USA | D05 | 157 | GARELICK STEEL | 55458 | HRS-.750-48X48 | HOT ROLLED A-36 SHEET 0.750 X 48" X 48" | CRS | HOT ROLLED A-36 SHEET 0.750 X 48" X 48" | SF | LB |  | FALSE |  | P | DEL | Dayton | 1900-01-01T00:00:00
134987 | 2 | 2 | States | CENTRAL SANDBLASTING CO | Robert Boulka | TRUE | 2026-07-24T00:00:00 | 2026-08-27T00:00:00 | 2026-08-27T00:00:00 | 3 | 0 | 3 | 297 | 12177 | 55112 | USA | D05 | 157 | GARELICK STEEL | 55458 | CHA-C10x15.3-166.75 | C-Channel C10 X 15.3 @ 166.75"L | PUR | C-Channel C10 X 15.3 @ 166.75"L | EA | EA |  | TRUE |  | P | DEL | DAYTON
135162 | 2 | 1 | States | CENTRAL SANDBLASTING CO | Robert Boulka | TRUE | 2026-08-03T00:00:00 | 2026-08-31T00:00:00 | 2026-08-31T00:00:00 | 6 | 0 | 6 | 259 | 1554 | 55112 | USA | D05 | 157 | GARELICK STEEL | 55458 | CHA-C10x15.3-288.375 | C-Channel C10 X 15.3 @ 288.375"L | PUR | C-Channel C10 X 15.3 @ 288.375"L | EA | EA |  | TRUE |  | P | DEL | DAYTON
135162 | 1 | 1 | States | CENTRAL SANDBLASTING CO | Robert Boulka | TRUE | 2026-08-03T00:00:00 | 2026-08-31T00:00:00 | 2026-08-31T00:00:00 | 32 | 0 | 32 | 259 | 8288 | 55112 | USA | D05 | 157 | GARELICK STEEL | 55458 | CHA-C10X15.3-240.31 | C-Channel C10 X 15.3 @ 240.31"L | ORM | C-Channel C10 X 15.3 @ 240.31"L | EA | EA |  | TRUE |  | P | DEL | DAYTON
134389 | 1 | 1 | States | Champlin | Holly Davis | TRUE | 2026-06-29T00:00:00 | 2027-05-25T00:00:00 |  | 72 | 0 | 72 | 243.74 | 70197.12 | 55316-3157 | USA | N30 | 203 | AMRAN LLC | 77478 | CT237-502 | Current Transformers, 4000:5, 8.66" x 9.06" square with 6.30" x 6.30" window | PUR | Current Transformers, 4000:5, 8.66" x 9.06" square with 6.30" x 6.30" window | EA | EA |  | FALSE |  | P | FXON | 100
134389 | 2 | 2 | States | Champlin | Holly Davis | TRUE | 2026-06-29T00:00:00 | 2027-07-26T00:00:00 |  | 100 | 0 | 100 | 72.18 | 23675.04 | 55316-3157 | USA | N30 | 203 | AMRAN LLC | 77478 | PT104-480 | Potential transformer, 480:120V, 0.6W, 1.2X, 150VA | PUR | Potential transformer, 480:120V, 0.6W, 1.2X, 150VA | EA | EA |  | FALSE |  | P | FXON | 100
134389 | 1 | 4 | States | Champlin | Holly Davis | TRUE | 2026-06-29T00:00:00 | 2027-09-24T00:00:00 |  | 72 | 0 | 72 | 243.74 | 70197.12 | 55316-3157 | USA | N30 | 203 | AMRAN LLC | 77478 | CT237-502 | Current Transformers, 4000:5, 8.66" x 9.06" square with 6.30" x 6.30" window | PUR | Current Transformers, 4000:5, 8.66" x 9.06" square with 6.30" x 6.30" window | EA | EA |  | FALSE |  | P | FXON | 100
134389 | 1 | 3 | States | Champlin | Holly Davis | TRUE | 2026-06-29T00:00:00 | 2027-08-25T00:00:00 |  | 72 | 0 | 72 | 243.74 | 70197.12 | 55316-3157 | USA | N30 | 203 | AMRAN LLC | 77478 | CT237-502 | Current Transformers, 4000:5, 8.66" x 9.06" square with 6.30" x 6.30" window | PUR | Current Transformers, 4000:5, 8.66" x 9.06" square with 6.30" x 6.30" window | EA | EA |  | FALSE |  | P | FXON | 100
134389 | 1 | 2 | States | Champlin | Holly Davis | TRUE | 2026-06-29T00:00:00 | 2027-07-26T00:00:00 |  | 72 | 0 | 72 | 243.74 | 70197.12 | 55316-3157 | USA | N30 | 203 | AMRAN LLC | 77478 | CT237-502 | Current Transformers, 4000:5, 8.66" x 9.06" square with 6.30" x 6.30" window | PUR | Current Transformers, 4000:5, 8.66" x 9.06" square with 6.30" x 6.30" window | EA | EA |  | FALSE |  | P | FXON | 100
134389 | 2 | 3 | States | Champlin | Holly Davis | TRUE | 2026-06-29T00:00:00 | 2027-09-24T00:00:00 |  | 128 | 0 | 128 | 72.18 | 23675.04 | 55316-3157 | USA | N30 | 203 | AMRAN LLC | 77478 | PT104-480 | Potential transformer, 480:120V, 0.6W, 1.2X, 150VA | PUR | Potential transformer, 480:120V, 0.6W, 1.2X, 150VA | EA | EA |  | FALSE |  | P | FXON | 100
134389 | 2 | 1 | States | Champlin | Holly Davis | TRUE | 2026-06-29T00:00:00 | 2027-05-25T00:00:00 |  | 100 | 0 | 100 | 72.18 | 23675.04 | 55316-3157 | USA | N30 | 203 | AMRAN LLC | 77478 | PT104-480 | Potential transformer, 480:120V, 0.6W, 1.2X, 150VA | PUR | Potential transformer, 480:120V, 0.6W, 1.2X, 150VA | EA | EA |  | FALSE |  | P | FXON | 100
135308 | 1 | 2 | States | Champlin | Holly Davis | TRUE | 2026-08-10T00:00:00 | 2026-11-30T00:00:00 |  | 12 | 0 | 12 | 164.21 | 3941.04 | 55316-3157 | USA | N30 | 203 | AMRAN LLC | 77478 | CT237-302 | Current transformer, 3000:5 (SEL-787 CT input) | PUR | Current transformer, 3000:5 (SEL-787 CT input) | EA | EA |  | TRUE |  | P | FXON | 100
135308 | 1 | 1 | States | Champlin | Holly Davis | TRUE | 2026-08-10T00:00:00 | 2026-11-09T00:00:00 | 2026-11-09T00:00:00 | 12 | 0 | 12 | 164.21 | 3941.04 | 55316-3157 | USA | N30 | 203 | AMRAN LLC | 77478 | CT237-302 | Current transformer, 3000:5 (SEL-787 CT input) | PUR | Current transformer, 3000:5 (SEL-787 CT input) | EA | EA |  | TRUE |  | P | FXON | 100
134796 | 1 | 1 | States | Dayton | Holly Davis | TRUE | 2026-07-15T00:00:00 | 2027-01-27T00:00:00 | 2026-01-27T00:00:00 | 240 | 0 | 240 | 251.4 | 95029.2 | 55369-6417 | USA | N30 | 203 | AMRAN LLC | 77478 | CT340-122 | 1200:5 CT, C200 | PUR | 1200:5 CT, C200 | EA | EA |  | TRUE |  | P | FXON | DAYTON
134796 | 1 | 2 | States | Dayton | Holly Davis | TRUE | 2026-07-15T00:00:00 | 2026-12-04T00:00:00 |  | 138 | 0 | 138 | 251.4 | 95029.2 | 55369-6417 | USA | N30 | 203 | AMRAN LLC | 77478 | CT340-122 | 1200:5 CT, C200 | PUR | 1200:5 CT, C200 | EA | EA |  | TRUE |  | P | FXON | DAYTON
132697 | 1 | 1 | States | Dayton | Holly Davis | TRUE | 2026-04-22T00:00:00 | 2026-11-09T00:00:00 | 2026-11-09T00:00:00 | 12 | 0 | 12 | 158.31 | 1899.72 | 55369-6417 | USA | N30 | 203 | AMRAN LLC | 77478 | CT342-151 | CURRENT TRANSFORMER; CLASS C20, 150:5A | PUR | CURRENT TRANSFORMER; CLASS C20, 150:5A | EA | EA |  | TRUE |  | P | FXON | DAYTON
134123 | 2 | 2 | States | Dayton | Holly Davis | TRUE | 2026-06-15T00:00:00 | 2026-11-23T00:00:00 | 2026-11-23T00:00:00 | 72 | 0 | 72 | 215.86 | 34321.74 | 55369-6417 | USA | N30 | 203 | AMRAN LLC | 77478 | CT354-122 | 1200:5 CT, C200 | PUR | 1200:5 CT, C200 | EA | EA |  | TRUE |  | P | FXON | DAYTON
134123 | 3 | 1 | States | Dayton | Holly Davis | TRUE | 2026-06-15T00:00:00 | 2026-12-07T00:00:00 | 2026-12-07T00:00:00 | 39 | 0 | 39 | 240.84 | 41906.16 | 55369-6417 | USA | N30 | 203 | AMRAN LLC | 77478 | CT354-122MR | 1200:5 C200 Current Transformer, Acutran | PUR | 1200:5 C200 Current Transformer, Acutran | EA | EA |  | TRUE |  | P | FXON | DAYTON
134123 | 3 | 2 | States | Dayton | Holly Davis | TRUE | 2026-06-15T00:00:00 | 2026-12-07T00:00:00 | 2026-12-07T00:00:00 | 78 | 0 | 78 | 240.84 | 41906.16 | 55369-6417 | USA | N30 | 203 | AMRAN LLC | 77478 | CT354-122MR | 1200:5 C200 Current Transformer, Acutran | PUR | 1200:5 C200 Current Transformer, Acutran | EA | EA |  | TRUE |  | P | FXON | DAYTON
134123 | 2 | 1 | States | Dayton | Holly Davis | TRUE | 2026-06-15T00:00:00 | 2026-11-23T00:00:00 | 2026-11-23T00:00:00 | 36 | 0 | 36 | 215.86 | 34321.74 | 55369-6417 | USA | N30 | 203 | AMRAN LLC | 77478 | CT354-122 | 1200:5 CT, C200 | PUR | 1200:5 CT, C200 | EA | EA |  | TRUE |  | P | FXON | DAYTON
134123 | 2 | 3 | States | Dayton | Holly Davis | TRUE | 2026-06-15T00:00:00 | 2026-11-23T00:00:00 | 2026-11-23T00:00:00 | 51 | 0 | 51 | 215.86 | 34321.74 | 55369-6417 | USA | N30 | 203 | AMRAN LLC | 77478 | CT354-122 | 1200:5 CT, C200 | PUR | 1200:5 CT, C200 | EA | EA |  | TRUE |  | P | FXON | DAYTON
134123 | 3 | 3 | States | Dayton | Holly Davis | TRUE | 2026-06-15T00:00:00 | 2026-12-07T00:00:00 | 2026-12-07T00:00:00 | 57 | 0 | 57 | 240.84 | 41906.16 | 55369-6417 | USA | N30 | 203 | AMRAN LLC | 77478 | CT354-122MR | 1200:5 C200 Current Transformer, Acutran | PUR | 1200:5 C200 Current Transformer, Acutran | EA | EA |  | TRUE |  | P | FXON | DAYTON
134123 | 4 | 1 | States | Dayton | Holly Davis | TRUE | 2026-06-15T00:00:00 | 2026-10-26T00:00:00 | 2026-10-26T00:00:00 | 27 | 0 | 27 | 758.28 | 20473.56 | 55369-6417 | USA | N30 | 203 | AMRAN LLC | 77478 | V21.1-12471FG1 | Voltage Transformer: 12470:120, 1000 VA, One Bushing, w/ 0.5E Primary Fuse and grounding clips | CTRA | Voltage Transformer: 12470:120, 1000 VA, One Bushing, w/ 0.5E Primary Fuse and grounding clips | EA | EA |  | TRUE |  | P | FXON | DAYTON
135763 | 3 | 1 | States | Dayton | Holly Davis | TRUE | 2026-08-27T00:00:00 | 2026-11-30T00:00:00 |  | 3 | 0 | 3 | 158.75 | 476.25 | 55369 | USA | N30 | 203 | AMRAN LLC | 77478 | CT342-401 | Current Transformer: 400:5, C100 Relay Class | PUR | Current Transformer: 400:5, C100 Relay Class | EA | EA |  | FALSE |  | P | FXON | DAYTON
135763 | 2 | 1 | States | Dayton | Holly Davis | TRUE | 2026-08-27T00:00:00 | 2026-11-30T00:00:00 |  | 24 | 0 | 24 | 114.77 | 2754.48 | 55369 | USA | N30 | 203 | AMRAN LLC | 77478 | CT342-201 | Current Transformer: 200:5, C20 Relay Class | PUR | Current Transformer: 200:5, C20 Relay Class | EA | EA |  | FALSE |  | P | FXON | DAYTON
135763 | 4 | 1 | States | Dayton | Holly Davis | TRUE | 2026-08-27T00:00:00 | 2026-11-30T00:00:00 |  | 18 | 0 | 18 | 111.68 | 2010.24 | 55369 | USA | N30 | 203 | AMRAN LLC | 77478 | CT342-500 | Current Transformer: 50:5, C10 Relay Class | PUR | Current Transformer: 50:5, C10 Relay Class | EA | EA |  | FALSE |  | P | FXON | DAYTON
135763 | 1 | 1 | States | Dayton | Holly Davis | TRUE | 2026-08-27T00:00:00 | 2026-11-30T00:00:00 |  | 18 | 0 | 18 | 158.31 | 2849.58 | 55369 | USA | N30 | 203 | AMRAN LLC | 77478 | CT342-151 | CURRENT TRANSFORMER; CLASS C20, 150:5A | PUR | CURRENT TRANSFORMER; CLASS C20, 150:5A | EA | EA |  | FALSE |  | P | FXON | DAYTON
135763 | 5 | 1 | States | Dayton | Holly Davis | TRUE | 2026-08-27T00:00:00 | 2026-11-30T00:00:00 |  | 3 | 0 | 3 | 1137.87 | 3413.61 | 55369 | USA | N30 | 203 | AMRAN LLC | 77478 | CT428-500 | Ground Current Transfortmer 50:5A ratio C10 accuracy window size 8"D x 22"W | PUR | Ground Current Transfortmer 50:5A ratio C10 accuracy window size 8"D x 22"W | EA | EA |  | FALSE |  | P | FXON | DAYTON
132375 | 2 | 1 | States | Dayton | Holly Davis | TRUE | 2026-04-09T00:00:00 | 2026-11-02T00:00:00 | 2026-12-22T00:00:00 | 3 | 0 | 3 | 219.11 | 657.33 | 55369-6417 | USA | N30 | 203 | AMRAN LLC | 77478 | CT111-201 | Current Transformer, 200:5, Single Ratio, class C20, 7.02" Window | PUR | Current Transformer, 200:5, Single Ratio, class C20, 7.02" Window | EA | EA |  | TRUE |  | P | FXON | DAYTON
132375 | 3 | 1 | States | Dayton | Holly Davis | TRUE | 2026-04-09T00:00:00 | 2026-11-02T00:00:00 | 2026-12-22T00:00:00 | 24 | 0 | 24 | 230.13 | 5523.12 | 55369-6417 | USA | N30 | 203 | AMRAN LLC | 77478 | CT111-401 | Current Transformer, 400:5, Single Ratio, class C50, 7.02" Window | PUR | Current Transformer, 400:5, Single Ratio, class C50, 7.02" Window | EA | EA |  | TRUE |  | P | FXON | DAYTON
132375 | 1 | 1 | States | Dayton | Holly Davis | TRUE | 2026-04-09T00:00:00 | 2026-11-02T00:00:00 | 2026-12-22T00:00:00 | 30 | 0 | 30 | 216.27 | 6488.1 | 55369-6417 | USA | N30 | 203 | AMRAN LLC | 77478 | CT111-151 | Current Transformer, 150:5, Single Ratio, class C20, 7.02" Window | PUR | Current Transformer, 150:5, Single Ratio, class C20, 7.02" Window | EA | EA |  | TRUE |  | P | FXON | DAYTON
132021 | 5 | 2 | States | Dayton | Holly Davis | TRUE | 2026-03-24T00:00:00 | 2026-08-04T00:00:00 | 2026-08-04T00:00:00 | 96 | 0 | 96 | 358.33 | 70949.34 | 55369-6417 | USA | N30 | 203 | AMRAN LLC | 77478 | CT345-601MR | CT, Multi ratio, 600:5, C200 | PUR | CT, Multi ratio, 600:5, C200 | EA | EA |  | TRUE |  | P | FXON | DAYTON
132021 | 5 | 1 | States | Dayton | Holly Davis | TRUE | 2026-03-24T00:00:00 | 2026-09-09T00:00:00 | 2026-08-04T00:00:00 | 102 | 0 | 102 | 358.33 | 70949.34 | 55369-6417 | USA | N30 | 203 | AMRAN LLC | 77478 | CT345-601MR | CT, Multi ratio, 600:5, C200 | PUR | CT, Multi ratio, 600:5, C200 | EA | EA |  | TRUE |  | P | FXON | DAYTON
132021 | 6 | 2 | States | Dayton | Holly Davis | TRUE | 2026-03-24T00:00:00 | 2026-09-25T00:00:00 | 2026-08-04T00:00:00 | 15 | 0 | 15 | 264.51 | 7141.77 | 55369-6417 | USA | N30 | 203 | AMRAN LLC | 77478 | CT354-302MR | CT, Multi ratio, 3000:5, C200 | PUR | CT, Multi ratio, 3000:5, C200 | EA | EA |  | TRUE |  | P | FXON | DAYTON
132021 | 6 | 1 | States | Dayton | Holly Davis | TRUE | 2026-03-24T00:00:00 | 2026-09-25T00:00:00 | 2026-08-04T00:00:00 | 12 | 0 | 12 | 264.51 | 7141.77 | 55369-6417 | USA | N30 | 203 | AMRAN LLC | 77478 | CT354-302MR | CT, Multi ratio, 3000:5, C200 | PUR | CT, Multi ratio, 3000:5, C200 | EA | EA |  | TRUE |  | P | FXON | DAYTON
129943 | 1 | 1 | States | Dayton | Holly Davis | TRUE | 2025-11-19T00:00:00 | 2026-06-16T00:00:00 | 2026-02-09T00:00:00 | 48 | 0 | 48 | 240.07 | 23046.72 | 55369 | USA | N30 | 203 | AMRAN LLC | 77478 | CT342-122MR | Current Transformer: 1200:5, C200, Multi Ratio | PUR | Current Transformer: 1200:5, C200, Multi Ratio | EA | EA |  | TRUE |  | P | FXON | DAYTON
131645 | 2 | 1 | States | Champlin | Holly Davis | TRUE | 2026-03-06T00:00:00 | 2026-07-30T00:00:00 | 2026-07-30T00:00:00 | 9 | 0 | 9 | 243.13 | 2188.17 | 55316-3157 | USA | N30 | 203 | AMRAN LLC | 77478 | CT343-402A | Current Transformer: 4000:5A, Single Ratio, C400 Relay Class, 0.3% Accuracy Class, 6.5" window | MEC | Current Transformer: 4000:5A, Single Ratio, C400 Relay Class, 0.3% Accuracy Class, 6.5" window | EA | EA |  | TRUE |  | P | FXON | 100
132716 | 3 | 1 | States | Champlin | Holly Davis | TRUE | 2026-04-23T00:00:00 | 2026-10-02T00:00:00 | 2026-11-16T00:00:00 | 12 | 0 | 12 | 105.19 | 2524.56 | 55316-3157 | USA | N30 | 203 | AMRAN LLC | 77478 | CT401-402 | Metering CT 4000:5, C50 | SRPP | Metering CT 4000:5, C50 | EA | EA |  | TRUE |  | P | FXON | 100
132716 | 1 | 1 | States | Champlin | Holly Davis | TRUE | 2026-04-23T00:00:00 | 2026-10-08T00:00:00 | 2026-10-01T00:00:00 | 9 | 0 | 9 | 82.77 | 744.93 | 55316-3157 | USA | N30 | 203 | AMRAN LLC | 77478 | 240-252 | Current transformers, 2500:5, C50 class | PUR | Current transformers, 2500:5, C50 class | EA | EA |  | TRUE |  | P | FXON | 100
132716 | 4 | 1 | States | Champlin | Holly Davis | TRUE | 2026-04-23T00:00:00 | 2026-10-23T00:00:00 | 2027-01-04T00:00:00 | 6 | 0 | 6 | 130.99 | 1178.91 | 55316-3157 | USA | N30 | 203 | AMRAN LLC | 77478 | CT550-5x4-05000 | SUMMING CT, (4) TO 5A, | PUR | SUMMING CT, (4) TO 5A, | EA | EA |  | TRUE |  | P | FXON | 100
132716 | 3 | 2 | States | Champlin | Holly Davis | TRUE | 2026-04-23T00:00:00 | 2026-11-16T00:00:00 | 2026-11-16T00:00:00 | 12 | 0 | 12 | 105.19 | 2524.56 | 55316-3157 | USA | N30 | 203 | AMRAN LLC | 77478 | CT401-402 | Metering CT 4000:5, C50 | SRPP | Metering CT 4000:5, C50 | EA | EA |  | TRUE |  | P | FXON | 100
132716 | 4 | 2 | States | Champlin | Holly Davis | TRUE | 2026-04-23T00:00:00 | 2027-01-04T00:00:00 | 2027-01-04T00:00:00 | 3 | 0 | 3 | 130.99 | 1178.91 | 55316-3157 | USA | N30 | 203 | AMRAN LLC | 77478 | CT550-5x4-05000 | SUMMING CT, (4) TO 5A, | PUR | SUMMING CT, (4) TO 5A, | EA | EA |  | TRUE |  | P | FXON | 100
135573 | 1 | 1 | States | Dayton | Holly Davis | TRUE | 2026-08-19T00:00:00 | 2026-09-18T00:00:00 |  | 1 | 0 | 1 | 848.94 | 848.94 | 55369 | USA | N30 | 203 | AMRAN LLC | 77478 | V21.1-1382FFG2 | Voltage Transformer: 13800:120, 1000 VA, Two Bushing, w/ 0.5E Primary Fuses | SRPP | Voltage Transformer: 13800:120, 1000 VA, Two Bushing, w/ 0.5E Primary Fuses | EA | EA |  | TRUE |  | P | FXON | DAYTON
136064 | 1 | 1 | States | Dayton | Holly Davis | TRUE | 2026-09-14T00:00:00 | 2026-11-30T00:00:00 |  | 18 | 0 | 18 | 0 | 0 | 55369 | USA | N30 | 203 | AMRAN LLC | 77478 | CT342-301 | Current Transformer: 300:5, C50 Relay Class | PUR | Current Transformer: 300:5, C50 Relay Class | EA | EA |  | FALSE |  | P | FXON | DAYTON
134267 | 1 | 1 | States | Champlin | Holly Davis | TRUE | 2026-06-22T00:00:00 | 2026-12-07T00:00:00 | 2026-12-07T00:00:00 | 306 | 0 | 306 | 103.4 | 31640.4 | 55316-3157 | USA | N30 | 203 | AMRAN LLC | 77478 | PT100-480 | Potential transformer, 480:120V, 0.6W, 1.2X, 150VA | PUR | Potential transformer, 480:120V, 0.6W, 1.2X, 150VA | EA | EA |  | TRUE |  | P | FXON | 100 | 2026-12-07T00:00:00
134166 | 1 | 3 | States | Champlin | Holly Davis | TRUE | 2026-06-17T00:00:00 | 2027-04-15T00:00:00 | 2026-04-15T00:00:00 | 100 | 0 | 100 | 72.18 | 21654 | 55316-3157 | USA | N30 | 203 | AMRAN LLC | 77478 | PT104-480 | Potential transformer, 480:120V, 0.6W, 1.2X, 150VA | PUR | Potential transformer, 480:120V, 0.6W, 1.2X, 150VA | EA | EA |  | TRUE |  | P | FXON | 100
134166 | 1 | 1 | States | Champlin | Holly Davis | TRUE | 2026-06-17T00:00:00 | 2027-04-15T00:00:00 | 2026-04-15T00:00:00 | 100 | 0 | 100 | 72.18 | 21654 | 55316-3157 | USA | N30 | 203 | AMRAN LLC | 77478 | PT104-480 | Potential transformer, 480:120V, 0.6W, 1.2X, 150VA | PUR | Potential transformer, 480:120V, 0.6W, 1.2X, 150VA | EA | EA |  | TRUE |  | P | FXON | 100
134166 | 1 | 2 | States | Champlin | Holly Davis | TRUE | 2026-06-17T00:00:00 | 2027-04-15T00:00:00 | 2026-04-15T00:00:00 | 100 | 0 | 100 | 72.18 | 21654 | 55316-3157 | USA | N30 | 203 | AMRAN LLC | 77478 | PT104-480 | Potential transformer, 480:120V, 0.6W, 1.2X, 150VA | PUR | Potential transformer, 480:120V, 0.6W, 1.2X, 150VA | EA | EA |  | TRUE |  | P | FXON | 100
135659 | 1 | 6 | States | Champlin | Holly Davis | TRUE | 2026-08-21T00:00:00 | 2027-09-24T00:00:00 |  | 72 | 0 | 72 | 0 | 0 | 55316 | USA | N30 | 203 | AMRAN LLC | 77478 | CT427-502 | Current Transformers, 5000:5, 8.98" x 5.66" square with 6.90" x 3.15" window | PUR | Current Transformers, 5000:5, 8.98" x 5.66" square with 6.90" x 3.15" window | EA | EA |  | FALSE |  | P | FXON | 100
135659 | 1 | 2 | States | Champlin | Holly Davis | TRUE | 2026-08-21T00:00:00 | 2026-12-11T00:00:00 |  | 72 | 0 | 72 | 0 | 0 | 55316 | USA | N30 | 203 | AMRAN LLC | 77478 | CT427-502 | Current Transformers, 5000:5, 8.98" x 5.66" square with 6.90" x 3.15" window | PUR | Current Transformers, 5000:5, 8.98" x 5.66" square with 6.90" x 3.15" window | EA | EA |  | FALSE |  | P | FXON | 100
135659 | 1 | 5 | States | Champlin | Holly Davis | TRUE | 2026-08-21T00:00:00 | 2027-07-26T00:00:00 |  | 72 | 0 | 72 | 0 | 0 | 55316 | USA | N30 | 203 | AMRAN LLC | 77478 | CT427-502 | Current Transformers, 5000:5, 8.98" x 5.66" square with 6.90" x 3.15" window | PUR | Current Transformers, 5000:5, 8.98" x 5.66" square with 6.90" x 3.15" window | EA | EA |  | FALSE |  | P | FXON | 100
135659 | 1 | 3 | States | Champlin | Holly Davis | TRUE | 2026-08-21T00:00:00 | 2026-12-22T00:00:00 |  | 144 | 0 | 144 | 0 | 0 | 55316 | USA | N30 | 203 | AMRAN LLC | 77478 | CT427-502 | Current Transformers, 5000:5, 8.98" x 5.66" square with 6.90" x 3.15" window | PUR | Current Transformers, 5000:5, 8.98" x 5.66" square with 6.90" x 3.15" window | EA | EA |  | FALSE |  | P | FXON | 100
135659 | 1 | 1 | States | Champlin | Holly Davis | TRUE | 2026-08-21T00:00:00 | 2026-10-15T00:00:00 |  | 72 | 0 | 72 | 0 | 0 | 55316 | USA | N30 | 203 | AMRAN LLC | 77478 | CT427-502 | Current Transformers, 5000:5, 8.98" x 5.66" square with 6.90" x 3.15" window | PUR | Current Transformers, 5000:5, 8.98" x 5.66" square with 6.90" x 3.15" window | EA | EA |  | FALSE |  | P | FXON | 100
135659 | 1 | 4 | States | Champlin | Holly Davis | TRUE | 2026-08-21T00:00:00 | 2027-05-25T00:00:00 |  | 72 | 0 | 72 | 0 | 0 | 55316 | USA | N30 | 203 | AMRAN LLC | 77478 | CT427-502 | Current Transformers, 5000:5, 8.98" x 5.66" square with 6.90" x 3.15" window | PUR | Current Transformers, 5000:5, 8.98" x 5.66" square with 6.90" x 3.15" window | EA | EA |  | FALSE |  | P | FXON | 100
133578 | 1 | 1 | States | Champlin | Holly Davis | TRUE | 2026-05-22T00:00:00 | 2026-08-20T00:00:00 | 2026-08-20T00:00:00 | 72 | 0 | 72 | 243.74 | 70197.12 | 55316-3157 | USA | N30 | 203 | AMRAN LLC | 77478 | CT237-502 | Current Transformers, 4000:5, 8.66" x 9.06" square with 6.30" x 6.30" window | PUR | Current Transformers, 4000:5, 8.66" x 9.06" square with 6.30" x 6.30" window | EA | EA |  | FALSE |  | P | FXON | 100
133578 | 1 | 2 | States | Champlin | Holly Davis | TRUE | 2026-05-22T00:00:00 | 2026-09-24T00:00:00 |  | 72 | 0 | 72 | 243.74 | 70197.12 | 55316-3157 | USA | N30 | 203 | AMRAN LLC | 77478 | CT237-502 | Current Transformers, 4000:5, 8.66" x 9.06" square with 6.30" x 6.30" window | PUR | Current Transformers, 4000:5, 8.66" x 9.06" square with 6.30" x 6.30" window | EA | EA |  | FALSE |  | P | FXON | 100
133578 | 1 | 3 | States | Champlin | Holly Davis | TRUE | 2026-05-22T00:00:00 | 2026-12-22T00:00:00 |  | 144 | 0 | 144 | 243.74 | 70197.12 | 55316-3157 | USA | N30 | 203 | AMRAN LLC | 77478 | CT237-502 | Current Transformers, 4000:5, 8.66" x 9.06" square with 6.30" x 6.30" window | PUR | Current Transformers, 4000:5, 8.66" x 9.06" square with 6.30" x 6.30" window | EA | EA |  | FALSE |  | P | FXON | 100
133194 | 1 | 2 | States | Dayton | Holly Davis | TRUE | 2026-05-11T00:00:00 | 2026-11-27T00:00:00 | 2026-11-27T00:00:00 | 204 | 0 | 204 | 162.79 | 66418.32 | 55369-6417 | USA | N30 | 203 | AMRAN LLC | 77478 | CT342-601 | Current Transformer: 600:5, C100 | PUR | Current Transformer: 600:5, C100 | EA | EA |  | TRUE |  | P | FXON | dayton
133194 | 2 | 1 | States | Dayton | Holly Davis | TRUE | 2026-05-11T00:00:00 | 2026-11-04T00:00:00 | 2026-11-04T00:00:00 | 378 | 0 | 378 | 215.86 | 81595.08 | 55369-6417 | USA | N30 | 203 | AMRAN LLC | 77478 | CT354-122 | 1200:5 CT, C200 | PUR | 1200:5 CT, C200 | EA | EA |  | TRUE |  | P | FXON | DAYTON
133194 | 1 | 1 | States | Dayton | Holly Davis | TRUE | 2026-05-11T00:00:00 | 2026-11-20T00:00:00 | 2026-11-20T00:00:00 | 204 | 0 | 204 | 162.79 | 66418.32 | 55369-6417 | USA | N30 | 203 | AMRAN LLC | 77478 | CT342-601 | Current Transformer: 600:5, C100 | PUR | Current Transformer: 600:5, C100 | EA | EA |  | TRUE |  | P | FXON | dayton
134985 | 1 | 1 | States | Dayton | Holly Davis | TRUE | 2026-07-23T00:00:00 | 2027-02-08T00:00:00 | 2027-02-08T00:00:00 | 156 | 0 | 156 | 241.7 | 72510 | 55369-6417 | USA | N30 | 203 | AMRAN LLC | 77478 | CT340-202 | 2000:5 CT, C200 | PUR | 2000:5 CT, C200 | EA | EA |  | TRUE |  | P | FXON | DAYTON | 2026-12-14T00:00:00
134985 | 1 | 2 | States | Dayton | Holly Davis | TRUE | 2026-07-23T00:00:00 | 2027-02-08T00:00:00 | 2027-02-08T00:00:00 | 144 | 0 | 144 | 241.7 | 72510 | 55369-6417 | USA | N30 | 203 | AMRAN LLC | 77478 | CT340-202 | 2000:5 CT, C200 | PUR | 2000:5 CT, C200 | EA | EA |  | TRUE |  | P | FXON | DAYTON | 2026-12-14T00:00:00
135220 | 1 | 1 | States | Dayton | Holly Davis | TRUE | 2026-08-05T00:00:00 | 2026-09-21T00:00:00 | 2026-12-23T00:00:00 | 2 | 0 | 2 | 848.94 | 1697.88 | 55369-6417 | USA | N30 | 203 | AMRAN LLC | 77478 | V21.1-1382FFG2 | Voltage Transformer: 13800:120, 1000 VA, Two Bushing, w/ 0.5E Primary Fuses | SRPP | Voltage Transformer: 13800:120, 1000 VA, Two Bushing, w/ 0.5E Primary Fuses | EA | EA |  | TRUE |  | P | FXON | DAYTON | 2026-09-21T00:00:00
134454 | 1 | 1 | States | Champlin | Holly Davis | TRUE | 2026-06-30T00:00:00 | 2027-07-26T00:00:00 |  | 100 | 0 | 100 | 72.18 | 21654 | 55316-3157 | USA | N30 | 203 | AMRAN LLC | 77478 | PT104-480 | Potential transformer, 480:120V, 0.6W, 1.2X, 150VA | PUR | Potential transformer, 480:120V, 0.6W, 1.2X, 150VA | EA | EA |  | FALSE |  | P | FXON | 100
134454 | 1 | 3 | States | Champlin | Holly Davis | TRUE | 2026-06-30T00:00:00 | 2027-09-24T00:00:00 |  | 100 | 0 | 100 | 72.18 | 21654 | 55316-3157 | USA | N30 | 203 | AMRAN LLC | 77478 | PT104-480 | Potential transformer, 480:120V, 0.6W, 1.2X, 150VA | PUR | Potential transformer, 480:120V, 0.6W, 1.2X, 150VA | EA | EA |  | FALSE |  | P | FXON | 100
134454 | 1 | 2 | States | Champlin | Holly Davis | TRUE | 2026-06-30T00:00:00 | 2027-08-25T00:00:00 |  | 100 | 0 | 100 | 72.18 | 21654 | 55316-3157 | USA | N30 | 203 | AMRAN LLC | 77478 | PT104-480 | Potential transformer, 480:120V, 0.6W, 1.2X, 150VA | PUR | Potential transformer, 480:120V, 0.6W, 1.2X, 150VA | EA | EA |  | FALSE |  | P | FXON | 100
133127 | 1 | 6 | States | Champlin | Holly Davis | TRUE | 2026-05-09T00:00:00 | 2026-10-26T00:00:00 | 2026-10-26T00:00:00 | 90 | 42 | 48 | 101.39 | 140222.37 | 55316-3157 | USA | N30 | 203 | AMRAN LLC | 77478 | PT104-480 | Potential transformer, 480:120V, 0.6W, 1.2X, 150VA | PUR | Potential transformer, 480:120V, 0.6W, 1.2X, 150VA | EA | EA |  | TRUE |  | P | FXON | 100
134292 | 1 | 1 | States | Dayton | Holly Davis | TRUE | 2026-06-23T00:00:00 | 2027-02-23T00:00:00 | 2026-02-23T00:00:00 | 18 | 0 | 18 | 358.33 | 6449.94 | 55369-6417 | USA | N30 | 203 | AMRAN LLC | 77478 | CT345-601MR | CT, Multi ratio, 600:5, C200 | PUR | CT, Multi ratio, 600:5, C200 | EA | EA |  | TRUE |  | P | FXON | DAYTON
134292 | 2 | 3 | States | Dayton | Holly Davis | TRUE | 2026-06-23T00:00:00 | 2026-10-23T00:00:00 | 2026-10-23T00:00:00 | 75 | 0 | 75 | 311.57 | 93471 | 55369-6417 | USA | N30 | 203 | AMRAN LLC | 77478 | CT354-202 | 2000:5 CT, C200 | PUR | 2000:5 CT, C200 | EA | EA |  | TRUE |  | P | FXON | DAYTON | 2026-10-02T00:00:00
134292 | 2 | 2 | States | Dayton | Holly Davis | TRUE | 2026-06-23T00:00:00 | 2026-10-16T00:00:00 | 2026-10-16T00:00:00 | 75 | 0 | 75 | 311.57 | 93471 | 55369-6417 | USA | N30 | 203 | AMRAN LLC | 77478 | CT354-202 | 2000:5 CT, C200 | PUR | 2000:5 CT, C200 | EA | EA |  | TRUE |  | P | FXON | DAYTON | 2026-10-12T00:00:00
134292 | 2 | 1 | States | Dayton | Holly Davis | TRUE | 2026-06-23T00:00:00 | 2026-10-09T00:00:00 | 2026-10-09T00:00:00 | 75 | 0 | 75 | 311.57 | 93471 | 55369-6417 | USA | N30 | 203 | AMRAN LLC | 77478 | CT354-202 | 2000:5 CT, C200 | PUR | 2000:5 CT, C200 | EA | EA |  | TRUE |  | P | FXON | DAYTON
134292 | 2 | 4 | States | Dayton | Holly Davis | TRUE | 2026-06-23T00:00:00 | 2026-10-30T00:00:00 | 2026-10-30T00:00:00 | 75 | 0 | 75 | 311.57 | 93471 | 55369-6417 | USA | N30 | 203 | AMRAN LLC | 77478 | CT354-202 | 2000:5 CT, C200 | PUR | 2000:5 CT, C200 | EA | EA |  | TRUE |  | P | FXON | DAYTON
133780 | 1 | 1 | States | Champlin | Holly Davis | TRUE | 2026-06-02T00:00:00 | 2027-01-11T00:00:00 | 2027-01-11T00:00:00 | 500 | 0 | 500 | 72.18 | 36090 | 55316-3157 | USA | N30 | 203 | AMRAN LLC | 77478 | PT104-480 | Potential transformer, 480:120V, 0.6W, 1.2X, 150VA | PUR | Potential transformer, 480:120V, 0.6W, 1.2X, 150VA | EA | EA |  | TRUE |  | P | FXON | 100
133468 | 1 | 1 | States | Champlin | Holly Davis | TRUE | 2026-05-20T00:00:00 | 2026-06-12T00:00:00 | 2026-06-12T00:00:00 | 2 | 0 | 2 | 758.28 | 1516.56 | 55316-3157 | USA | N30 | 203 | AMRAN LLC | 77478 | V21.1-12471FG1 | Voltage Transformer: 12470:120, 1000 VA, One Bushing, w/ 0.5E Primary Fuse and grounding clips | CTRA | Voltage Transformer: 12470:120, 1000 VA, One Bushing, w/ 0.5E Primary Fuse and grounding clips | EA | EA |  | TRUE |  | P | FXON | 100
134891 | 1 | 1 | States | Dayton | Taylor Barrett | TRUE | 2026-07-20T00:00:00 | 2026-10-26T00:00:00 | 2026-10-26T00:00:00 | 56 | 0 | 56 | 701.44 | 39280.64 | 55369-6417 | USA | N30 | 204 | MOUSER ELECTRONICS INC | 76199-0319 | 228-700-530 | Live Part: Fuse Clip For 3" Ferrule Fuses 1 or 2 Barrel (2/pkt) | PUR | Live Part: Fuse Clip For 3" Ferrule Fuses 1 or 2 Barrel (2/pkt) | EA | EA |  | TRUE |  | P | FXG | DAYTON
129920 | 2 | 4 | States | Champlin | Taylor Barrett | TRUE | 2025-11-19T00:00:00 | 2026-12-24T00:00:00 | 2026-12-24T00:00:00 | 4 | 0 | 4 | 360.48 | 2162.88 | 55316 | USA | N30 | 204 | MOUSER ELECTRONICS INC | 76199-0319 | FLK-050-CLKT | 2 IN 50MM C-RANGE IR WINDOW FLUKE | SRPP | 2 IN 50MM C-RANGE IR WINDOW FLUKE | EA | EA |  | TRUE |  | P | FXG | 100
134783 | 1 | 1 | States | Champlin | Taylor Barrett | TRUE | 2026-07-15T00:00:00 | 2026-10-23T00:00:00 | 2026-10-23T00:00:00 | 250 | 0 | 250 | 5.52 | 1380 | 55316-3157 | USA | N30 | 204 | MOUSER ELECTRONICS INC | 76199-0319 | 3212934 | PT 6 QUATTRO | PUR | PT 6 QUATTRO | EA | EA |  | TRUE |  | P | FXG | 100
135298 | 2 | 1 | States | Dayton | Robert Boulka | TRUE | 2026-08-07T00:00:00 | 2026-08-10T00:00:00 |  | 68 | 66 | 2 | 33.63 | 2286.84 | 55369-6417 | USA | N30 | 213 | FASTENAL COMPANY | 55987-1286 | H3-60-204-150 | Swinghandle, MD-2153N11_Swing-Handle Keyed Cam Lock | HIN | Swinghandle, MD-2153N11_Swing-Handle Keyed Cam Lock | EA | EA |  | TRUE |  | P | B/W
136048 | 1 | 1 | States | Dayton | Robert Boulka | TRUE | 2026-09-11T00:00:00 |  |  | 250000 | 0 | 250000 | 0.52 | 130000 | 55369 | USA | N30 | 213 | FASTENAL COMPANY | 55987-1286 | 616109301 | 301 3/8" Washer : ID=0.386, OD=1, THK=0.109, OAH=0.132 | SHMA | 301 3/8" Washer : ID=0.386, OD=1, THK=0.109, OAH=0.132 | EA | EA |  | FALSE |  | P | PPD | Dayton
136048 | 2 | 1 | States | Dayton | Robert Boulka | TRUE | 2026-09-11T00:00:00 |  |  | 150000 | 0 | 150000 | 0.65 | 97500 | 55369 | USA | N30 | 213 | FASTENAL COMPANY | 55987-1286 | 8L109301 | 301 1/2" Washer : ID=0.523, OD=1.063, THK=0.114, OAH=0.140 | SHMA | 301 1/2" Washer : ID=0.523, OD=1.063, THK=0.114, OAH=0.140 | EA | EA |  | FALSE |  | P | PPD | Dayton
135805 | 2 | 2 | States | Dayton | Robert Boulka | TRUE | 2026-08-31T00:00:00 |  |  | 8 | 0 | 8 | 73.99 | 1775.76 | 55369 | USA | N30 | 213 | FASTENAL COMPANY | 55987-1286 | H3-60-204-150 | Swinghandle, MD-2153N11_Swing-Handle Keyed Cam Lock | PUR | SWING-HANDLE KEYED CAM LOCK | EA | EA |  | FALSE |  | P | PPD | DAYTON |  | 77352-1-8
135805 | 2 | 3 | States | Dayton | Robert Boulka | TRUE | 2026-08-31T00:00:00 |  |  | 8 | 0 | 8 | 73.99 | 1775.76 | 55369 | USA | N30 | 213 | FASTENAL COMPANY | 55987-1286 | H3-60-204-150 | Swinghandle, MD-2153N11_Swing-Handle Keyed Cam Lock | PUR | SWING-HANDLE KEYED CAM LOCK | EA | EA |  | FALSE |  | P | PPD | DAYTON |  | 77352-1-9
135805 | 2 | 1 | States | Dayton | Robert Boulka | TRUE | 2026-08-31T00:00:00 |  |  | 8 | 0 | 8 | 73.99 | 1775.76 | 55369 | USA | N30 | 213 | FASTENAL COMPANY | 55987-1286 | H3-60-204-150 | Swinghandle, MD-2153N11_Swing-Handle Keyed Cam Lock | PUR | SWING-HANDLE KEYED CAM LOCK | EA | EA |  | FALSE |  | P | PPD | DAYTON |  | 77352-1-6
133354 | 1 | 1 | States | Champlin | Taylor Barrett | TRUE | 2026-05-18T00:00:00 | 2026-10-26T00:00:00 | 2026-10-26T00:00:00 | 2 | 0 | 2 | 6195.82 | 12391.64 | 55316-3157 | USA | N30 | 214 | SCHWEITZER ENGINEERING LABORATORIES | 99163 | 24880PCX1181BF23X | Time Distribution Protocols: IRIG-B, NTP Mounting: Horizontal Panel Mount Power Supply A: 24/48 Vdc Power Supply B: None Ethernet Port (ETH 1, ETH 2): 2 10/100BASE-T Ethernet Port (ETH 3, ETH 4): 2 10/100BASE-T Holdover: OCXO Frequency Outputs: 1 Square Wave and 5 10MHz Sine Wave Antenna: Complete 75ft LMR-400 GPS/GLONASS Installation Kit Includes: (1) GPS/GLONASS Antenna (9524B) (1) 50' Low-Loss LMR-400-FR Cable (C961C-050) (1) 25' Low-Loss LMR-400-FR Cable (C961C-025) (1) Gas Tube Coax Surge Protector and Mounting Kit (915900139) (1) Antenna Pipe-Mounting Kit (915900043) Conformal Coat: No | PUR | Time Distribution Protocols: IRIG-B, NTP Mounting: Horizontal Panel Mount Power Supply A: 24/48 Vdc Power Supply B: None Ethernet Port (ETH 1, ETH 2): 2 10/100BASE-T Ethernet Port (ETH 3, ETH 4): 2 10/100BASE-T Holdover: OCXO Frequency Outputs: 1 Square Wave and 5 10MHz Sine Wave Antenna: Complete 75ft LMR-400 GPS/GLONASS Installation Kit Includes: (1) GPS/GLONASS Antenna (9524B) (1) 50' Low-Loss LMR-400-FR Cable (C961C-050) (1) 25' Low-Loss LMR-400-FR Cable (C961C-025) (1) Gas Tube Coax Surge Protector and Mounting Kit (915900139) (1) Antenna Pipe-Mounting Kit (915900043) Conformal Coat: No | EA | EA |  | TRUE |  | P | PPD | 100
132107 | 2 | 2 | States | Dayton | Taylor Barrett | TRUE | 2026-03-27T00:00:00 | 2026-07-07T00:00:00 | 2026-07-07T00:00:00 | 5 | 3 | 2 | 4853.13 | 38825.04 | 55369-6417 | USA | N30 | 214 | SCHWEITZER ENGINEERING LABORATORIES | 99163 | 787Z#0GQH | SEL Bus Differential Relay | PUR | SEL Bus Differential Relay | EA | EA |  | TRUE |  | P | PPD | DAYTON |  | 77325-1-2
134114 | 2 | 1 | States | Champlin | Taylor Barrett | TRUE | 2026-06-15T00:00:00 | 2026-11-24T00:00:00 | 2026-11-24T00:00:00 | 2 | 0 | 2 | 6195.82 | 12391.64 | 55316-3157 | USA | N30 | 214 | SCHWEITZER ENGINEERING LABORATORIES | 99163 | 24880PCX1181BF23X | Time Distribution Protocols: IRIG-B, NTP Mounting: Horizontal Panel Mount Power Supply A: 24/48 Vdc Power Supply B: None Ethernet Port (ETH 1, ETH 2): 2 10/100BASE-T Ethernet Port (ETH 3, ETH 4): 2 10/100BASE-T Holdover: OCXO Frequency Outputs: 1 Square Wave and 5 10MHz Sine Wave Antenna: Complete 75ft LMR-400 GPS/GLONASS Installation Kit Includes: (1) GPS/GLONASS Antenna (9524B) (1) 50' Low-Loss LMR-400-FR Cable (C961C-050) (1) 25' Low-Loss LMR-400-FR Cable (C961C-025) (1) Gas Tube Coax Surge Protector and Mounting Kit (915900139) (1) Antenna Pipe-Mounting Kit (915900043) Conformal Coat: No | PUR | Time Distribution Protocols: IRIG-B, NTP Mounting: Horizontal Panel Mount Power Supply A: 24/48 Vdc Power Supply B: None Ethernet Port (ETH 1, ETH 2): 2 10/100BASE-T Ethernet Port (ETH 3, ETH 4): 2 10/100BASE-T Holdover: OCXO Frequency Outputs: 1 Square Wave and 5 10MHz Sine Wave Antenna: Complete 75ft LMR-400 GPS/GLONASS Installation Kit Includes: (1) GPS/GLONASS Antenna (9524B) (1) 50' Low-Loss LMR-400-FR Cable (C961C-050) (1) 25' Low-Loss LMR-400-FR Cable (C961C-025) (1) Gas Tube Coax Surge Protector and Mounting Kit (915900139) (1) Antenna Pipe-Mounting Kit (915900043) Conformal Coat: No | EA | EA |  | TRUE |  | P | PPD | 100 |  | 77319-28-1
134314 | 19 | 1 | States | Dayton | Taylor Barrett | TRUE | 2026-06-23T00:00:00 | 2026-10-19T00:00:00 | 2026-10-19T00:00:00 | 7 | 0 | 7 | 88.53 | 619.71 | 55369-6417 | USA | N30 | 214 | SCHWEITZER ENGINEERING LABORATORIES | 99163 | C962#4N2J | Coaxial Cable for IRIG-B Distribution, BNC with wireleads, 75 feet | PUR | Coaxial Cable for IRIG-B Distribution, BNC with wireleads, 75 feet | EA | EA |  | TRUE |  | P | PPD | DAYTON
134314 | 3 | 1 | States | Dayton | Taylor Barrett | TRUE | 2026-06-23T00:00:00 | 2026-12-09T00:00:00 | 2026-12-09T00:00:00 | 44 | 0 | 44 | 4356.52 | 191686.88 | 55369-6417 | USA | N30 | 214 | SCHWEITZER ENGINEERING LABORATORIES | 99163 | 751#E1XH | SEL-751 Feeder Protection Relay Summary: Sales Item Number: 751#E1XH Part Number: 751001ACA2AL07LAF30 Map Special Spec: None Selected Options:Advanced Features: None User Interface: English Front Panel: 5-inch Color Touchscreen With 8 Pushbuttons Slot A Power Supply Voltage: 110-250 Vdc (110-240 Vac); 50/60 Hz Slot A Digital Input Voltage: 125 Vdc/Vac Slot B Ethernet (Port 1): Dual 10/100BASE-T Ethernet The protocols SNTP, IEEE 1588-2008 firmware-based PTP, PRP, and Modbus TCP are included. Slot B Multimode Fiber ST (Port 2): No Slot B Rear Serial Port (Port 3): EIA-232 IEC 61850 Protocol: Yes DNP3 Protocol: Yes IEC 60870-5-103 Protocol: No EtherNet/IP Protocol: No Slot C: 4 DI / 4 DO Fast High Current Hybrid (Form A) Slot C Digital Input Voltage: 125 Vdc/Vac Slot D: 8 DO Electromechanical (Form A) Slot D Digital Input Voltage: NA Slot E: LEA Vsync (8Vac) / Vbat (300 Vdc) / 4 Arc-Flash Detection Inputs For Arc-Flash Detection Point Sensors, Bare-Fiber Sensors, or Cable Accessories, see SEL-C804 Multimode Fiber-Optic Arc-Flash Detection (AFD) Sensors and C814 Arc-Flash Detection (AFD) Fiber Cables and Accessories. In order to achieve the 2-5 ms operate times for Arc-Flash Protection a 4 DI/4 DO Fast High Current Hybrid Card is required. 4 ACI / 3 AVI card required in Slot Z. Slot E Digital Input Voltage: NA Slot Z Voltage Inputs: 3-Phase LEA Voltage Sensor (RJ45 inputs) Slot Z Current Inputs: Rogowski Coil or Low Power Current Transformer (RJ45 inputs), 200 mA Neutral (Terminal Block) Conformal Coat: No DMA Bundle: No | PUR | SEL-751 Feeder Protection Relay Summary: Sales Item Number: 751#E1XH Part Number: 751001ACA2AL07LAF30 Map Special Spec: None Selected Options:Advanced Features: None User Interface: English Front Panel: 5-inch Color Touchscreen With 8 Pushbuttons Slot A Power Supply Voltage: 110-250 Vdc (110-240 Vac); 50/60 Hz Slot A Digital Input Voltage: 125 Vdc/Vac Slot B Ethernet (Port 1): Dual 10/100BASE-T Ethernet The protocols SNTP, IEEE 1588-2008 firmware-based PTP, PRP, and Modbus TCP are included. Slot B Multimode Fiber ST (Port 2): No Slot B Rear Serial Port (Port 3): EIA-232 IEC 61850 Protocol: Yes DNP3 Protocol: Yes IEC 60870-5-103 Protocol: No EtherNet/IP Protocol: No Slot C: 4 DI / 4 DO Fast High Current Hybrid (Form A) Slot C Digital Input Voltage: 125 Vdc/Vac Slot D: 8 DO Electromechanical (Form A) Slot D Digital Input Voltage: NA Slot E: LEA Vsync (8Vac) / Vbat (300 Vdc) / 4 Arc-Flash Detection Inputs For Arc-Flash Detection Point Sensors, Bare-Fiber Sensors, or Cable Accessories, see SEL-C804 Multimode Fiber-Optic Arc-Flash Detection (AFD) Sensors and C814 Arc-Flash Detection (AFD) Fiber Cables and Accessories. In order to achieve the 2-5 ms operate times for Arc-Flash Protection a 4 DI/4 DO Fast High Current Hybrid Card is required. 4 ACI / 3 AVI card required in Slot Z. Slot E Digital Input Voltage: NA Slot Z Voltage Inputs: 3-Phase LEA Voltage Sensor (RJ45 inputs) Slot Z Current Inputs: Rogowski Coil or Low Power Current Transformer (RJ45 inputs), 200 mA Neutral (Terminal Block) Conformal Coat: No DMA Bundle: No | EA | EA |  | TRUE |  | P | PPD | DAYTON
134314 | 17 | 1 | States | Dayton | Taylor Barrett | TRUE | 2026-06-23T00:00:00 | 2026-10-19T00:00:00 | 2026-10-19T00:00:00 | 148 | 0 | 148 | 95.2 | 14089.6 | 55369-6417 | USA | N30 | 214 | SCHWEITZER ENGINEERING LABORATORIES | 99163 | C804#0101 | SEL-C804 Multimode Fiber-Optic Arc-Flash Detection Point Sensor, 10 Meters Summary: Sales Item Number: C804#0101 Part Number: C80410XXXXX | PUR | SEL-C804 Multimode Fiber-Optic Arc-Flash Detection Point Sensor, 10 Meters Summary: Sales Item Number: C804#0101 Part Number: C80410XXXXX | EA | EA |  | TRUE |  | P | PPD | DAYTON
134314 | 8 | 1 | States | Dayton | Taylor Barrett | TRUE | 2026-06-23T00:00:00 | 2026-10-19T00:00:00 | 2026-10-19T00:00:00 | 14 | 0 | 14 | 48.35 | 676.9 | 55369-6417 | USA | N30 | 214 | SCHWEITZER ENGINEERING LABORATORIES | 99163 | C605A#D46D | SEL-C605A Serial Cable for SEL-3300/3500/3600 Series (RS-232, DB9 M/Tin Wires, IRIG-B) 10' | PUR | SEL-C605A Serial Cable for SEL-3300/3500/3600 Series (RS-232, DB9 M/Tin Wires, IRIG-B) 10' | EA | EA |  | TRUE |  | P | PPD | DAYTON
134314 | 4 | 1 | States | Dayton | Taylor Barrett | TRUE | 2026-06-23T00:00:00 | 2026-12-09T00:00:00 | 2026-12-09T00:00:00 | 4 | 0 | 4 | 4882.33 | 19529.32 | 55369-6417 | USA | N30 | 214 | SCHWEITZER ENGINEERING LABORATORIES | 99163 | 787Z#M6ML | SEL-787Z High-Impedance Differential Relay and SEL-HZM High-Impedance Module Summary: Sales Item Number: 787Z#M6ML Part Number: 0787Z001A0XCA0X8506310110 Map Special Spec: None Selected Options: User Interface: English Slot A Power Supply Voltage: 110–250 Vdc (110–240 Vac) Slot A Digital Input Voltage: 125 Vdc/Vac Front Panel: 2x16 LCD With 8 Pushbuttons Slot B Ethernet (Port 1): Dual 10/100BASE-T Ethernet Slot B Rear Serial Port (Port 3): EIA-232 IEC 61850 Protocol: Yes DNP3 Protocol: Yes IEC 60870-5-103 Protocol: No EtherNet/IP Protocol: No Slot C: Empty Slot C Digital Input Voltage: NA Slot D: 4 DI / 4 DO Fast High Current Hybrid (Form A) Slot D Input Voltage: 125 Vdc/Vac Slot E: Empty Slot E Input Voltage: NA Slot Z: 3-Phase AC Voltage (300 Vac) Slot Z Current Inputs: 5 Amp Phase, 5 Amp Neutral SEL-HZM High-Impedance Module: Yes SEL-787Z when ordered With SEL-HZM will include 7.5 kJ / 850 V Energy Clamping MOV Resistor 2 kohm (required for use with SEL-787Z) 86 Bypass Relay: Yes Power Supply Voltage rating of bypass relay will [be the same as/match] Slot A power supply rating Mounting: Panel Mount SEL-HZM With Panel Mount Hardware, not Wired to SEL-787Z Conformal Coat: No | PUR | SEL-787Z High-Impedance Differential Relay and SEL-HZM High-Impedance Module Summary: Sales Item Number: 787Z#M6ML Part Number: 0787Z001A0XCA0X8506310110 Map Special Spec: None Selected Options: User Interface: English Slot A Power Supply Voltage: 110–250 Vdc (110–240 Vac) Slot A Digital Input Voltage: 125 Vdc/Vac Front Panel: 2x16 LCD With 8 Pushbuttons Slot B Ethernet (Port 1): Dual 10/100BASE-T Ethernet Slot B Rear Serial Port (Port 3): EIA-232 IEC 61850 Protocol: Yes DNP3 Protocol: Yes IEC 60870-5-103 Protocol: No EtherNet/IP Protocol: No Slot C: Empty Slot C Digital Input Voltage: NA Slot D: 4 DI / 4 DO Fast High Current Hybrid (Form A) Slot D Input Voltage: 125 Vdc/Vac Slot E: Empty Slot E Input Voltage: NA Slot Z: 3-Phase AC Voltage (300 Vac) Slot Z Current Inputs: 5 Amp Phase, 5 Amp Neutral SEL-HZM High-Impedance Module: Yes SEL-787Z when ordered With SEL-HZM will include 7.5 kJ / 850 V Energy Clamping MOV Resistor 2 kohm (required for use with SEL-787Z) 86 Bypass Relay: Yes Power Supply Voltage rating of bypass relay will [be the same as/match] Slot A power supply rating Mounting: Panel Mount SEL-HZM With Panel Mount Hardware, not Wired to SEL-787Z Conformal Coat: No | EA | EA |  | TRUE |  | P | PPD | DAYTON
134314 | 14 | 1 | States | Dayton | Taylor Barrett | TRUE | 2026-06-23T00:00:00 | 2026-10-19T00:00:00 | 2026-10-19T00:00:00 | 14 | 0 | 14 | 64.45 | 902.3 | 55369-6417 | USA | N30 | 214 | SCHWEITZER ENGINEERING LABORATORIES | 99163 | C605A#NG99 | SEL-C605A Serial Cable for SEL-3300/3500/3600 Series (RS-232, DB9 M/Tin Wires, IRIG-B) 45' | PUR | SEL-C605A Serial Cable for SEL-3300/3500/3600 Series (RS-232, DB9 M/Tin Wires, IRIG-B) 45' | EA | EA |  | TRUE |  | P | PPD | DAYTON
134314 | 11 | 1 | States | Dayton | Taylor Barrett | TRUE | 2026-06-23T00:00:00 | 2026-10-19T00:00:00 | 2026-10-19T00:00:00 | 7 | 0 | 7 | 55.25 | 386.75 | 55369-6417 | USA | N30 | 214 | SCHWEITZER ENGINEERING LABORATORIES | 99163 | C605A#G7GD | SEL-C605A Serial Cable for SEL-3300/3500/3600 Series (RS-232, DB9 M/Tin Wires, IRIG-B) 25' | PUR | SEL-C605A Serial Cable for SEL-3300/3500/3600 Series (RS-232, DB9 M/Tin Wires, IRIG-B) 25' | EA | EA |  | TRUE |  | P | PPD | DAYTON
134314 | 15 | 1 | States | Dayton | Taylor Barrett | TRUE | 2026-06-23T00:00:00 | 2026-10-19T00:00:00 | 2026-10-19T00:00:00 | 7 | 0 | 7 | 52.95 | 370.65 | 55369-6417 | USA | N30 | 214 | SCHWEITZER ENGINEERING LABORATORIES | 99163 | C605A#NKCH | SEL-C605A Serial Cable for SEL-3300/3500/3600 Series (RS-232, DB9 M/Tin Wires, IRIG-B) 20' | PUR | SEL-C605A Serial Cable for SEL-3300/3500/3600 Series (RS-232, DB9 M/Tin Wires, IRIG-B) 20' | EA | EA |  | TRUE |  | P | PPD | DAYTON
134314 | 10 | 1 | States | Dayton | Taylor Barrett | TRUE | 2026-06-23T00:00:00 | 2026-10-19T00:00:00 | 2026-10-19T00:00:00 | 7 | 0 | 7 | 59.85 | 418.95 | 55369-6417 | USA | N30 | 214 | SCHWEITZER ENGINEERING LABORATORIES | 99163 | C605A#F22J | SEL-C605A Serial Cable for SEL-3300/3500/3600 Series (RS-232, DB9 M/Tin Wires, IRIG-B) 35' | PUR | SEL-C605A Serial Cable for SEL-3300/3500/3600 Series (RS-232, DB9 M/Tin Wires, IRIG-B) 35' | EA | EA |  | TRUE |  | P | PPD | DAYTON
134314 | 6 | 1 | States | Dayton | Taylor Barrett | TRUE | 2026-06-23T00:00:00 | 2026-10-19T00:00:00 | 2026-10-19T00:00:00 | 7 | 0 | 7 | 50.65 | 354.55 | 55369-6417 | USA | N30 | 214 | SCHWEITZER ENGINEERING LABORATORIES | 99163 | C605A#486N | SEL-C605A Serial Cable for SEL-3300/3500/3600 Series (RS-232, DB9 M/Tin Wires, IRIG-B) 15' | PUR | SEL-C605A Serial Cable for SEL-3300/3500/3600 Series (RS-232, DB9 M/Tin Wires, IRIG-B) 15' | EA | EA |  | TRUE |  | P | PPD | DAYTON
134314 | 7 | 1 | States | Dayton | Taylor Barrett | TRUE | 2026-06-23T00:00:00 | 2026-10-26T00:00:00 | 2026-10-26T00:00:00 | 3 | 0 | 3 | 62.15 | 186.45 | 55369-6417 | USA | N30 | 214 | SCHWEITZER ENGINEERING LABORATORIES | 99163 | C605A#B6KH | SEL-C605A Serial Cable for SEL-3300/3500/3600 Series (RS-232, DB9 M/Tin Wires, IRIG-B) 40' | PUR | SEL-C605A Serial Cable for SEL-3300/3500/3600 Series (RS-232, DB9 M/Tin Wires, IRIG-B) 40' | EA | EA |  | TRUE |  | P | PPD | DAYTON
134314 | 1 | 1 | States | Dayton | Taylor Barrett | TRUE | 2026-06-23T00:00:00 | 2026-10-26T00:00:00 | 2026-10-26T00:00:00 | 4 | 0 | 4 | 13316.31 | 53265.24 | 55369-6417 | USA | N30 | 214 | SCHWEITZER ENGINEERING LABORATORIES | 99163 | 3350#7B22 | SEL-3350 Automation Controller Summary: Sales Item Number: 3350#7B22 Special Spec: None Selected Options: Processor: Intel Atom x5-E3940 Quad Core, 1.6 GHz , -40°C to +85°C RAM: 8 GB ECC RAM Operating System SEL Real-Time Automation Controller (RTAC) The SEL-RTAC product family provides complete and flexible system control with integrated security, seamless configuration, unified logic, and reliability. Client Access License: None Conformal Coat: None Chassis and Mounting: Horizontal 3U Panel Mount Power Supply A: 125-250 Vdc or 110-240 Vac Power Supply B: 125-250 Vdc or 110-240 Vac SSD Slot 1: SLC 128 GB Industrial Grade SSD SLC SSDs have a 10 year warranty SSD Slot 2: None For help selecting the best SSD options, refer to Application note AN2016-03. Expansion Slot 1: None Expansion Slot 2: Digital IO Expansion Board: 8 Outputs, 24 Inputs Rear Ethernet Port Configuration 2 RJ-45 10/100/1000 Mbps, 2 SFP Fiber Rear Ethernet Port 1 RJ45 Rear Ethernet Port 2:RJ45 Rear Ethernet Port 3: SFP 1000BASE-LX (1310 nm, Single-Mode, 10 km) Rear Ethernet Port 4: SFP 1000BASE-LX (1310 nm, Single-Mode, 10 km) Web Human Machine Interface (HMI): No Audit Utilities: No | PUR | SEL-3350 Automation Controller Summary: Sales Item Number: 3350#7B22 Special Spec: None Selected Options: Processor: Intel Atom x5-E3940 Quad Core, 1.6 GHz , -40°C to +85°C RAM: 8 GB ECC RAM Operating System SEL Real-Time Automation Controller (RTAC) The SEL-RTAC product family provides complete and flexible system control with integrated security, seamless configuration, unified logic, and reliability. Client Access License: None Conformal Coat: None Chassis and Mounting: Horizontal 3U Panel Mount Power Supply A: 125-250 Vdc or 110-240 Vac Power Supply B: 125-250 Vdc or 110-240 Vac SSD Slot 1: SLC 128 GB Industrial Grade SSD SLC SSDs have a 10 year warranty SSD Slot 2: None For help selecting the best SSD options, refer to Application note AN2016-03. Expansion Slot 1: None Expansion Slot 2: Digital IO Expansion Board: 8 Outputs, 24 Inputs Rear Ethernet Port Configuration 2 RJ-45 10/100/1000 Mbps, 2 SFP Fiber Rear Ethernet Port 1 RJ45 Rear Ethernet Port 2:RJ45 Rear Ethernet Port 3: SFP 1000BASE-LX (1310 nm, Single-Mode, 10 km) Rear Ethernet Port 4: SFP 1000BASE-LX (1310 nm, Single-Mode, 10 km) Web Human Machine Interface (HMI): No Audit Utilities: No | EA | EA |  | TRUE |  | P | PPD | DAYTON
134314 | 12 | 1 | States | Dayton | Taylor Barrett | TRUE | 2026-06-23T00:00:00 | 2026-10-19T00:00:00 | 2026-10-19T00:00:00 | 14 | 0 | 14 | 47.43 | 664.02 | 55369-6417 | USA | N30 | 214 | SCHWEITZER ENGINEERING LABORATORIES | 99163 | C605A#HC66 | SEL-C605A Serial Cable for SEL-3300/3500/3600 Series (RS-232, DB9 M/Tin Wires, IRIG-B) 8' | PUR | SEL-C605A Serial Cable for SEL-3300/3500/3600 Series (RS-232, DB9 M/Tin Wires, IRIG-B) 8' | EA | EA |  | TRUE |  | P | PPD | DAYTON
134314 | 13 | 1 | States | Dayton | Taylor Barrett | TRUE | 2026-06-23T00:00:00 | 2026-10-19T00:00:00 | 2026-10-19T00:00:00 | 7 | 0 | 7 | 57.55 | 402.85 | 55369-6417 | USA | N30 | 214 | SCHWEITZER ENGINEERING LABORATORIES | 99163 | C605A#JNN7 | SEL-C605A Serial Cable for SEL-3300/3500/3600 Series (RS-232, DB9 M/Tin Wires, IRIG-B) 30' | PUR | SEL-C605A Serial Cable for SEL-3300/3500/3600 Series (RS-232, DB9 M/Tin Wires, IRIG-B) 30' | EA | EA |  | TRUE |  | P | PPD | DAYTON
134314 | 20 | 1 | States | Dayton | Taylor Barrett | TRUE | 2026-06-23T00:00:00 | 2026-10-19T00:00:00 | 2026-10-19T00:00:00 | 7 | 0 | 7 | 42.93 | 300.51 | 55369-6417 | USA | N30 | 214 | SCHWEITZER ENGINEERING LABORATORIES | 99163 | C962#HF7F | Coaxial Cable for IRIG-B Distribution, BNC with wireleads, 15 feet | PUR | Coaxial Cable for IRIG-B Distribution, BNC with wireleads, 15 feet | EA | EA |  | TRUE |  | P | PPD | DAYTON
134314 | 2 | 1 | States | Dayton | Taylor Barrett | TRUE | 2026-06-23T00:00:00 | 2026-11-04T00:00:00 | 2026-11-04T00:00:00 | 8 | 0 | 8 | 5834.87 | 46678.96 | 55369-6417 | USA | N30 | 214 | SCHWEITZER ENGINEERING LABORATORIES | 99163 | 735#A33D | SEL-735 Power Quality and Revenue Meter Summary: Sales Item Number: 735#A33D Part Number: 0735LX20944CXXXXXX16301EX Map Special Spec: None Selected Options Display:0.000000002.00000000EAFalse150TrueFalse0.00000FalseFalseFalse0000000False00000000000FalseFalseFalseFalseFalse00.000000000.0000000000.00000000FalseFalseFalseFalseFalseFalseFalse0FalseFalse 01.00000000Schweitzer751#C709SEL-751 Feeder Protection Relay Summary: Sales Item Number: 751#C709 Part Number: 751001ACA2AL07LA6F0 Map Special Spec: None Selected Options: Advanced Features: None User Interface: English Front Panel: 5-inch Color Touchscreen With 8 Pushbuttons Slot A Power Supply Voltage: 110-250 Vdc (110-240 Vac); 50/60 Hz Slot A Digital Input Voltage: 125 Vdc/Vac Slot B Ethernet (Port 1): Dual 10/100BASE-T Ethernet The protocols SNTP, IEEE 1588-2008 firmware-based PTP, PRP, and Modbus TCP are included. Slot B Multimode Fiber ST (Port 2): Yes Slot B Rear Serial Port (Port 3): EIA-232 IEC 61850 Protocol: Yes DNP3 Protocol: Yes IEC 60870-5-103 Protocol: Yes EtherNet/IP Protocol: Yes Slot C: 4 DI / 4 DO Fast High Current Hybrid (Form A) Slot C Digital Input Voltage: 125 Vdc/Vac Slot D: 8 DO Electromechanical (Form A) Slot D Digital Input Voltage: NA Slot E: LEA Vsync (8Vac) / Vbat (300 Vdc) / 4 Arc-Flash Detection Inputs For Arc-Flash Detection Point Sensors, Bare-Fiber Sensors, or Cable Accessories, see SEL-C804 Multimode Fiber-Optic Arc-Flash Detection (AFD) Sensors and C814 Arc-Flash Detection (AFD) Fiber Cables and Accessories. In order to achieve the 2-5 ms operate times for Arc-Flash Protection a 4 DI/4 DO Fast High Current Hybrid Card is required. 4 ACI / 3 AVI card required in Slot Z. Slot E Digital Input Voltage: NA Slot Z Voltage Inputs: 3-Phase LEA Voltage Sensor (RJ45 inputs) Slot Z Current Inputs | PUR | SEL-735 Power Quality and Revenue Meter Summary: Sales Item Number: 735#A33D Part Number: 0735LX20944CXXXXXX16301EX Map Special Spec: None Selected Options Display:0.000000002.00000000EAFalse150TrueFalse0.00000FalseFalseFalse0000000False00000000000FalseFalseFalseFalseFalse00.000000000.0000000000.00000000FalseFalseFalseFalseFalseFalseFalse0FalseFalse 01.00000000Schweitzer751#C709SEL-751 Feeder Protection Relay Summary: Sales Item Number: 751#C709 Part Number: 751001ACA2AL07LA6F0 Map Special Spec: None Selected Options: Advanced Features: None User Interface: English Front Panel: 5-inch Color Touchscreen With 8 Pushbuttons Slot A Power Supply Voltage: 110-250 Vdc (110-240 Vac); 50/60 Hz Slot A Digital Input Voltage: 125 Vdc/Vac Slot B Ethernet (Port 1): Dual 10/100BASE-T Ethernet The protocols SNTP, IEEE 1588-2008 firmware-based PTP, PRP, and Modbus TCP are included. Slot B Multimode Fiber ST (Port 2): Yes Slot B Rear Serial Port (Port 3): EIA-232 IEC 61850 Protocol: Yes DNP3 Protocol: Yes IEC 60870-5-103 Protocol: Yes EtherNet/IP Protocol: Yes Slot C: 4 DI / 4 DO Fast High Current Hybrid (Form A) Slot C Digital Input Voltage: 125 Vdc/Vac Slot D: 8 DO Electromechanical (Form A) Slot D Digital Input Voltage: NA Slot E: LEA Vsync (8Vac) / Vbat (300 Vdc) / 4 Arc-Flash Detection Inputs For Arc-Flash Detection Point Sensors, Bare-Fiber Sensors, or Cable Accessories, see SEL-C804 Multimode Fiber-Optic Arc-Flash Detection (AFD) Sensors and C814 Arc-Flash Detection (AFD) Fiber Cables and Accessories. In order to achieve the 2-5 ms operate times for Arc-Flash Protection a 4 DI/4 DO Fast High Current Hybrid Card is required. 4 ACI / 3 AVI card required in Slot Z. Slot E Digital Input Voltage: NA Slot Z Voltage Inputs: 3-Phase LEA Voltage Sensor (RJ45 inputs) Slot Z Current Inputs | EA | EA |  | TRUE |  | P | PPD | DAYTON
134314 | 9 | 1 | States | Dayton | Taylor Barrett | TRUE | 2026-06-23T00:00:00 | 2026-10-19T00:00:00 | 2026-10-19T00:00:00 | 14 | 0 | 14 | 71.35 | 998.9 | 55369-6417 | USA | N30 | 214 | SCHWEITZER ENGINEERING LABORATORIES | 99163 | C605A#DDNF | SEL-C605A Serial Cable for SEL-3300/3500/3600 Series (RS-232, DB9 M/Tin Wires, IRIG-B) 60' | PUR | SEL-C605A Serial Cable for SEL-3300/3500/3600 Series (RS-232, DB9 M/Tin Wires, IRIG-B) 60' | EA | EA |  | TRUE |  | P | PPD | DAYTON
134314 | 16 | 1 | States | Dayton | Taylor Barrett | TRUE | 2026-06-23T00:00:00 | 2026-10-19T00:00:00 | 2026-10-19T00:00:00 | 10 | 0 | 10 | 69.05 | 690.5 | 55369-6417 | USA | N30 | 214 | SCHWEITZER ENGINEERING LABORATORIES | 99163 | C605A#NNH7 | SEL-C605A Serial Cable for SEL-3300/3500/3600 Series (RS-232, DB9 M/Tin Wires, IRIG-B) 55' | PUR | SEL-C605A Serial Cable for SEL-3300/3500/3600 Series (RS-232, DB9 M/Tin Wires, IRIG-B) 55' | EA | EA |  | TRUE |  | P | PPD | DAYTON
134314 | 18 | 1 | States | Dayton | Taylor Barrett | TRUE | 2026-06-23T00:00:00 | 2026-10-19T00:00:00 | 2026-10-19T00:00:00 | 16 | 0 | 16 | 224.88 | 3598.08 | 55369-6417 | USA | N30 | 214 | SCHWEITZER ENGINEERING LABORATORIES | 99163 | C804#E038 | SEL-C804 Multimode Arc-Flash Detection Fiber-Optic Cable Summary Sales Item Number: C804#E038 Part Number: C80410V36XX Map Special Spec: None Selected Options: Sensor Type: Bare-Fiber Loop The distance to the bare-fiber loop sensor (A) can be up to 30 meters. The bare-fiber loop sensor distance (B) can be up to 50 meters. The total distance of A + B + A must be less than or equal to 70 meters. Length to Sensor A (meters): 10 Fiber Sensor Loop Length B (meters): 36 Fiber Sensor Splice Type: V-Pin | PUR | SEL-C804 Multimode Arc-Flash Detection Fiber-Optic Cable Summary Sales Item Number: C804#E038 Part Number: C80410V36XX Map Special Spec: None Selected Options: Sensor Type: Bare-Fiber Loop The distance to the bare-fiber loop sensor (A) can be up to 30 meters. The bare-fiber loop sensor distance (B) can be up to 50 meters. The total distance of A + B + A must be less than or equal to 70 meters. Length to Sensor A (meters): 10 Fiber Sensor Loop Length B (meters): 36 Fiber Sensor Splice Type: V-Pin | EA | EA |  | TRUE |  | P | PPD | DAYTON
134314 | 5 | 1 | States | Dayton | Taylor Barrett | TRUE | 2026-06-23T00:00:00 | 2026-10-19T00:00:00 | 2026-10-19T00:00:00 | 8 | 0 | 8 | 73.65 | 589.2 | 55369-6417 | USA | N30 | 214 | SCHWEITZER ENGINEERING LABORATORIES | 99163 | C605A#26F2 | SEL-C605A Serial Cable for SEL-3300/3500/3600 Series (RS-232, DB9 M/Tin Wires, IRIG-B) 65' | PUR | SEL-C605A Serial Cable for SEL-3300/3500/3600 Series (RS-232, DB9 M/Tin Wires, IRIG-B) 65' | EA | EA |  | TRUE |  | P | PPD | DAYTON
134798 | 1 | 1 | States | Champlin | Taylor Barrett | TRUE | 2026-07-15T00:00:00 | 2026-11-02T00:00:00 |  | 1 | 0 | 1 | 3723.74 | 3723.74 | 55316-3157 | USA | N30 | 214 | SCHWEITZER ENGINEERING LABORATORIES | 99163 | 735#1VT4 | SEL-735 Power Quality and Revenue Meter Summary: Sales Item Number: 735#1VT4 Part Number: 0735BX20944CXXXXXX16101XX Map Selected Options: Display: Monochromatic Front Port: EIA-232 Front Panel Orientation: Vertical Enclosure Type: None Power Quality and Recording: Advanced Meter Form: Form 9 Four-Wire Wye; 3 PTs, 3 CTs* Slot A Power Supply Voltage: 110-240 Vac 50/60 Hz, 110-250 Vdc Slot A Control Input Voltage: 125 Vdc/Vac Slot B Ethernet (Port 1): Single 10/100BASE-T Slot B Port 3 Serial Port (includes Port 2 EIA-232 Standard) Port 3 EIA-232 Slot C Communications: Empty Slot D I/O: Empty Slot D Control Input Voltage: Empty Slot Z Current Class: CL2/10/20, Optimized for Low-End Accuracy System Frequency: 60 Hz Communications Protocol: Standard Standard Includes: SEL ASCII, SEL LMD, SEL Fast Meter, SEL Compressed ASCII, MV-90 Translation, Modbus, RTU/TCP, Mirrored Bits Communications, Telnet, DNP3 Level 2 Outstation and LAN/WAN, and Synchrophasors Front Panel Labeling: ANSI Conformal Coat: No Software Bundle: None Custom Nameplate Text Standard Front Nameplate: Yes | PUR | SEL-735 Power Quality and Revenue Meter Summary: Sales Item Number: 735#1VT4 Part Number: 0735BX20944CXXXXXX16101XX Map Selected Options: Display: Monochromatic Front Port: EIA-232 Front Panel Orientation: Vertical Enclosure Type: None Power Quality and Recording: Advanced Meter Form: Form 9 Four-Wire Wye; 3 PTs, 3 CTs* Slot A Power Supply Voltage: 110-240 Vac 50/60 Hz, 110-250 Vdc Slot A Control Input Voltage: 125 Vdc/Vac Slot B Ethernet (Port 1): Single 10/100BASE-T Slot B Port 3 Serial Port (includes Port 2 EIA-232 Standard) Port 3 EIA-232 Slot C Communications: Empty Slot D I/O: Empty Slot D Control Input Voltage: Empty Slot Z Current Class: CL2/10/20, Optimized for Low-End Accuracy System Frequency: 60 Hz Communications Protocol: Standard Standard Includes: SEL ASCII, SEL LMD, SEL Fast Meter, SEL Compressed ASCII, MV-90 Translation, Modbus, RTU/TCP, Mirrored Bits Communications, Telnet, DNP3 Level 2 Outstation and LAN/WAN, and Synchrophasors Front Panel Labeling: ANSI Conformal Coat: No Software Bundle: None Custom Nameplate Text Standard Front Nameplate: Yes | EA | EA |  | FALSE |  | P | PPD | 100 |  | 77413-6-1
132365 | 1 | 1 | States | Champlin | Taylor Barrett | TRUE | 2026-04-09T00:00:00 | 2026-10-01T00:00:00 | 2026-09-29T00:00:00 | 3 | 0 | 3 | 4608.94 | 13826.82 | 55316-3157 | USA | N30 | 214 | SCHWEITZER ENGINEERING LABORATORIES | 99163 | 735#97BL | 0735BX20921CXXXXXX16101XX SEL-735 Power Quality and Revenue Meter Display : Monochromatic Front Port : EIA-232 Front Panel Orientation : Vertical Enclosure Type : None Power Quality and Recording : Advanced Meter Form : Form 9 (Four-Wire Wye; 3 PTs, 3 CTs) Slot A Power Supply Voltage : 24-48 Vdc (Range: 19-58 Vdc) Slot A Control Input Voltage : 24 Vdc/Vac Slot B Ethernet (Port 1) : Single 10/100BASE-T Slot B Port 3 Serial Port (includes Port 2 EIA-232 Standard) : Port 3 EIA-232 Slot C Communications : Empty Slot D I/O : Empty Slot D Control Input Voltage : Empty Slot Z Current Class : CL2/10/20, Optimized for Low-End Accuracy System Frequency : 60 Hz Communications Protocol : Standard Front Panel Labeling : ANSI Conformal Coat : No Software Bundle : None Custom Nameplate Text : Not Applicable Standard Front Nameplate : Yes Custom Barcode Text (Leave Blank for SEL Specified Number) : Not Applicable | PUR | "0735BX20921CXXXXXX16101XX SEL-735 Power Quality and Revenue Meter Display : Monochromatic Front Port : EIA-232 Front Panel Orientation : Vertical Enclosure Type : None Power Quality and Recording : Advanced Meter Form : Form 9 (Four-Wire Wye; 3 PTs, 3 CTs) Slot A Power Supply Voltage : 24-48 Vdc (Range: 19-58 Vdc) Slot A Control Input Voltage : 24 Vdc/Vac Slot B Ethernet (Port 1) : Single 10/100BASE-T Slot B Port 3 Serial Port (includes Port 2 EIA-232 Standard) : Port 3 EIA-232 Slot C Communications : Empty Slot D I/O : Empty Slot D Control Input Voltage : Empty Slot Z Current Class : CL2/10/20, Optimized for Low-End Accuracy System Frequency : 60 Hz Communications Protocol : Standard Front Panel Labeling : ANSI Conformal Coat : No Software Bundle : None Custom Nameplate Text : Not Applicable Standard Front Nameplate : Yes Custom Barcode Text (Leave Blank for SEL Specified Number) : Not Applicable" | EA | EA |  | TRUE |  | P | PPD | 100
135982 | 1 | 1 | States | Dayton | Taylor Barrett | TRUE | 2026-09-09T00:00:00 | 2026-11-02T00:00:00 | 2026-11-02T00:00:00 | 6 | 0 | 6 | 224.88 | 1349.28 | 55369 | USA | N30 | 214 | SCHWEITZER ENGINEERING LABORATORIES | 99163 | C804#E038 | SEL-C804 Multimode Arc-Flash Detection Fiber-Optic Cable Summary Sales Item Number: C804#E038 Part Number: C80410V36XX Map Special Spec: None Selected Options: Sensor Type: Bare-Fiber Loop The distance to the bare-fiber loop sensor (A) can be up to 30 meters. The bare-fiber loop sensor distance (B) can be up to 50 meters. The total distance of A + B + A must be less than or equal to 70 meters. Length to Sensor A (meters): 10 Fiber Sensor Loop Length B (meters): 36 Fiber Sensor Splice Type: V-Pin | PUR | SEL-C804 Multimode Arc-Flash Detection Fiber-Optic Cable Summary Sales Item Number: C804#E038 Part Number: C80410V36XX Map Special Spec: None Selected Options: Sensor Type: Bare-Fiber Loop The distance to the bare-fiber loop sensor (A) can be up to 30 meters. The bare-fiber loop sensor distance (B) can be up to 50 meters. The total distance of A + B + A must be less than or equal to 70 meters. Length to Sensor A (meters): 10 Fiber Sensor Loop Length B (meters): 36 Fiber Sensor Splice Type: V-Pin | EA | EA |  | TRUE |  | P | PPD | DAYTON
133791 | 1 | 3 | States | Champlin | Taylor Barrett | TRUE | 2026-06-02T00:00:00 | 2026-10-06T00:00:00 | 2026-10-02T00:00:00 | 1 | 0 | 1 | 5643.04 | 16929.12 | 55316-3157 | USA | N30 | 214 | SCHWEITZER ENGINEERING LABORATORIES | 99163 | 735#7CEJ | 0735LX20943CXXB3XX16101EX Display Color Touchscreen The color touchscreen display is available only in vertical orientation. Front Port USB-C Front Panel Orientation Vertical Enclosure Type None Power Quality and Recording Advanced Meter Form Form 9 Four-Wire Wye; 3 PTs, 3 CTs* Slot A Power Supply Voltage 110-240 Vac 50/60 Hz, 110-250 Vdc Slot A Control Input Voltage 110 Vdc/Vac Slot B Ethernet (Port 1) Single 10/100BASE-T Slot B Port 3 Serial Port (includes Port 2 EIA-232 Standard) Port 3 EIA-232 Slot C Communications Empty Slot D I/O4 DI / 4 DO Electromechanical Slot D Control Input Voltage 110 Vdc/Vac Slot Z Current Class CL2/10/20, Optimized for Low-End Accuracy System Frequency 60 Hz Communications Protocol Standard Standard Includes: SEL ASCII, SEL LMD, SEL Fast Meter, SEL Compressed ASCII, MV-90 Translation, Modbus, RTU/TCP, Mirrored Bits Communications, Telnet, DNP3 Level 2 Outstation and LAN/WAN, and Synchrophasors Front Panel Labeling ANSI Conformal Coat No Software Bundle Energy and Power Monitoring Bundle o SEL-5703 Synchrowave Monitoring- Power Monitoring Package o SEL-5705 Synchrowave Reports - Power Quality o SEL-5045 acSELerator Team Profile for billing and Team Events for waveform data (single or additional device license) | PUR | 0735LX20943CXXB3XX16101EX Display Color Touchscreen The color touchscreen display is available only in vertical orientation. Front Port USB-C Front Panel Orientation Vertical Enclosure Type None Power Quality and Recording Advanced Meter Form Form 9 Four-Wire Wye; 3 PTs, 3 CTs* Slot A Power Supply Voltage 110-240 Vac 50/60 Hz, 110-250 Vdc Slot A Control Input Voltage 110 Vdc/Vac Slot B Ethernet (Port 1) Single 10/100BASE-T Slot B Port 3 Serial Port (includes Port 2 EIA-232 Standard) Port 3 EIA-232 Slot C Communications Empty Slot D I/O4 DI / 4 DO Electromechanical Slot D Control Input Voltage 110 Vdc/Vac Slot Z Current Class CL2/10/20, Optimized for Low-End Accuracy System Frequency 60 Hz Communications Protocol Standard Standard Includes: SEL ASCII, SEL LMD, SEL Fast Meter, SEL Compressed ASCII, MV-90 Translation, Modbus, RTU/TCP, Mirrored Bits Communications, Telnet, DNP3 Level 2 Outstation and LAN/WAN, and Synchrophasors Front Panel Labeling ANSI Conformal Coat No Software Bundle Energy and Power Monitoring Bundle o SEL-5703 Synchrowave Monitoring- Power Monitoring Package o SEL-5705 Synchrowave Reports - Power Quality o SEL-5045 acSELerator Team Profile for billing and Team Events for waveform data (single or additional device license) | EA | EA |  | TRUE |  | P | PPD | 100 |  | 77281-3
133791 | 1 | 2 | States | Champlin | Taylor Barrett | TRUE | 2026-06-02T00:00:00 | 2026-10-06T00:00:00 | 2026-10-02T00:00:00 | 1 | 0 | 1 | 5643.04 | 16929.12 | 55316-3157 | USA | N30 | 214 | SCHWEITZER ENGINEERING LABORATORIES | 99163 | 735#7CEJ | 0735LX20943CXXB3XX16101EX Display Color Touchscreen The color touchscreen display is available only in vertical orientation. Front Port USB-C Front Panel Orientation Vertical Enclosure Type None Power Quality and Recording Advanced Meter Form Form 9 Four-Wire Wye; 3 PTs, 3 CTs* Slot A Power Supply Voltage 110-240 Vac 50/60 Hz, 110-250 Vdc Slot A Control Input Voltage 110 Vdc/Vac Slot B Ethernet (Port 1) Single 10/100BASE-T Slot B Port 3 Serial Port (includes Port 2 EIA-232 Standard) Port 3 EIA-232 Slot C Communications Empty Slot D I/O4 DI / 4 DO Electromechanical Slot D Control Input Voltage 110 Vdc/Vac Slot Z Current Class CL2/10/20, Optimized for Low-End Accuracy System Frequency 60 Hz Communications Protocol Standard Standard Includes: SEL ASCII, SEL LMD, SEL Fast Meter, SEL Compressed ASCII, MV-90 Translation, Modbus, RTU/TCP, Mirrored Bits Communications, Telnet, DNP3 Level 2 Outstation and LAN/WAN, and Synchrophasors Front Panel Labeling ANSI Conformal Coat No Software Bundle Energy and Power Monitoring Bundle o SEL-5703 Synchrowave Monitoring- Power Monitoring Package o SEL-5705 Synchrowave Reports - Power Quality o SEL-5045 acSELerator Team Profile for billing and Team Events for waveform data (single or additional device license) | PUR | 0735LX20943CXXB3XX16101EX Display Color Touchscreen The color touchscreen display is available only in vertical orientation. Front Port USB-C Front Panel Orientation Vertical Enclosure Type None Power Quality and Recording Advanced Meter Form Form 9 Four-Wire Wye; 3 PTs, 3 CTs* Slot A Power Supply Voltage 110-240 Vac 50/60 Hz, 110-250 Vdc Slot A Control Input Voltage 110 Vdc/Vac Slot B Ethernet (Port 1) Single 10/100BASE-T Slot B Port 3 Serial Port (includes Port 2 EIA-232 Standard) Port 3 EIA-232 Slot C Communications Empty Slot D I/O4 DI / 4 DO Electromechanical Slot D Control Input Voltage 110 Vdc/Vac Slot Z Current Class CL2/10/20, Optimized for Low-End Accuracy System Frequency 60 Hz Communications Protocol Standard Standard Includes: SEL ASCII, SEL LMD, SEL Fast Meter, SEL Compressed ASCII, MV-90 Translation, Modbus, RTU/TCP, Mirrored Bits Communications, Telnet, DNP3 Level 2 Outstation and LAN/WAN, and Synchrophasors Front Panel Labeling ANSI Conformal Coat No Software Bundle Energy and Power Monitoring Bundle o SEL-5703 Synchrowave Monitoring- Power Monitoring Package o SEL-5705 Synchrowave Reports - Power Quality o SEL-5045 acSELerator Team Profile for billing and Team Events for waveform data (single or additional device license) | EA | EA |  | TRUE |  | P | PPD | 100 |  | 77281-6
133791 | 1 | 1 | States | Champlin | Taylor Barrett | TRUE | 2026-06-02T00:00:00 | 2026-10-06T00:00:00 | 2026-10-02T00:00:00 | 1 | 0 | 1 | 5643.04 | 16929.12 | 55316-3157 | USA | N30 | 214 | SCHWEITZER ENGINEERING LABORATORIES | 99163 | 735#7CEJ | 0735LX20943CXXB3XX16101EX Display Color Touchscreen The color touchscreen display is available only in vertical orientation. Front Port USB-C Front Panel Orientation Vertical Enclosure Type None Power Quality and Recording Advanced Meter Form Form 9 Four-Wire Wye; 3 PTs, 3 CTs* Slot A Power Supply Voltage 110-240 Vac 50/60 Hz, 110-250 Vdc Slot A Control Input Voltage 110 Vdc/Vac Slot B Ethernet (Port 1) Single 10/100BASE-T Slot B Port 3 Serial Port (includes Port 2 EIA-232 Standard) Port 3 EIA-232 Slot C Communications Empty Slot D I/O4 DI / 4 DO Electromechanical Slot D Control Input Voltage 110 Vdc/Vac Slot Z Current Class CL2/10/20, Optimized for Low-End Accuracy System Frequency 60 Hz Communications Protocol Standard Standard Includes: SEL ASCII, SEL LMD, SEL Fast Meter, SEL Compressed ASCII, MV-90 Translation, Modbus, RTU/TCP, Mirrored Bits Communications, Telnet, DNP3 Level 2 Outstation and LAN/WAN, and Synchrophasors Front Panel Labeling ANSI Conformal Coat No Software Bundle Energy and Power Monitoring Bundle o SEL-5703 Synchrowave Monitoring- Power Monitoring Package o SEL-5705 Synchrowave Reports - Power Quality o SEL-5045 acSELerator Team Profile for billing and Team Events for waveform data (single or additional device license) | PUR | 0735LX20943CXXB3XX16101EX Display Color Touchscreen The color touchscreen display is available only in vertical orientation. Front Port USB-C Front Panel Orientation Vertical Enclosure Type None Power Quality and Recording Advanced Meter Form Form 9 Four-Wire Wye; 3 PTs, 3 CTs* Slot A Power Supply Voltage 110-240 Vac 50/60 Hz, 110-250 Vdc Slot A Control Input Voltage 110 Vdc/Vac Slot B Ethernet (Port 1) Single 10/100BASE-T Slot B Port 3 Serial Port (includes Port 2 EIA-232 Standard) Port 3 EIA-232 Slot C Communications Empty Slot D I/O4 DI / 4 DO Electromechanical Slot D Control Input Voltage 110 Vdc/Vac Slot Z Current Class CL2/10/20, Optimized for Low-End Accuracy System Frequency 60 Hz Communications Protocol Standard Standard Includes: SEL ASCII, SEL LMD, SEL Fast Meter, SEL Compressed ASCII, MV-90 Translation, Modbus, RTU/TCP, Mirrored Bits Communications, Telnet, DNP3 Level 2 Outstation and LAN/WAN, and Synchrophasors Front Panel Labeling ANSI Conformal Coat No Software Bundle Energy and Power Monitoring Bundle o SEL-5703 Synchrowave Monitoring- Power Monitoring Package o SEL-5705 Synchrowave Reports - Power Quality o SEL-5045 acSELerator Team Profile for billing and Team Events for waveform data (single or additional device license) | EA | EA |  | TRUE |  | P | PPD | 100 |  | 77281-5
134113 | 1 | 1 | States | Champlin | Taylor Barrett | TRUE | 2026-06-15T00:00:00 | 2026-10-26T00:00:00 | 2026-10-26T00:00:00 | 3 | 0 | 3 | 6195.82 | 18587.46 | 55316-3157 | USA | N30 | 214 | SCHWEITZER ENGINEERING LABORATORIES | 99163 | 24880PCX1181BF23X | Time Distribution Protocols: IRIG-B, NTP Mounting: Horizontal Panel Mount Power Supply A: 24/48 Vdc Power Supply B: None Ethernet Port (ETH 1, ETH 2): 2 10/100BASE-T Ethernet Port (ETH 3, ETH 4): 2 10/100BASE-T Holdover: OCXO Frequency Outputs: 1 Square Wave and 5 10MHz Sine Wave Antenna: Complete 75ft LMR-400 GPS/GLONASS Installation Kit Includes: (1) GPS/GLONASS Antenna (9524B) (1) 50' Low-Loss LMR-400-FR Cable (C961C-050) (1) 25' Low-Loss LMR-400-FR Cable (C961C-025) (1) Gas Tube Coax Surge Protector and Mounting Kit (915900139) (1) Antenna Pipe-Mounting Kit (915900043) Conformal Coat: No | PUR | Time Distribution Protocols: IRIG-B, NTP Mounting: Horizontal Panel Mount Power Supply A: 24/48 Vdc Power Supply B: None Ethernet Port (ETH 1, ETH 2): 2 10/100BASE-T Ethernet Port (ETH 3, ETH 4): 2 10/100BASE-T Holdover: OCXO Frequency Outputs: 1 Square Wave and 5 10MHz Sine Wave Antenna: Complete 75ft LMR-400 GPS/GLONASS Installation Kit Includes: (1) GPS/GLONASS Antenna (9524B) (1) 50' Low-Loss LMR-400-FR Cable (C961C-050) (1) 25' Low-Loss LMR-400-FR Cable (C961C-025) (1) Gas Tube Coax Surge Protector and Mounting Kit (915900139) (1) Antenna Pipe-Mounting Kit (915900043) Conformal Coat: No | EA | EA |  | TRUE |  | P | PPD | 100
134118 | 1 | 1 | States | Champlin | Taylor Barrett | TRUE | 2026-06-15T00:00:00 | 2026-10-27T00:00:00 | 2026-10-27T00:00:00 | 1 | 0 | 1 | 2296.05 | 2296.05 | 55316-3157 | USA | N30 | 214 | SCHWEITZER ENGINEERING LABORATORIES | 99163 | 751#NDT4 | 751001D1B1B7B851C00 Advanced Features None User Interface English Front Panel 2x16 LCD With 4 Pushbuttons Slot A Power Supply Voltage110-250 Vdc (110-240 Vac); 50/60 Hz Slot A Digital Input Voltage 110 Vdc/Vac Slot B Ethernet (Port 1) Single 10/100BASE-T Ethernet The protocols SNTP, IEEE 1588-2008 firmware-based PTP and Modbus TCP are included. Slot B Multimode Fiber ST (Port 2) No Slot B Rear Serial Port (Port 3) EIA-232 IEC 61850 Protocol No DNP3 Protocol No IEC 60870-5-103 Protocol No EtherNet/IP Protocol No Slot C 4 DI / 4 DO Electromechanical (Form A) Slot C Digital Input Voltage 24 Vdc/Vac Slot D 4 DI / 4 DO Electromechanical (Form A) Slot D Digital Input Voltage 24 Vdc/Vac Slot E Vsync (300 Vac) / Vbat (300 Vdc) / 7 DI Slot E Digital Input Voltage24 Vdc/Vac Slot Z Voltage Inputs 3-Phase AC Voltage (300 Vac) Slot Z Current Inputs 5 Amp Phase, 5 Amp Neutral | PUR | 751001D1B1B7B851C00 Advanced Features None User Interface English Front Panel 2x16 LCD With 4 Pushbuttons Slot A Power Supply Voltage110-250 Vdc (110-240 Vac); 50/60 Hz Slot A Digital Input Voltage 110 Vdc/Vac Slot B Ethernet (Port 1) Single 10/100BASE-T Ethernet The protocols SNTP, IEEE 1588-2008 firmware-based PTP and Modbus TCP are included. Slot B Multimode Fiber ST (Port 2) No Slot B Rear Serial Port (Port 3) EIA-232 IEC 61850 Protocol No DNP3 Protocol No IEC 60870-5-103 Protocol No EtherNet/IP Protocol No Slot C 4 DI / 4 DO Electromechanical (Form A) Slot C Digital Input Voltage 24 Vdc/Vac Slot D 4 DI / 4 DO Electromechanical (Form A) Slot D Digital Input Voltage 24 Vdc/Vac Slot E Vsync (300 Vac) / Vbat (300 Vdc) / 7 DI Slot E Digital Input Voltage24 Vdc/Vac Slot Z Voltage Inputs 3-Phase AC Voltage (300 Vac) Slot Z Current Inputs 5 Amp Phase, 5 Amp Neutral | EA | EA |  | TRUE |  | P | PPD | 100 |  | 077187-1-1
135727 | 1 | 5 | States | Dayton | Taylor Barrett | TRUE | 2026-08-25T00:00:00 | 2026-10-26T00:00:00 | 2026-10-26T00:00:00 | 30 | 0 | 30 | 342.86 | 51429 | 55369 | USA | N30 | 214 | SCHWEITZER ENGINEERING LABORATORIES | 99163 | 915900241 | 4 prong wetting jumper for SEL-751 | PUR | 4 prong wetting jumper for SEL-751 | EA | EA |  | TRUE |  | P | PPD | DAYTON
135727 | 2 | 3 | States | Dayton | Taylor Barrett | TRUE | 2026-08-25T00:00:00 | 2026-10-26T00:00:00 | 2026-10-26T00:00:00 | 30 | 0 | 30 | 410.91 | 61636.5 | 55369 | USA | N30 | 214 | SCHWEITZER ENGINEERING LABORATORIES | 99163 | 915900242 | 6 prong wetting jumper for SEL-751 | PUR | 6 prong wetting jumper for SEL-751 | EA | EA |  | TRUE |  | P | PPD | DAYTON
135727 | 1 | 2 | States | Dayton | Taylor Barrett | TRUE | 2026-08-25T00:00:00 | 2026-10-26T00:00:00 | 2026-10-26T00:00:00 | 30 | 0 | 30 | 342.86 | 51429 | 55369 | USA | N30 | 214 | SCHWEITZER ENGINEERING LABORATORIES | 99163 | 915900241 | 4 prong wetting jumper for SEL-751 | PUR | 4 prong wetting jumper for SEL-751 | EA | EA |  | TRUE |  | P | PPD | DAYTON
135727 | 2 | 1 | States | Dayton | Taylor Barrett | TRUE | 2026-08-25T00:00:00 | 2026-10-26T00:00:00 | 2026-10-26T00:00:00 | 30 | 0 | 30 | 410.91 | 61636.5 | 55369 | USA | N30 | 214 | SCHWEITZER ENGINEERING LABORATORIES | 99163 | 915900242 | 6 prong wetting jumper for SEL-751 | PUR | 6 prong wetting jumper for SEL-751 | EA | EA |  | TRUE |  | P | PPD | DAYTON
135727 | 2 | 2 | States | Dayton | Taylor Barrett | TRUE | 2026-08-25T00:00:00 | 2026-10-26T00:00:00 | 2026-10-26T00:00:00 | 30 | 0 | 30 | 410.91 | 61636.5 | 55369 | USA | N30 | 214 | SCHWEITZER ENGINEERING LABORATORIES | 99163 | 915900242 | 6 prong wetting jumper for SEL-751 | PUR | 6 prong wetting jumper for SEL-751 | EA | EA |  | TRUE |  | P | PPD | DAYTON
135727 | 1 | 1 | States | Dayton | Taylor Barrett | TRUE | 2026-08-25T00:00:00 | 2026-10-26T00:00:00 | 2026-10-26T00:00:00 | 30 | 0 | 30 | 342.86 | 51429 | 55369 | USA | N30 | 214 | SCHWEITZER ENGINEERING LABORATORIES | 99163 | 915900241 | 4 prong wetting jumper for SEL-751 | PUR | 4 prong wetting jumper for SEL-751 | EA | EA |  | TRUE |  | P | PPD | DAYTON
135727 | 1 | 3 | States | Dayton | Taylor Barrett | TRUE | 2026-08-25T00:00:00 | 2026-10-26T00:00:00 | 2026-10-26T00:00:00 | 30 | 0 | 30 | 342.86 | 51429 | 55369 | USA | N30 | 214 | SCHWEITZER ENGINEERING LABORATORIES | 99163 | 915900241 | 4 prong wetting jumper for SEL-751 | PUR | 4 prong wetting jumper for SEL-751 | EA | EA |  | TRUE |  | P | PPD | DAYTON
135727 | 1 | 4 | States | Dayton | Taylor Barrett | TRUE | 2026-08-25T00:00:00 | 2026-10-26T00:00:00 | 2026-10-26T00:00:00 | 30 | 0 | 30 | 342.86 | 51429 | 55369 | USA | N30 | 214 | SCHWEITZER ENGINEERING LABORATORIES | 99163 | 915900241 | 4 prong wetting jumper for SEL-751 | PUR | 4 prong wetting jumper for SEL-751 | EA | EA |  | TRUE |  | P | PPD | DAYTON
135727 | 2 | 5 | States | Dayton | Taylor Barrett | TRUE | 2026-08-25T00:00:00 | 2026-10-26T00:00:00 | 2026-10-26T00:00:00 | 30 | 0 | 30 | 410.91 | 61636.5 | 55369 | USA | N30 | 214 | SCHWEITZER ENGINEERING LABORATORIES | 99163 | 915900242 | 6 prong wetting jumper for SEL-751 | PUR | 6 prong wetting jumper for SEL-751 | EA | EA |  | TRUE |  | P | PPD | DAYTON
135727 | 2 | 4 | States | Dayton | Taylor Barrett | TRUE | 2026-08-25T00:00:00 | 2026-10-26T00:00:00 | 2026-10-26T00:00:00 | 30 | 0 | 30 | 410.91 | 61636.5 | 55369 | USA | N30 | 214 | SCHWEITZER ENGINEERING LABORATORIES | 99163 | 915900242 | 6 prong wetting jumper for SEL-751 | PUR | 6 prong wetting jumper for SEL-751 | EA | EA |  | TRUE |  | P | PPD | DAYTON
134095 | 2 | 2 | States | Dayton | Taylor Barrett | TRUE | 2026-06-15T00:00:00 | 2026-12-01T00:00:00 | 2026-12-01T00:00:00 | 11 | 0 | 11 | 4460.16 | 209627.52 | 55369-6417 | USA | N30 | 214 | SCHWEITZER ENGINEERING LABORATORIES | 99163 | 787#J5X4 | SEL-787 Transformer Protection Relay Summary: Sales Item Number: 787#J5X4 Part Number: 07870X1ACA0X0X850610 Special Spec: None Selected Options: Model Options: Two-Winding Current Differential Slot A Power Supply Voltage: 110–250 Vdc (110–240 Vac) Slot A Digital Input Voltage: 125 Vdc/Vac Slot B Ethernet (Port 1) Dual 10/100BASE-T Ethernet Slot B Rear Serial Port (Port 3): EIA-232 IEC 61850 Protocol: Yes DNP3 Protocol: No Slot C: 4 DI / 4 DO Fast High Current Hybrid (Form A) Slot C Digital Input Voltage: 125 Vdc/Vac Slot D: Empty Slot D Digital Input Voltage: NA Slot E: Empty Slot E Input Voltage: NA Slot Z Current Inputs: 6-Phase AC Current Input (5 Amp Winding 1/5 Amp Winding 2) (SELECT 6 ACI) Conformal Coat: No | PUR | SEL-787 Transformer Protection Relay Summary: Sales Item Number: 787#J5X4 Part Number: 07870X1ACA0X0X850610 Special Spec: None Selected Options: Model Options: Two-Winding Current Differential Slot A Power Supply Voltage: 110–250 Vdc (110–240 Vac) Slot A Digital Input Voltage: 125 Vdc/Vac Slot B Ethernet (Port 1) Dual 10/100BASE-T Ethernet Slot B Rear Serial Port (Port 3): EIA-232 IEC 61850 Protocol: Yes DNP3 Protocol: No Slot C: 4 DI / 4 DO Fast High Current Hybrid (Form A) Slot C Digital Input Voltage: 125 Vdc/Vac Slot D: Empty Slot D Digital Input Voltage: NA Slot E: Empty Slot E Input Voltage: NA Slot Z Current Inputs: 6-Phase AC Current Input (5 Amp Winding 1/5 Amp Winding 2) (SELECT 6 ACI) Conformal Coat: No | EA | EA |  | TRUE |  | P | PPD | DAYTON |  | 77429-1-2
134095 | 1 | 4 | States | Dayton | Taylor Barrett | TRUE | 2026-06-15T00:00:00 | 2026-12-01T00:00:00 | 2026-12-01T00:00:00 | 1 | 0 | 1 | 2816.02 | 16896.12 | 55369-6417 | USA | N30 | 214 | SCHWEITZER ENGINEERING LABORATORIES | 99163 | 751#1RFK | Sales Item Number: 751#1RFK Part Number: 51001ACA0X0XL5BF10 Special Spec: None Selected Options: Advanced Features: None User Interface: English Front Panel: 5-inch Color Touchscreen With 4 Pushbuttons Slot A Power Supply Voltage: 110-250 Vdc (110-240 Vac); 50/60 HzSlot A Digital Input Voltage: 125 Vdc/VacSlot B Ethernet (Port 1): Dual 10/100BASE-T Ethernet The protocols SNTP, IEEE 1588-2008 firmware-based PTP, PRP, and Modbus TCP are included.Slot B Multimode Fiber ST (Port 2):NoSlot B Rear Serial Port (Port 3): EIA-232 IEC 61850 Protocol: Yes DNP3 Protocol: No IEC 60870-5-103 Protocol: No EtherNet/IP Protocol: No Slot C: 4 DI / 4 DO Fast High Current Hybrid (Form A) Slot C Digital Input Voltage: 125 Vdc/Vac Slot D: Empty Slot D Digital Input Voltage: NA Slot E: Empty Slot E Digital Input Voltage: NA Slot Z Voltage Inputs: 3-Phase LEA AC Voltage (8 Vac) Slot Z Current Inputs: 5 Amp Phase, 5 Amp Neutral Conformal Coat: No DMA Bundle: No | PUR | Sales Item Number: 751#1RFK Part Number: 51001ACA0X0XL5BF10 Special Spec: None Selected Options: Advanced Features: None User Interface: English Front Panel: 5-inch Color Touchscreen With 4 Pushbuttons Slot A Power Supply Voltage: 110-250 Vdc (110-240 Vac); 50/60 HzSlot A Digital Input Voltage: 125 Vdc/VacSlot B Ethernet (Port 1): Dual 10/100BASE-T Ethernet The protocols SNTP, IEEE 1588-2008 firmware-based PTP, PRP, and Modbus TCP are included.Slot B Multimode Fiber ST (Port 2):NoSlot B Rear Serial Port (Port 3): EIA-232 IEC 61850 Protocol: Yes DNP3 Protocol: No IEC 60870-5-103 Protocol: No EtherNet/IP Protocol: No Slot C: 4 DI / 4 DO Fast High Current Hybrid (Form A) Slot C Digital Input Voltage: 125 Vdc/Vac Slot D: Empty Slot D Digital Input Voltage: NA Slot E: Empty Slot E Digital Input Voltage: NA Slot Z Voltage Inputs: 3-Phase LEA AC Voltage (8 Vac) Slot Z Current Inputs: 5 Amp Phase, 5 Amp Neutral Conformal Coat: No DMA Bundle: No | EA | EA |  | TRUE |  | P | PPD | DAYTON |  | 77429-1-4
134095 | 3 | 5 | States | Dayton | Taylor Barrett | TRUE | 2026-06-15T00:00:00 | 2026-12-01T00:00:00 | 2026-12-01T00:00:00 | 1 | 0 | 1 | 4853.13 | 24265.65 | 55369-6417 | USA | N30 | 214 | SCHWEITZER ENGINEERING LABORATORIES | 99163 | 787Z#0GQH | SEL Bus Differential Relay | PUR | SEL Bus Differential Relay | EA | EA |  | TRUE |  | P | PPD | DAYTON |  | 77429-2-1
134095 | 2 | 1 | States | Dayton | Taylor Barrett | TRUE | 2026-06-15T00:00:00 | 2026-12-01T00:00:00 | 2026-12-01T00:00:00 | 11 | 0 | 11 | 4460.16 | 209627.52 | 55369-6417 | USA | N30 | 214 | SCHWEITZER ENGINEERING LABORATORIES | 99163 | 787#J5X4 | SEL-787 Transformer Protection Relay Summary: Sales Item Number: 787#J5X4 Part Number: 07870X1ACA0X0X850610 Special Spec: None Selected Options: Model Options: Two-Winding Current Differential Slot A Power Supply Voltage: 110–250 Vdc (110–240 Vac) Slot A Digital Input Voltage: 125 Vdc/Vac Slot B Ethernet (Port 1) Dual 10/100BASE-T Ethernet Slot B Rear Serial Port (Port 3): EIA-232 IEC 61850 Protocol: Yes DNP3 Protocol: No Slot C: 4 DI / 4 DO Fast High Current Hybrid (Form A) Slot C Digital Input Voltage: 125 Vdc/Vac Slot D: Empty Slot D Digital Input Voltage: NA Slot E: Empty Slot E Input Voltage: NA Slot Z Current Inputs: 6-Phase AC Current Input (5 Amp Winding 1/5 Amp Winding 2) (SELECT 6 ACI) Conformal Coat: No | PUR | SEL-787 Transformer Protection Relay Summary: Sales Item Number: 787#J5X4 Part Number: 07870X1ACA0X0X850610 Special Spec: None Selected Options: Model Options: Two-Winding Current Differential Slot A Power Supply Voltage: 110–250 Vdc (110–240 Vac) Slot A Digital Input Voltage: 125 Vdc/Vac Slot B Ethernet (Port 1) Dual 10/100BASE-T Ethernet Slot B Rear Serial Port (Port 3): EIA-232 IEC 61850 Protocol: Yes DNP3 Protocol: No Slot C: 4 DI / 4 DO Fast High Current Hybrid (Form A) Slot C Digital Input Voltage: 125 Vdc/Vac Slot D: Empty Slot D Digital Input Voltage: NA Slot E: Empty Slot E Input Voltage: NA Slot Z Current Inputs: 6-Phase AC Current Input (5 Amp Winding 1/5 Amp Winding 2) (SELECT 6 ACI) Conformal Coat: No | EA | EA |  | TRUE |  | P | PPD | DAYTON |  | 77429-1-1
134095 | 3 | 2 | States | Dayton | Taylor Barrett | TRUE | 2026-06-15T00:00:00 | 2027-02-15T00:00:00 | 2027-02-15T00:00:00 | 1 | 0 | 1 | 4853.13 | 24265.65 | 55369-6417 | USA | N30 | 214 | SCHWEITZER ENGINEERING LABORATORIES | 99163 | 787Z#0GQH | SEL Bus Differential Relay | PUR | SEL Bus Differential Relay | EA | EA |  | TRUE |  | P | PPD | DAYTON |  | 77429-1-2
134095 | 3 | 3 | States | Dayton | Taylor Barrett | TRUE | 2026-06-15T00:00:00 | 2026-12-01T00:00:00 | 2026-12-01T00:00:00 | 1 | 0 | 1 | 4853.13 | 24265.65 | 55369-6417 | USA | N30 | 214 | SCHWEITZER ENGINEERING LABORATORIES | 99163 | 787Z#0GQH | SEL Bus Differential Relay | PUR | SEL Bus Differential Relay | EA | EA |  | TRUE |  | P | PPD | DAYTON |  | 77429-1-3
134095 | 1 | 2 | States | Dayton | Taylor Barrett | TRUE | 2026-06-15T00:00:00 | 2026-12-01T00:00:00 | 2026-12-01T00:00:00 | 1 | 0 | 1 | 2816.02 | 16896.12 | 55369-6417 | USA | N30 | 214 | SCHWEITZER ENGINEERING LABORATORIES | 99163 | 751#1RFK | Sales Item Number: 751#1RFK Part Number: 51001ACA0X0XL5BF10 Special Spec: None Selected Options: Advanced Features: None User Interface: English Front Panel: 5-inch Color Touchscreen With 4 Pushbuttons Slot A Power Supply Voltage: 110-250 Vdc (110-240 Vac); 50/60 HzSlot A Digital Input Voltage: 125 Vdc/VacSlot B Ethernet (Port 1): Dual 10/100BASE-T Ethernet The protocols SNTP, IEEE 1588-2008 firmware-based PTP, PRP, and Modbus TCP are included.Slot B Multimode Fiber ST (Port 2):NoSlot B Rear Serial Port (Port 3): EIA-232 IEC 61850 Protocol: Yes DNP3 Protocol: No IEC 60870-5-103 Protocol: No EtherNet/IP Protocol: No Slot C: 4 DI / 4 DO Fast High Current Hybrid (Form A) Slot C Digital Input Voltage: 125 Vdc/Vac Slot D: Empty Slot D Digital Input Voltage: NA Slot E: Empty Slot E Digital Input Voltage: NA Slot Z Voltage Inputs: 3-Phase LEA AC Voltage (8 Vac) Slot Z Current Inputs: 5 Amp Phase, 5 Amp Neutral Conformal Coat: No DMA Bundle: No | PUR | Sales Item Number: 751#1RFK Part Number: 51001ACA0X0XL5BF10 Special Spec: None Selected Options: Advanced Features: None User Interface: English Front Panel: 5-inch Color Touchscreen With 4 Pushbuttons Slot A Power Supply Voltage: 110-250 Vdc (110-240 Vac); 50/60 HzSlot A Digital Input Voltage: 125 Vdc/VacSlot B Ethernet (Port 1): Dual 10/100BASE-T Ethernet The protocols SNTP, IEEE 1588-2008 firmware-based PTP, PRP, and Modbus TCP are included.Slot B Multimode Fiber ST (Port 2):NoSlot B Rear Serial Port (Port 3): EIA-232 IEC 61850 Protocol: Yes DNP3 Protocol: No IEC 60870-5-103 Protocol: No EtherNet/IP Protocol: No Slot C: 4 DI / 4 DO Fast High Current Hybrid (Form A) Slot C Digital Input Voltage: 125 Vdc/Vac Slot D: Empty Slot D Digital Input Voltage: NA Slot E: Empty Slot E Digital Input Voltage: NA Slot Z Voltage Inputs: 3-Phase LEA AC Voltage (8 Vac) Slot Z Current Inputs: 5 Amp Phase, 5 Amp Neutral Conformal Coat: No DMA Bundle: No | EA | EA |  | TRUE |  | P | PPD | DAYTON |  | 77429-1-2
134095 | 1 | 5 | States | Dayton | Taylor Barrett | TRUE | 2026-06-15T00:00:00 | 2027-02-16T00:00:00 | 2027-02-16T00:00:00 | 2 | 0 | 2 | 2816.02 | 16896.12 | 55369-6417 | USA | N30 | 214 | SCHWEITZER ENGINEERING LABORATORIES | 99163 | 751#1RFK | Sales Item Number: 751#1RFK Part Number: 51001ACA0X0XL5BF10 Special Spec: None Selected Options: Advanced Features: None User Interface: English Front Panel: 5-inch Color Touchscreen With 4 Pushbuttons Slot A Power Supply Voltage: 110-250 Vdc (110-240 Vac); 50/60 HzSlot A Digital Input Voltage: 125 Vdc/VacSlot B Ethernet (Port 1): Dual 10/100BASE-T Ethernet The protocols SNTP, IEEE 1588-2008 firmware-based PTP, PRP, and Modbus TCP are included.Slot B Multimode Fiber ST (Port 2):NoSlot B Rear Serial Port (Port 3): EIA-232 IEC 61850 Protocol: Yes DNP3 Protocol: No IEC 60870-5-103 Protocol: No EtherNet/IP Protocol: No Slot C: 4 DI / 4 DO Fast High Current Hybrid (Form A) Slot C Digital Input Voltage: 125 Vdc/Vac Slot D: Empty Slot D Digital Input Voltage: NA Slot E: Empty Slot E Digital Input Voltage: NA Slot Z Voltage Inputs: 3-Phase LEA AC Voltage (8 Vac) Slot Z Current Inputs: 5 Amp Phase, 5 Amp Neutral Conformal Coat: No DMA Bundle: No | PUR | Sales Item Number: 751#1RFK Part Number: 51001ACA0X0XL5BF10 Special Spec: None Selected Options: Advanced Features: None User Interface: English Front Panel: 5-inch Color Touchscreen With 4 Pushbuttons Slot A Power Supply Voltage: 110-250 Vdc (110-240 Vac); 50/60 HzSlot A Digital Input Voltage: 125 Vdc/VacSlot B Ethernet (Port 1): Dual 10/100BASE-T Ethernet The protocols SNTP, IEEE 1588-2008 firmware-based PTP, PRP, and Modbus TCP are included.Slot B Multimode Fiber ST (Port 2):NoSlot B Rear Serial Port (Port 3): EIA-232 IEC 61850 Protocol: Yes DNP3 Protocol: No IEC 60870-5-103 Protocol: No EtherNet/IP Protocol: No Slot C: 4 DI / 4 DO Fast High Current Hybrid (Form A) Slot C Digital Input Voltage: 125 Vdc/Vac Slot D: Empty Slot D Digital Input Voltage: NA Slot E: Empty Slot E Digital Input Voltage: NA Slot Z Voltage Inputs: 3-Phase LEA AC Voltage (8 Vac) Slot Z Current Inputs: 5 Amp Phase, 5 Amp Neutral Conformal Coat: No DMA Bundle: No | EA | EA |  | TRUE |  | P | PPD | DAYTON |  | 77429-2-1
134095 | 1 | 3 | States | Dayton | Taylor Barrett | TRUE | 2026-06-15T00:00:00 | 2026-12-01T00:00:00 | 2026-12-01T00:00:00 | 1 | 0 | 1 | 2816.02 | 16896.12 | 55369-6417 | USA | N30 | 214 | SCHWEITZER ENGINEERING LABORATORIES | 99163 | 751#1RFK | Sales Item Number: 751#1RFK Part Number: 51001ACA0X0XL5BF10 Special Spec: None Selected Options: Advanced Features: None User Interface: English Front Panel: 5-inch Color Touchscreen With 4 Pushbuttons Slot A Power Supply Voltage: 110-250 Vdc (110-240 Vac); 50/60 HzSlot A Digital Input Voltage: 125 Vdc/VacSlot B Ethernet (Port 1): Dual 10/100BASE-T Ethernet The protocols SNTP, IEEE 1588-2008 firmware-based PTP, PRP, and Modbus TCP are included.Slot B Multimode Fiber ST (Port 2):NoSlot B Rear Serial Port (Port 3): EIA-232 IEC 61850 Protocol: Yes DNP3 Protocol: No IEC 60870-5-103 Protocol: No EtherNet/IP Protocol: No Slot C: 4 DI / 4 DO Fast High Current Hybrid (Form A) Slot C Digital Input Voltage: 125 Vdc/Vac Slot D: Empty Slot D Digital Input Voltage: NA Slot E: Empty Slot E Digital Input Voltage: NA Slot Z Voltage Inputs: 3-Phase LEA AC Voltage (8 Vac) Slot Z Current Inputs: 5 Amp Phase, 5 Amp Neutral Conformal Coat: No DMA Bundle: No | PUR | Sales Item Number: 751#1RFK Part Number: 51001ACA0X0XL5BF10 Special Spec: None Selected Options: Advanced Features: None User Interface: English Front Panel: 5-inch Color Touchscreen With 4 Pushbuttons Slot A Power Supply Voltage: 110-250 Vdc (110-240 Vac); 50/60 HzSlot A Digital Input Voltage: 125 Vdc/VacSlot B Ethernet (Port 1): Dual 10/100BASE-T Ethernet The protocols SNTP, IEEE 1588-2008 firmware-based PTP, PRP, and Modbus TCP are included.Slot B Multimode Fiber ST (Port 2):NoSlot B Rear Serial Port (Port 3): EIA-232 IEC 61850 Protocol: Yes DNP3 Protocol: No IEC 60870-5-103 Protocol: No EtherNet/IP Protocol: No Slot C: 4 DI / 4 DO Fast High Current Hybrid (Form A) Slot C Digital Input Voltage: 125 Vdc/Vac Slot D: Empty Slot D Digital Input Voltage: NA Slot E: Empty Slot E Digital Input Voltage: NA Slot Z Voltage Inputs: 3-Phase LEA AC Voltage (8 Vac) Slot Z Current Inputs: 5 Amp Phase, 5 Amp Neutral Conformal Coat: No DMA Bundle: No | EA | EA |  | TRUE |  | P | PPD | DAYTON |  | 77429-1-3
134095 | 3 | 4 | States | Dayton | Taylor Barrett | TRUE | 2026-06-15T00:00:00 | 2026-12-21T00:00:00 | 2026-12-21T00:00:00 | 1 | 0 | 1 | 4853.13 | 24265.65 | 55369-6417 | USA | N30 | 214 | SCHWEITZER ENGINEERING LABORATORIES | 99163 | 787Z#0GQH | SEL Bus Differential Relay | PUR | SEL Bus Differential Relay | EA | EA |  | TRUE |  | P | PPD | DAYTON |  | 77429-1-4
134095 | 2 | 4 | States | Dayton | Taylor Barrett | TRUE | 2026-06-15T00:00:00 | 2027-02-16T00:00:00 | 2027-02-16T00:00:00 | 11 | 0 | 11 | 4460.16 | 209627.52 | 55369-6417 | USA | N30 | 214 | SCHWEITZER ENGINEERING LABORATORIES | 99163 | 787#J5X4 | SEL-787 Transformer Protection Relay Summary: Sales Item Number: 787#J5X4 Part Number: 07870X1ACA0X0X850610 Special Spec: None Selected Options: Model Options: Two-Winding Current Differential Slot A Power Supply Voltage: 110–250 Vdc (110–240 Vac) Slot A Digital Input Voltage: 125 Vdc/Vac Slot B Ethernet (Port 1) Dual 10/100BASE-T Ethernet Slot B Rear Serial Port (Port 3): EIA-232 IEC 61850 Protocol: Yes DNP3 Protocol: No Slot C: 4 DI / 4 DO Fast High Current Hybrid (Form A) Slot C Digital Input Voltage: 125 Vdc/Vac Slot D: Empty Slot D Digital Input Voltage: NA Slot E: Empty Slot E Input Voltage: NA Slot Z Current Inputs: 6-Phase AC Current Input (5 Amp Winding 1/5 Amp Winding 2) (SELECT 6 ACI) Conformal Coat: No | PUR | SEL-787 Transformer Protection Relay Summary: Sales Item Number: 787#J5X4 Part Number: 07870X1ACA0X0X850610 Special Spec: None Selected Options: Model Options: Two-Winding Current Differential Slot A Power Supply Voltage: 110–250 Vdc (110–240 Vac) Slot A Digital Input Voltage: 125 Vdc/Vac Slot B Ethernet (Port 1) Dual 10/100BASE-T Ethernet Slot B Rear Serial Port (Port 3): EIA-232 IEC 61850 Protocol: Yes DNP3 Protocol: No Slot C: 4 DI / 4 DO Fast High Current Hybrid (Form A) Slot C Digital Input Voltage: 125 Vdc/Vac Slot D: Empty Slot D Digital Input Voltage: NA Slot E: Empty Slot E Input Voltage: NA Slot Z Current Inputs: 6-Phase AC Current Input (5 Amp Winding 1/5 Amp Winding 2) (SELECT 6 ACI) Conformal Coat: No | EA | EA |  | TRUE |  | P | PPD | DAYTON |  | 77429-1-4
134095 | 2 | 3 | States | Dayton | Taylor Barrett | TRUE | 2026-06-15T00:00:00 | 2026-12-21T00:00:00 | 2026-12-21T00:00:00 | 11 | 0 | 11 | 4460.16 | 209627.52 | 55369-6417 | USA | N30 | 214 | SCHWEITZER ENGINEERING LABORATORIES | 99163 | 787#J5X4 | SEL-787 Transformer Protection Relay Summary: Sales Item Number: 787#J5X4 Part Number: 07870X1ACA0X0X850610 Special Spec: None Selected Options: Model Options: Two-Winding Current Differential Slot A Power Supply Voltage: 110–250 Vdc (110–240 Vac) Slot A Digital Input Voltage: 125 Vdc/Vac Slot B Ethernet (Port 1) Dual 10/100BASE-T Ethernet Slot B Rear Serial Port (Port 3): EIA-232 IEC 61850 Protocol: Yes DNP3 Protocol: No Slot C: 4 DI / 4 DO Fast High Current Hybrid (Form A) Slot C Digital Input Voltage: 125 Vdc/Vac Slot D: Empty Slot D Digital Input Voltage: NA Slot E: Empty Slot E Input Voltage: NA Slot Z Current Inputs: 6-Phase AC Current Input (5 Amp Winding 1/5 Amp Winding 2) (SELECT 6 ACI) Conformal Coat: No | PUR | SEL-787 Transformer Protection Relay Summary: Sales Item Number: 787#J5X4 Part Number: 07870X1ACA0X0X850610 Special Spec: None Selected Options: Model Options: Two-Winding Current Differential Slot A Power Supply Voltage: 110–250 Vdc (110–240 Vac) Slot A Digital Input Voltage: 125 Vdc/Vac Slot B Ethernet (Port 1) Dual 10/100BASE-T Ethernet Slot B Rear Serial Port (Port 3): EIA-232 IEC 61850 Protocol: Yes DNP3 Protocol: No Slot C: 4 DI / 4 DO Fast High Current Hybrid (Form A) Slot C Digital Input Voltage: 125 Vdc/Vac Slot D: Empty Slot D Digital Input Voltage: NA Slot E: Empty Slot E Input Voltage: NA Slot Z Current Inputs: 6-Phase AC Current Input (5 Amp Winding 1/5 Amp Winding 2) (SELECT 6 ACI) Conformal Coat: No | EA | EA |  | TRUE |  | P | PPD | DAYTON |  | 77429-1-3
134095 | 2 | 5 | States | Dayton | Taylor Barrett | TRUE | 2026-06-15T00:00:00 | 2026-12-01T00:00:00 | 2026-12-01T00:00:00 | 3 | 0 | 3 | 4460.16 | 209627.52 | 55369-6417 | USA | N30 | 214 | SCHWEITZER ENGINEERING LABORATORIES | 99163 | 787#J5X4 | SEL-787 Transformer Protection Relay Summary: Sales Item Number: 787#J5X4 Part Number: 07870X1ACA0X0X850610 Special Spec: None Selected Options: Model Options: Two-Winding Current Differential Slot A Power Supply Voltage: 110–250 Vdc (110–240 Vac) Slot A Digital Input Voltage: 125 Vdc/Vac Slot B Ethernet (Port 1) Dual 10/100BASE-T Ethernet Slot B Rear Serial Port (Port 3): EIA-232 IEC 61850 Protocol: Yes DNP3 Protocol: No Slot C: 4 DI / 4 DO Fast High Current Hybrid (Form A) Slot C Digital Input Voltage: 125 Vdc/Vac Slot D: Empty Slot D Digital Input Voltage: NA Slot E: Empty Slot E Input Voltage: NA Slot Z Current Inputs: 6-Phase AC Current Input (5 Amp Winding 1/5 Amp Winding 2) (SELECT 6 ACI) Conformal Coat: No | PUR | SEL-787 Transformer Protection Relay Summary: Sales Item Number: 787#J5X4 Part Number: 07870X1ACA0X0X850610 Special Spec: None Selected Options: Model Options: Two-Winding Current Differential Slot A Power Supply Voltage: 110–250 Vdc (110–240 Vac) Slot A Digital Input Voltage: 125 Vdc/Vac Slot B Ethernet (Port 1) Dual 10/100BASE-T Ethernet Slot B Rear Serial Port (Port 3): EIA-232 IEC 61850 Protocol: Yes DNP3 Protocol: No Slot C: 4 DI / 4 DO Fast High Current Hybrid (Form A) Slot C Digital Input Voltage: 125 Vdc/Vac Slot D: Empty Slot D Digital Input Voltage: NA Slot E: Empty Slot E Input Voltage: NA Slot Z Current Inputs: 6-Phase AC Current Input (5 Amp Winding 1/5 Amp Winding 2) (SELECT 6 ACI) Conformal Coat: No | EA | EA |  | TRUE |  | P | PPD | DAYTON |  | 77429-2-1
134095 | 1 | 1 | States | Dayton | Taylor Barrett | TRUE | 2026-06-15T00:00:00 | 2026-12-01T00:00:00 | 2026-12-01T00:00:00 | 1 | 0 | 1 | 2816.02 | 16896.12 | 55369-6417 | USA | N30 | 214 | SCHWEITZER ENGINEERING LABORATORIES | 99163 | 751#1RFK | Sales Item Number: 751#1RFK Part Number: 51001ACA0X0XL5BF10 Special Spec: None Selected Options: Advanced Features: None User Interface: English Front Panel: 5-inch Color Touchscreen With 4 Pushbuttons Slot A Power Supply Voltage: 110-250 Vdc (110-240 Vac); 50/60 HzSlot A Digital Input Voltage: 125 Vdc/VacSlot B Ethernet (Port 1): Dual 10/100BASE-T Ethernet The protocols SNTP, IEEE 1588-2008 firmware-based PTP, PRP, and Modbus TCP are included.Slot B Multimode Fiber ST (Port 2):NoSlot B Rear Serial Port (Port 3): EIA-232 IEC 61850 Protocol: Yes DNP3 Protocol: No IEC 60870-5-103 Protocol: No EtherNet/IP Protocol: No Slot C: 4 DI / 4 DO Fast High Current Hybrid (Form A) Slot C Digital Input Voltage: 125 Vdc/Vac Slot D: Empty Slot D Digital Input Voltage: NA Slot E: Empty Slot E Digital Input Voltage: NA Slot Z Voltage Inputs: 3-Phase LEA AC Voltage (8 Vac) Slot Z Current Inputs: 5 Amp Phase, 5 Amp Neutral Conformal Coat: No DMA Bundle: No | PUR | Sales Item Number: 751#1RFK Part Number: 51001ACA0X0XL5BF10 Special Spec: None Selected Options: Advanced Features: None User Interface: English Front Panel: 5-inch Color Touchscreen With 4 Pushbuttons Slot A Power Supply Voltage: 110-250 Vdc (110-240 Vac); 50/60 HzSlot A Digital Input Voltage: 125 Vdc/VacSlot B Ethernet (Port 1): Dual 10/100BASE-T Ethernet The protocols SNTP, IEEE 1588-2008 firmware-based PTP, PRP, and Modbus TCP are included.Slot B Multimode Fiber ST (Port 2):NoSlot B Rear Serial Port (Port 3): EIA-232 IEC 61850 Protocol: Yes DNP3 Protocol: No IEC 60870-5-103 Protocol: No EtherNet/IP Protocol: No Slot C: 4 DI / 4 DO Fast High Current Hybrid (Form A) Slot C Digital Input Voltage: 125 Vdc/Vac Slot D: Empty Slot D Digital Input Voltage: NA Slot E: Empty Slot E Digital Input Voltage: NA Slot Z Voltage Inputs: 3-Phase LEA AC Voltage (8 Vac) Slot Z Current Inputs: 5 Amp Phase, 5 Amp Neutral Conformal Coat: No DMA Bundle: No | EA | EA |  | TRUE |  | P | PPD | DAYTON |  | 77429-1-1
134095 | 3 | 1 | States | Dayton | Taylor Barrett | TRUE | 2026-06-15T00:00:00 | 2026-12-01T00:00:00 | 2026-12-01T00:00:00 | 1 | 0 | 1 | 4853.13 | 24265.65 | 55369-6417 | USA | N30 | 214 | SCHWEITZER ENGINEERING LABORATORIES | 99163 | 787Z#0GQH | SEL Bus Differential Relay | PUR | SEL Bus Differential Relay | EA | EA |  | TRUE |  | P | PPD | DAYTON |  | 77429-1-1
134111 | 1 | 1 | States | Champlin | Taylor Barrett | TRUE | 2026-06-15T00:00:00 | 2026-10-19T00:00:00 | 2026-10-19T00:00:00 | 3 | 0 | 3 | 6195.82 | 18587.46 | 55316-3157 | USA | N30 | 214 | SCHWEITZER ENGINEERING LABORATORIES | 99163 | 24880PCX1181BF23X | Time Distribution Protocols: IRIG-B, NTP Mounting: Horizontal Panel Mount Power Supply A: 24/48 Vdc Power Supply B: None Ethernet Port (ETH 1, ETH 2): 2 10/100BASE-T Ethernet Port (ETH 3, ETH 4): 2 10/100BASE-T Holdover: OCXO Frequency Outputs: 1 Square Wave and 5 10MHz Sine Wave Antenna: Complete 75ft LMR-400 GPS/GLONASS Installation Kit Includes: (1) GPS/GLONASS Antenna (9524B) (1) 50' Low-Loss LMR-400-FR Cable (C961C-050) (1) 25' Low-Loss LMR-400-FR Cable (C961C-025) (1) Gas Tube Coax Surge Protector and Mounting Kit (915900139) (1) Antenna Pipe-Mounting Kit (915900043) Conformal Coat: No | PUR | Time Distribution Protocols: IRIG-B, NTP Mounting: Horizontal Panel Mount Power Supply A: 24/48 Vdc Power Supply B: None Ethernet Port (ETH 1, ETH 2): 2 10/100BASE-T Ethernet Port (ETH 3, ETH 4): 2 10/100BASE-T Holdover: OCXO Frequency Outputs: 1 Square Wave and 5 10MHz Sine Wave Antenna: Complete 75ft LMR-400 GPS/GLONASS Installation Kit Includes: (1) GPS/GLONASS Antenna (9524B) (1) 50' Low-Loss LMR-400-FR Cable (C961C-050) (1) 25' Low-Loss LMR-400-FR Cable (C961C-025) (1) Gas Tube Coax Surge Protector and Mounting Kit (915900139) (1) Antenna Pipe-Mounting Kit (915900043) Conformal Coat: No | EA | EA |  | TRUE |  | P | PPD | 100
134964 | 1 | 1 | States | Dayton | Taylor Barrett | TRUE | 2026-07-22T00:00:00 | 2026-09-30T00:00:00 | 2026-09-25T00:00:00 | 11 | 0 | 11 | 64.45 | 708.95 | 55369-6417 | USA | N30 | 214 | SCHWEITZER ENGINEERING LABORATORIES | 99163 | C605A#F7H7 | SEL-C605A Serial Cable for SEL-3300/3500/3600 Series (RS-232, DB9 M/Tin Wires, IRIG-B) 50' | PUR | SEL-C605A Serial Cable for SEL-3300/3500/3600 Series (RS-232, DB9 M/Tin Wires, IRIG-B) 50' | EA | EA |  | TRUE |  | P | PPD | DAYTON
135879 | 1 | 1 | States | Champlin | Taylor Barrett | TRUE | 2026-09-03T00:00:00 | 2027-01-27T00:00:00 | 2027-01-27T00:00:00 | 1 | 0 | 1 | 2346.1 | 2346.1 | 55316 | USA | N30 | 214 | SCHWEITZER ENGINEERING LABORATORIES | 99163 | 2407#0201 | SEL-2407 Satellite-Synchronized Clock Sales Item Number: 2407#0201 Part Number: 24070003B Selected Options: 850 nm Communication Port: None Conformal Coat: No Antenna: Complete 75ft LMR-400 GPS Installation Kit Includes: (1) GPS GNSS Antenna (9524A) (1) 50' Low-Loss LMR-400-FR Cable (C961C-050) (1) 25' Low-Loss LMR-400-FR Cable (C961C-025) (1) Gas Tube Coax Surge Protector and Mounting Kit (915900139) (1) Antenna Pipe-Mounting Kit (915900043) Mounting: 19 in Horizontal Rack Mount With Bracket | PUR | SEL-2407 Satellite-Synchronized Clock Sales Item Number: 2407#0201 Part Number: 24070003B Selected Options: 850 nm Communication Port: None Conformal Coat: No Antenna: Complete 75ft LMR-400 GPS Installation Kit Includes: (1) GPS GNSS Antenna (9524A) (1) 50' Low-Loss LMR-400-FR Cable (C961C-050) (1) 25' Low-Loss LMR-400-FR Cable (C961C-025) (1) Gas Tube Coax Surge Protector and Mounting Kit (915900139) (1) Antenna Pipe-Mounting Kit (915900043) Mounting: 19 in Horizontal Rack Mount With Bracket | EA | EA |  | TRUE |  | P | PPD
135678 | 1 | 1 | States | Champlin | Taylor Barrett | TRUE | 2026-08-24T00:00:00 | 2027-04-19T00:00:00 | 2027-04-19T00:00:00 | 1 | 0 | 1 | 5766.27 | 5766.27 | 55316 | USA | N30 | 214 | SCHWEITZER ENGINEERING LABORATORIES | 99163 | 0700GT2BCBCB75850600 | Model 700GT+ Model, Intertie and Generator Protection, Auto Synchronizer SELect Power Supply with I/O Option Slot A Power Supply 24–48 Vdc (SELect PSIO / 2 DI / 3 DO); 24 Vdc/Vac Digital Input SELect Processor Board Option Slot B Processor Board (SELect CPU/COM); All Slot B options include EIA-232 Front, IRIG-B, Fiber Optic Serial Multimode ST, SEL ASCII, Compressed ASCII, Fast Meter, Fast Operate, Fast Message, Mirrored Bits, and Modbus RTU KEY 1828 | PUR | 700G#N4B2 Model 700GT+ Model, Intertie and Generator Protection, Auto Synchronizer SELect Power Supply with I/O Option Slot A Power Supply 24–48 Vdc (SELect PSIO / 2 DI / 3 DO); 24 Vdc/Vac Digital Input SELect Processor Board Option Slot B Processor Board (SELect CPU/COM); All Slot B options include EIA-232 Front, IRIG-B, Fiber Optic Serial Multimode ST, SEL ASCII, Compressed ASCII, Fast Meter, Fast Operate, Fast Message, Mirrored Bits, and Modbus RTUKEY 1828 | EA | EA |  | TRUE |  | P | PPD | 100 |  | 77270-1
134117 | 1 | 1 | States | Champlin | Taylor Barrett | TRUE | 2026-06-15T00:00:00 | 2026-10-22T00:00:00 | 2026-10-22T00:00:00 | 4 | 0 | 4 | 2738.88 | 10955.52 | 55316-3157 | USA | N30 | 214 | SCHWEITZER ENGINEERING LABORATORIES | 99163 | 751#5KV7 | 751#5KV7 Advanced Features0.000000001.00000000EAFalse540TrueFalse0.00000False2/11/2026 12:00:00 AMFalseFalse0000000False00000000000FalseFalseFalseFalseFalse00.000000000.0000000000.00000000FalseFalseFalseFalseFalseFalseFalse0FalseFalse01.00000000IMA42Surge Protective device, Surgelogic, 200kA, 480Y/277V 3 phase 4 wire, UL Type 10.000000001.00000000EAFalse660TrueFalse0.00000False2/11/2026 12:00:00 AMFalseFalse0000000False00000000000FalseFalseFalseFalseFalse00.000000000.0000000000.00000000FalseFalseFalseFalseFalseFalseFalse0FalseFalse01.000000008446-1072EASYVIEW 10 DISPLAY | PUR | 751#5KV7 Advanced Features0.000000001.00000000EAFalse540TrueFalse0.00000False2/11/2026 12:00:00 AMFalseFalse0000000False00000000000FalseFalseFalseFalseFalse00.000000000.0000000000.00000000FalseFalseFalseFalseFalseFalseFalse0FalseFalse01.00000000IMA42Surge Protective device, Surgelogic, 200kA, 480Y/277V 3 phase 4 wire, UL Type 10.000000001.00000000EAFalse660TrueFalse0.00000False2/11/2026 12:00:00 AMFalseFalse0000000False00000000000FalseFalseFalseFalseFalse00.000000000.0000000000.00000000FalseFalseFalseFalseFalseFalseFalse0FalseFalse01.000000008446-1072EASYVIEW 10 DISPLAY | EA | EA |  | TRUE |  | P | PPD | 100
136091 | 1 | 4 | States | Champlin | Taylor Barrett | TRUE | 2026-09-14T00:00:00 | 2027-12-27T00:00:00 |  | 288 | 0 | 288 | 4608.94 | 5530728 | 55316 | USA | N30 | 214 | SCHWEITZER ENGINEERING LABORATORIES | 99163 | 735#97BL | 0735BX20921CXXXXXX16101XX SEL-735 Power Quality and Revenue Meter Display : Monochromatic Front Port : EIA-232 Front Panel Orientation : Vertical Enclosure Type : None Power Quality and Recording : Advanced Meter Form : Form 9 (Four-Wire Wye; 3 PTs, 3 CTs) Slot A Power Supply Voltage : 24-48 Vdc (Range: 19-58 Vdc) Slot A Control Input Voltage : 24 Vdc/Vac Slot B Ethernet (Port 1) : Single 10/100BASE-T Slot B Port 3 Serial Port (includes Port 2 EIA-232 Standard) : Port 3 EIA-232 Slot C Communications : Empty Slot D I/O : Empty Slot D Control Input Voltage : Empty Slot Z Current Class : CL2/10/20, Optimized for Low-End Accuracy System Frequency : 60 Hz Communications Protocol : Standard Front Panel Labeling : ANSI Conformal Coat : No Software Bundle : None Custom Nameplate Text : Not Applicable Standard Front Nameplate : Yes Custom Barcode Text (Leave Blank for SEL Specified Number) : Not Applicable | PUR | 0735BX20921CXXXXXX16101XX SEL-735 Power Quality and Revenue Meter Display : Monochromatic Front Port : EIA-232 Front Panel Orientation : Vertical Enclosure Type : None Power Quality and Recording : Advanced Meter Form : Form 9 (Four-Wire Wye; 3 PTs, 3 CTs) Slot A Power Supply Voltage : 24-48 Vdc (Range: 19-58 Vdc) Slot A Control Input Voltage : 24 Vdc/Vac Slot B Ethernet (Port 1) : Single 10/100BASE-T Slot B Port 3 Serial Port (includes Port 2 EIA-232 Standard) : Port 3 EIA-232 Slot C Communications : Empty Slot D I/O : Empty Slot D Control Input Voltage : Empty Slot Z Current Class : CL2/10/20, Optimized for Low-End Accuracy System Frequency : 60 Hz Communications Protocol : Standard Front Panel Labeling : ANSI Conformal Coat : No Software Bundle : None Custom Nameplate Text : Not Applicable Standard Front Nameplate : Yes Custom Barcode Text (Leave Blank for SEL Specified Number) : Not Applicable | EA | EA |  | FALSE |  | P | PPD | 100 |  | 77456-1-4
136091 | 1 | 3 | States | Champlin | Taylor Barrett | TRUE | 2026-09-14T00:00:00 | 2027-07-26T00:00:00 |  | 288 | 0 | 288 | 4608.94 | 5530728 | 55316 | USA | N30 | 214 | SCHWEITZER ENGINEERING LABORATORIES | 99163 | 735#97BL | 0735BX20921CXXXXXX16101XX SEL-735 Power Quality and Revenue Meter Display : Monochromatic Front Port : EIA-232 Front Panel Orientation : Vertical Enclosure Type : None Power Quality and Recording : Advanced Meter Form : Form 9 (Four-Wire Wye; 3 PTs, 3 CTs) Slot A Power Supply Voltage : 24-48 Vdc (Range: 19-58 Vdc) Slot A Control Input Voltage : 24 Vdc/Vac Slot B Ethernet (Port 1) : Single 10/100BASE-T Slot B Port 3 Serial Port (includes Port 2 EIA-232 Standard) : Port 3 EIA-232 Slot C Communications : Empty Slot D I/O : Empty Slot D Control Input Voltage : Empty Slot Z Current Class : CL2/10/20, Optimized for Low-End Accuracy System Frequency : 60 Hz Communications Protocol : Standard Front Panel Labeling : ANSI Conformal Coat : No Software Bundle : None Custom Nameplate Text : Not Applicable Standard Front Nameplate : Yes Custom Barcode Text (Leave Blank for SEL Specified Number) : Not Applicable | PUR | 0735BX20921CXXXXXX16101XX SEL-735 Power Quality and Revenue Meter Display : Monochromatic Front Port : EIA-232 Front Panel Orientation : Vertical Enclosure Type : None Power Quality and Recording : Advanced Meter Form : Form 9 (Four-Wire Wye; 3 PTs, 3 CTs) Slot A Power Supply Voltage : 24-48 Vdc (Range: 19-58 Vdc) Slot A Control Input Voltage : 24 Vdc/Vac Slot B Ethernet (Port 1) : Single 10/100BASE-T Slot B Port 3 Serial Port (includes Port 2 EIA-232 Standard) : Port 3 EIA-232 Slot C Communications : Empty Slot D I/O : Empty Slot D Control Input Voltage : Empty Slot Z Current Class : CL2/10/20, Optimized for Low-End Accuracy System Frequency : 60 Hz Communications Protocol : Standard Front Panel Labeling : ANSI Conformal Coat : No Software Bundle : None Custom Nameplate Text : Not Applicable Standard Front Nameplate : Yes Custom Barcode Text (Leave Blank for SEL Specified Number) : Not Applicable | EA | EA |  | FALSE |  | P | PPD | 100 |  | 77456-1-3
136091 | 1 | 2 | States | Champlin | Taylor Barrett | TRUE | 2026-09-14T00:00:00 | 2027-01-25T00:00:00 |  | 288 | 0 | 288 | 4608.94 | 5530728 | 55316 | USA | N30 | 214 | SCHWEITZER ENGINEERING LABORATORIES | 99163 | 735#97BL | 0735BX20921CXXXXXX16101XX SEL-735 Power Quality and Revenue Meter Display : Monochromatic Front Port : EIA-232 Front Panel Orientation : Vertical Enclosure Type : None Power Quality and Recording : Advanced Meter Form : Form 9 (Four-Wire Wye; 3 PTs, 3 CTs) Slot A Power Supply Voltage : 24-48 Vdc (Range: 19-58 Vdc) Slot A Control Input Voltage : 24 Vdc/Vac Slot B Ethernet (Port 1) : Single 10/100BASE-T Slot B Port 3 Serial Port (includes Port 2 EIA-232 Standard) : Port 3 EIA-232 Slot C Communications : Empty Slot D I/O : Empty Slot D Control Input Voltage : Empty Slot Z Current Class : CL2/10/20, Optimized for Low-End Accuracy System Frequency : 60 Hz Communications Protocol : Standard Front Panel Labeling : ANSI Conformal Coat : No Software Bundle : None Custom Nameplate Text : Not Applicable Standard Front Nameplate : Yes Custom Barcode Text (Leave Blank for SEL Specified Number) : Not Applicable | PUR | 0735BX20921CXXXXXX16101XX SEL-735 Power Quality and Revenue Meter Display : Monochromatic Front Port : EIA-232 Front Panel Orientation : Vertical Enclosure Type : None Power Quality and Recording : Advanced Meter Form : Form 9 (Four-Wire Wye; 3 PTs, 3 CTs) Slot A Power Supply Voltage : 24-48 Vdc (Range: 19-58 Vdc) Slot A Control Input Voltage : 24 Vdc/Vac Slot B Ethernet (Port 1) : Single 10/100BASE-T Slot B Port 3 Serial Port (includes Port 2 EIA-232 Standard) : Port 3 EIA-232 Slot C Communications : Empty Slot D I/O : Empty Slot D Control Input Voltage : Empty Slot Z Current Class : CL2/10/20, Optimized for Low-End Accuracy System Frequency : 60 Hz Communications Protocol : Standard Front Panel Labeling : ANSI Conformal Coat : No Software Bundle : None Custom Nameplate Text : Not Applicable Standard Front Nameplate : Yes Custom Barcode Text (Leave Blank for SEL Specified Number) : Not Applicable | EA | EA |  | FALSE |  | P | PPD | 100 |  | 77456-1-2
136091 | 1 | 1 | States | Champlin | Taylor Barrett | TRUE | 2026-09-14T00:00:00 | 2026-12-28T00:00:00 |  | 336 | 0 | 336 | 4608.94 | 5530728 | 55316 | USA | N30 | 214 | SCHWEITZER ENGINEERING LABORATORIES | 99163 | 735#97BL | 0735BX20921CXXXXXX16101XX SEL-735 Power Quality and Revenue Meter Display : Monochromatic Front Port : EIA-232 Front Panel Orientation : Vertical Enclosure Type : None Power Quality and Recording : Advanced Meter Form : Form 9 (Four-Wire Wye; 3 PTs, 3 CTs) Slot A Power Supply Voltage : 24-48 Vdc (Range: 19-58 Vdc) Slot A Control Input Voltage : 24 Vdc/Vac Slot B Ethernet (Port 1) : Single 10/100BASE-T Slot B Port 3 Serial Port (includes Port 2 EIA-232 Standard) : Port 3 EIA-232 Slot C Communications : Empty Slot D I/O : Empty Slot D Control Input Voltage : Empty Slot Z Current Class : CL2/10/20, Optimized for Low-End Accuracy System Frequency : 60 Hz Communications Protocol : Standard Front Panel Labeling : ANSI Conformal Coat : No Software Bundle : None Custom Nameplate Text : Not Applicable Standard Front Nameplate : Yes Custom Barcode Text (Leave Blank for SEL Specified Number) : Not Applicable | PUR | 0735BX20921CXXXXXX16101XX SEL-735 Power Quality and Revenue Meter Display : Monochromatic Front Port : EIA-232 Front Panel Orientation : Vertical Enclosure Type : None Power Quality and Recording : Advanced Meter Form : Form 9 (Four-Wire Wye; 3 PTs, 3 CTs) Slot A Power Supply Voltage : 24-48 Vdc (Range: 19-58 Vdc) Slot A Control Input Voltage : 24 Vdc/Vac Slot B Ethernet (Port 1) : Single 10/100BASE-T Slot B Port 3 Serial Port (includes Port 2 EIA-232 Standard) : Port 3 EIA-232 Slot C Communications : Empty Slot D I/O : Empty Slot D Control Input Voltage : Empty Slot Z Current Class : CL2/10/20, Optimized for Low-End Accuracy System Frequency : 60 Hz Communications Protocol : Standard Front Panel Labeling : ANSI Conformal Coat : No Software Bundle : None Custom Nameplate Text : Not Applicable Standard Front Nameplate : Yes Custom Barcode Text (Leave Blank for SEL Specified Number) : Not Applicable | EA | EA |  | FALSE |  | P | PPD | 100 |  | 77456-1-1
133829 | 1 | 1 | States | Champlin | Taylor Barrett | TRUE | 2026-06-03T00:00:00 | 2026-10-12T00:00:00 | 2026-10-12T00:00:00 | 3 | 0 | 3 | 6195.82 | 18587.46 | 55316-3157 | USA | N30 | 214 | SCHWEITZER ENGINEERING LABORATORIES | 99163 | 24880PCX1181BF23X | Time Distribution Protocols: IRIG-B, NTP Mounting: Horizontal Panel Mount Power Supply A: 24/48 Vdc Power Supply B: None Ethernet Port (ETH 1, ETH 2): 2 10/100BASE-T Ethernet Port (ETH 3, ETH 4): 2 10/100BASE-T Holdover: OCXO Frequency Outputs: 1 Square Wave and 5 10MHz Sine Wave Antenna: Complete 75ft LMR-400 GPS/GLONASS Installation Kit Includes: (1) GPS/GLONASS Antenna (9524B) (1) 50' Low-Loss LMR-400-FR Cable (C961C-050) (1) 25' Low-Loss LMR-400-FR Cable (C961C-025) (1) Gas Tube Coax Surge Protector and Mounting Kit (915900139) (1) Antenna Pipe-Mounting Kit (915900043) Conformal Coat: No | PUR | Time Distribution Protocols: IRIG-B, NTP Mounting: Horizontal Panel Mount Power Supply A: 24/48 Vdc Power Supply B: None Ethernet Port (ETH 1, ETH 2): 2 10/100BASE-T Ethernet Port (ETH 3, ETH 4): 2 10/100BASE-T Holdover: OCXO Frequency Outputs: 1 Square Wave and 5 10MHz Sine Wave Antenna: Complete 75ft LMR-400 GPS/GLONASS Installation Kit Includes: (1) GPS/GLONASS Antenna (9524B) (1) 50' Low-Loss LMR-400-FR Cable (C961C-050) (1) 25' Low-Loss LMR-400-FR Cable (C961C-025) (1) Gas Tube Coax Surge Protector and Mounting Kit (915900139) (1) Antenna Pipe-Mounting Kit (915900043) Conformal Coat: No | EA | EA |  | TRUE |  | P | PPD | 100
135641 | 1 | 1 | States | Dayton | Taylor Barrett | TRUE | 2026-08-20T00:00:00 | 2027-04-12T00:00:00 | 2027-04-12T00:00:00 | 1 | 0 | 1 | 4170.44 | 4170.44 | 55369 | USA | N30 | 214 | SCHWEITZER ENGINEERING LABORATORIES | 99163 | 751#CHKQ | 751401BCB0X0X85A800 Advanced Features : Reclosing & Directional Front Panel : 5-Inch Color Touchscreen w/ 8 Pushbuttons Slot A : Power Supply = 110-250VDC (110-240VAC), Input Voltage = 24VDC/VAC Slot B : Port 1 = Dual 100BASE-FX MM LC, Port 2 = Multimode Fiber ST (Yes), Port 3 = EIA-232 Added Protocols (61850, DNP3, 608-5-103, EtherNet/IP) : None Slot C : 4 DI / DO Fast High Current Hybrid (Form A), Input Voltage = 24VDC/VAC Slot D : Empty Slot E : Empty Slot Z : Voltage Inputs = 3-Phase AC Voltage (300VAC), Current Inputs = 5 Amp Phase 5 Amp Neutral Conformal Coat : No DMA Bundle : No | PUR | 751401BCB0X0X85A800 Advanced Features : Reclosing & Directional Front Panel : 5-Inch Color Touchscreen w/ 8 Pushbuttons Slot A : Power Supply = 110-250VDC (110-240VAC), Input Voltage = 24VDC/VAC Slot B : Port 1 = Dual 100BASE-FX MM LC, Port 2 = Multimode Fiber ST (Yes), Port 3 = EIA-232 Added Protocols (61850, DNP3, 608-5-103, EtherNet/IP) : None Slot C : 4 DI / DO Fast High Current Hybrid (Form A), Input Voltage = 24VDC/VAC Slot D : Empty Slot E : Empty Slot Z : Voltage Inputs = 3-Phase AC Voltage (300VAC), Current Inputs = 5 Amp Phase 5 Amp Neutral Conformal Coat : No DMA Bundle : No | EA | EA |  | TRUE |  | P | PPD | 100 |  | 076800-3-1
133870 | 1 | 1 | States | Dayton | Taylor Barrett | TRUE | 2026-06-04T00:00:00 | 2026-10-14T00:00:00 | 2026-10-14T00:00:00 | 16 | 0 | 16 | 4131.88 | 66110.08 | 55369-6417 | USA | N30 | 214 | SCHWEITZER ENGINEERING LABORATORIES | 99163 | 2731#5QQ2 | Managed 24-Port Ethernet Switch with PTP support, Dual power supply, 1-4 Ports 100/1000BASE SFP, 5-8 Ports 100/1000BASE-T Copper, 9-12 Ports 100BASE-T Copper, and 13-24 Ports 100BASE SFP | PUR | Managed 24-Port Ethernet Switch with PTP support, Dual power supply, 1-4 Ports 100/1000BASE SFP, 5-8 Ports 100/1000BASE-T Copper, 9-12 Ports 100BASE-T Copper, and 13-24 Ports 100BASE SFP | EA | EA |  | TRUE |  | P | PPD | DAYTON
133870 | 2 | 1 | States | Dayton | Taylor Barrett | TRUE | 2026-06-04T00:00:00 | 2026-10-14T00:00:00 | 2026-10-14T00:00:00 | 8 | 0 | 8 | 3401.87 | 27214.96 | 55369-6417 | USA | N30 | 214 | SCHWEITZER ENGINEERING LABORATORIES | 99163 | 2731#LN4Q | Managed 24-Port Ethernet Switch, without PTP support, with Dual power supply, 1-4 Ports 100/1000BASE SFP, 5-8 Ports 100/1000BASE-T Copper, 9-16 Ports 100BASE-T Copper, and 17-24 Ports 100BASE SFP | PUR | Managed 24-Port Ethernet Switch, without PTP support, with Dual power supply, 1-4 Ports 100/1000BASE SFP, 5-8 Ports 100/1000BASE-T Copper, 9-16 Ports 100BASE-T Copper, and 17-24 Ports 100BASE SFP | EA | EA |  | TRUE |  | P | PPD | DAYTON
135329 | 1 | 1 | States | Dayton | Taylor Barrett | TRUE | 2026-08-10T00:00:00 | 2026-10-26T00:00:00 |  | 2 | 0 | 2 | 4814.08 | 19256.32 | 55369-6417 | USA | N30 | 214 | SCHWEITZER ENGINEERING LABORATORIES | 99163 | 0700G01ACA0X74850381 | "Model Options 700G+, Basic Generator Protection plus Gen 25, 64G, 21, 78, 78VS, Auto Synchronizer User Interface English Front Panel 2x16 LCD With 8 Pushbuttons Slot A Power Supply Voltage 110-250 Vdc (110-240 Vac); 50/60 Hz Slot A Digital Input Voltage 125 Vdc/Vac Slot B Ethernet (Port 1) Single 10/100BASE-T Ethernet The protocols SNTP, IEEE 1588-2008 firmware-based PTP and Modbus TCP are included. Slot B Rear Serial Port (Port 3) EIA-485 IEC 61850 Protocol No DNP3 Protocol No IEC 60870-5-103 Protocol No EtherNet/IP Protocol Yes Slot C 4 DI / 4 DO Fast High Current Hybrid (Form A) Slot C Digital Input Voltage 125 Vdc/Vac Slot D Empty Slot D Digital Input Voltage NA Slot E Vsync Input and Vn Input (300 Vac) (SELECT 2 AVI) Slot E Digital Input Voltage NA Slot Z Current and/or Voltage Inputs 3-Phase 5 Amp AC Current Input / 5 Amp Neutral AC Current Input / 3-Phase AC Voltage (300 Vac) (SELECT 4 ACI / 3 AVI) Conformal Coat Yes" | PUR | 700G#FC4N Model Options 700G+, Basic Generator Protection plus Gen 25, 64G, 21, 78, 78VS, Auto Synchronizer User Interface English Front Panel 2x16 LCD With 8 Pushbuttons Slot A Power Supply Voltage 110-250 Vdc (110-240 Vac); 50/60 Hz Slot A Digital Input Voltage 125 Vdc/Vac Slot B Ethernet (Port 1) Single 10/100BASE-T Ethernet The protocols SNTP, IEEE 1588-2008 firmware-based PTP and Modbus TCP are included. Slot B Rear Serial Port (Port 3) EIA-485 IEC 61850 Protocol No DNP3 Protocol No IEC 60870-5-103 Protocol No EtherNet/IP Protocol Yes Slot C 4 DI / 4 DO Fast High Current Hybrid (Form A) Slot C Digital Input Voltage 125 Vdc/Vac Slot D Empty Slot D Digital Input Voltage NA Slot E Vsync Input and Vn Input (300 Vac) (SELECT 2 AVI) Slot E Digital Input Voltage NA Slot Z Current and/or Voltage Inputs 3-Phase 5 Amp AC Current Input / 5 Amp Neutral AC Current Input / 3-Phase AC Voltage (300 Vac) (SELECT 4 ACI / 3 AVI) Conformal Coat Yes | EA | EA |  | FALSE |  | P | PPD | DAYTON |  | 77296-1
135329 | 2 | 1 | States | Dayton | Taylor Barrett | TRUE | 2026-08-10T00:00:00 | 2026-10-26T00:00:00 |  | 1 | 0 | 1 | 2455.04 | 19640.32 | 55369-6417 | USA | N30 | 214 | SCHWEITZER ENGINEERING LABORATORIES | 99163 | 751001ACA0X7A851C01 | "Advanced Features None User Interface English Front Panel 2x16 LCD With 4 Pushbuttons Slot A Power Supply Voltage 110-250 Vdc (110-240 Vac); 50/60 Hz Slot A Digital Input Voltage 125 Vdc/Vac Slot B Ethernet (Port 1) Single 10/100BASE-T Ethernet The protocols SNTP, IEEE 1588-2008 firmware-based PTP and Modbus TCP are included. Slot B Multimode Fiber ST (Port 2) No Slot B Rear Serial Port (Port 3) EIA-232 IEC 61850 Protocol No DNP3 Protocol No IEC 60870-5-103 Protocol No EtherNet/IP Protocol No Slot C 4 DI / 4 DO Fast High Current Hybrid (Form A) Slot C Digital Input Voltage 125 Vdc/Vac Slot D Empty Slot D Digital Input Voltage NA Slot E Vsync (300 Vac) / Vbat (300 Vdc) / 7 DI 4 ACI / 3 AVI card required in Slot Z. Slot E Digital Input Voltage 125 Vdc/Vac Slot Z Voltage Inputs 3-Phase AC Voltage (300 Vac) Slot Z Current Inputs 5 Amp Phase, 5 Amp Neutral Conformal Coat Yes DMA Bundle No" | PUR | 751#V07D Advanced Features None User Interface English Front Panel 2x16 LCD With 4 Pushbuttons Slot A Power Supply Voltage 110-250 Vdc (110-240 Vac); 50/60 Hz Slot A Digital Input Voltage 125 Vdc/Vac Slot B Ethernet (Port 1) Single 10/100BASE-T Ethernet The protocols SNTP, IEEE 1588-2008 firmware-based PTP and Modbus TCP are included. Slot B Multimode Fiber ST (Port 2) No Slot B Rear Serial Port (Port 3) EIA-232 IEC 61850 Protocol No DNP3 Protocol No IEC 60870-5-103 Protocol No EtherNet/IP Protocol No Slot C 4 DI / 4 DO Fast High Current Hybrid (Form A) Slot C Digital Input Voltage 125 Vdc/Vac Slot D Empty Slot D Digital Input Voltage NA Slot E Vsync (300 Vac) / Vbat (300 Vdc) / 7 DI 4 ACI / 3 AVI card required in Slot Z. Slot E Digital Input Voltage 125 Vdc/Vac Slot Z Voltage Inputs 3-Phase AC Voltage (300 Vac) Slot Z Current Inputs 5 Amp Phase, 5 Amp Neutral Conformal Coat Yes DMA Bundle No | EA | EA |  | FALSE |  | P | PPD | DAYTON |  | 77296-1
135329 | 1 | 2 | States | Dayton | Taylor Barrett | TRUE | 2026-08-10T00:00:00 | 2026-10-28T00:00:00 |  | 2 | 0 | 2 | 4814.08 | 19256.32 | 55369-6417 | USA | N30 | 214 | SCHWEITZER ENGINEERING LABORATORIES | 99163 | 0700G01ACA0X74850381 | "Model Options 700G+, Basic Generator Protection plus Gen 25, 64G, 21, 78, 78VS, Auto Synchronizer User Interface English Front Panel 2x16 LCD With 8 Pushbuttons Slot A Power Supply Voltage 110-250 Vdc (110-240 Vac); 50/60 Hz Slot A Digital Input Voltage 125 Vdc/Vac Slot B Ethernet (Port 1) Single 10/100BASE-T Ethernet The protocols SNTP, IEEE 1588-2008 firmware-based PTP and Modbus TCP are included. Slot B Rear Serial Port (Port 3) EIA-485 IEC 61850 Protocol No DNP3 Protocol No IEC 60870-5-103 Protocol No EtherNet/IP Protocol Yes Slot C 4 DI / 4 DO Fast High Current Hybrid (Form A) Slot C Digital Input Voltage 125 Vdc/Vac Slot D Empty Slot D Digital Input Voltage NA Slot E Vsync Input and Vn Input (300 Vac) (SELECT 2 AVI) Slot E Digital Input Voltage NA Slot Z Current and/or Voltage Inputs 3-Phase 5 Amp AC Current Input / 5 Amp Neutral AC Current Input / 3-Phase AC Voltage (300 Vac) (SELECT 4 ACI / 3 AVI) Conformal Coat Yes" | PUR | 700G#FC4N Model Options 700G+, Basic Generator Protection plus Gen 25, 64G, 21, 78, 78VS, Auto Synchronizer User Interface English Front Panel 2x16 LCD With 8 Pushbuttons Slot A Power Supply Voltage 110-250 Vdc (110-240 Vac); 50/60 Hz Slot A Digital Input Voltage 125 Vdc/Vac Slot B Ethernet (Port 1) Single 10/100BASE-T Ethernet The protocols SNTP, IEEE 1588-2008 firmware-based PTP and Modbus TCP are included. Slot B Rear Serial Port (Port 3) EIA-485 IEC 61850 Protocol No DNP3 Protocol No IEC 60870-5-103 Protocol No EtherNet/IP Protocol Yes Slot C 4 DI / 4 DO Fast High Current Hybrid (Form A) Slot C Digital Input Voltage 125 Vdc/Vac Slot D Empty Slot D Digital Input Voltage NA Slot E Vsync Input and Vn Input (300 Vac) (SELECT 2 AVI) Slot E Digital Input Voltage NA Slot Z Current and/or Voltage Inputs 3-Phase 5 Amp AC Current Input / 5 Amp Neutral AC Current Input / 3-Phase AC Voltage (300 Vac) (SELECT 4 ACI / 3 AVI) Conformal Coat Yes | EA | EA |  | FALSE |  | P | PPD | DAYTON |  | 77296-2
135329 | 2 | 2 | States | Dayton | Taylor Barrett | TRUE | 2026-08-10T00:00:00 | 2026-10-28T00:00:00 |  | 7 | 0 | 7 | 2455.04 | 19640.32 | 55369-6417 | USA | N30 | 214 | SCHWEITZER ENGINEERING LABORATORIES | 99163 | 751001ACA0X7A851C01 | "Advanced Features None User Interface English Front Panel 2x16 LCD With 4 Pushbuttons Slot A Power Supply Voltage 110-250 Vdc (110-240 Vac); 50/60 Hz Slot A Digital Input Voltage 125 Vdc/Vac Slot B Ethernet (Port 1) Single 10/100BASE-T Ethernet The protocols SNTP, IEEE 1588-2008 firmware-based PTP and Modbus TCP are included. Slot B Multimode Fiber ST (Port 2) No Slot B Rear Serial Port (Port 3) EIA-232 IEC 61850 Protocol No DNP3 Protocol No IEC 60870-5-103 Protocol No EtherNet/IP Protocol No Slot C 4 DI / 4 DO Fast High Current Hybrid (Form A) Slot C Digital Input Voltage 125 Vdc/Vac Slot D Empty Slot D Digital Input Voltage NA Slot E Vsync (300 Vac) / Vbat (300 Vdc) / 7 DI 4 ACI / 3 AVI card required in Slot Z. Slot E Digital Input Voltage 125 Vdc/Vac Slot Z Voltage Inputs 3-Phase AC Voltage (300 Vac) Slot Z Current Inputs 5 Amp Phase, 5 Amp Neutral Conformal Coat Yes DMA Bundle No" | PUR | 751#V07D Advanced Features None User Interface English Front Panel 2x16 LCD With 4 Pushbuttons Slot A Power Supply Voltage 110-250 Vdc (110-240 Vac); 50/60 Hz Slot A Digital Input Voltage 125 Vdc/Vac Slot B Ethernet (Port 1) Single 10/100BASE-T Ethernet The protocols SNTP, IEEE 1588-2008 firmware-based PTP and Modbus TCP are included. Slot B Multimode Fiber ST (Port 2) No Slot B Rear Serial Port (Port 3) EIA-232 IEC 61850 Protocol No DNP3 Protocol No IEC 60870-5-103 Protocol No EtherNet/IP Protocol No Slot C 4 DI / 4 DO Fast High Current Hybrid (Form A) Slot C Digital Input Voltage 125 Vdc/Vac Slot D Empty Slot D Digital Input Voltage NA Slot E Vsync (300 Vac) / Vbat (300 Vdc) / 7 DI 4 ACI / 3 AVI card required in Slot Z. Slot E Digital Input Voltage 125 Vdc/Vac Slot Z Voltage Inputs 3-Phase AC Voltage (300 Vac) Slot Z Current Inputs 5 Amp Phase, 5 Amp Neutral Conformal Coat Yes DMA Bundle No | EA | EA |  | FALSE |  | P | PPD | DAYTON |  | 77296-2
134888 | 1 | 1 | States | Dayton | Taylor Barrett | TRUE | 2026-07-20T00:00:00 | 2026-12-21T00:00:00 | 2026-12-21T00:00:00 | 11 | 0 | 11 | 2346.1 | 154842.6 | 55369-6417 | USA | N30 | 214 | SCHWEITZER ENGINEERING LABORATORIES | 99163 | 2407#0201 | SEL-2407 Satellite-Synchronized Clock Sales Item Number: 2407#0201 Part Number: 24070003B Selected Options: 850 nm Communication Port: None Conformal Coat: No Antenna: Complete 75ft LMR-400 GPS Installation Kit Includes: (1) GPS GNSS Antenna (9524A) (1) 50' Low-Loss LMR-400-FR Cable (C961C-050) (1) 25' Low-Loss LMR-400-FR Cable (C961C-025) (1) Gas Tube Coax Surge Protector and Mounting Kit (915900139) (1) Antenna Pipe-Mounting Kit (915900043) Mounting: 19 in Horizontal Rack Mount With Bracket | PUR | SEL-2407 Satellite-Synchronized Clock Sales Item Number: 2407#0201 Part Number: 24070003B Selected Options: 850 nm Communication Port: None Conformal Coat: No Antenna: Complete 75ft LMR-400 GPS Installation Kit Includes: (1) GPS GNSS Antenna (9524A) (1) 50' Low-Loss LMR-400-FR Cable (C961C-050) (1) 25' Low-Loss LMR-400-FR Cable (C961C-025) (1) Gas Tube Coax Surge Protector and Mounting Kit (915900139) (1) Antenna Pipe-Mounting Kit (915900043) Mounting: 19 in Horizontal Rack Mount With Bracket | EA | EA |  | TRUE |  | P | PPD | DAYTON |  | 77422-1-1
134888 | 2 | 1 | States | Dayton | Taylor Barrett | TRUE | 2026-07-20T00:00:00 | 2027-03-18T00:00:00 | 2027-03-18T00:00:00 | 11 | 0 | 11 | 2445.63 | 161411.58 | 55369-6417 | USA | N30 | 214 | SCHWEITZER ENGINEERING LABORATORIES | 99163 | 2411#F3T3 | SEL-2411 Programmable Automation Controller Sales Item Number: 2411#F3T3 Part Number: 241122B3A3A3A3A0130 Selected Options: Chassis: Vertical Panel Mount Front Panel: Large LCD With 4 Pushbuttons (7 Programmable LEDs) Slot A Power Supply Voltage: 24-48 Vdc Slot A Digital Input Voltage: 24 Vdc/Vac Slot B Ethernet: Single 10/100BASE-T Slot B Fiber-Optic Serial: No Slot B IRIG Connector: Yes IEC 61850 Protocol: No DNP3 Protocol: Yes Slot C: 8 DI Slot C Digital Input Voltage: 125 Vdc/Vac Slot D: 8 DI Slot D Digital Input Voltage: 125 Vdc/Vac Slot E: 8 DI Slot E Digital Input Voltage: 125 Vdc/Vac Slot Z: 8 DI Slot Z Digital Input Voltage: 125 Vdc/Vac Conformal Coat: No DMA Bundle: No | PUR | SEL-2411 Programmable Automation Controller Sales Item Number: 2411#F3T3 Part Number: 241122B3A3A3A3A0130 Selected Options: Chassis: Vertical Panel Mount Front Panel: Large LCD With 4 Pushbuttons (7 Programmable LEDs) Slot A Power Supply Voltage: 24-48 Vdc Slot A Digital Input Voltage: 24 Vdc/Vac Slot B Ethernet: Single 10/100BASE-T Slot B Fiber-Optic Serial: No Slot B IRIG Connector: Yes IEC 61850 Protocol: No DNP3 Protocol: Yes Slot C: 8 DI Slot C Digital Input Voltage: 125 Vdc/Vac Slot D: 8 DI Slot D Digital Input Voltage: 125 Vdc/Vac Slot E: 8 DI Slot E Digital Input Voltage: 125 Vdc/Vac Slot Z: 8 DI Slot Z Digital Input Voltage: 125 Vdc/Vac Conformal Coat: No DMA Bundle: No | EA | EA |  | TRUE |  | P | PPD | DAYTON |  | 77422-1-1
134888 | 5 | 6 | States | Dayton | Taylor Barrett | TRUE | 2026-07-20T00:00:00 | 2027-03-23T00:00:00 | 2027-03-23T00:00:00 | 36 | 0 | 36 | 2603.45 | 1030966.2 | 55369-6417 | USA | N30 | 214 | SCHWEITZER ENGINEERING LABORATORIES | 99163 | 751#9D47 | SEL-751 Feeder Protection Relay Sales Item Number: 751#9D47 Part Number: 751002B1B0X70851C20 Selected Options: Advanced Features: None User Interface: English Front Panel: 2x16 LCD With 4 Pushbuttons Slot A Power Supply Voltage: 24-48 Vdc Slot A Digital Input Voltage: 24 Vdc/Vac Slot B Ethernet (Port 1): Single 10/100BASE-T Ethernet The protocols SNTP, IEEE 1588-2008 firmware-based PTP and Modbus TCP are included. Slot B Multimode Fiber ST (Port 2): No Slot B Rear Serial Port (Port 3): EIA-232 IEC 61850 Protocol: No DNP3 Protocol: Yes IEC 60870-5-103 Protocol: No EtherNet/IP Protocol: No Slot C: 4 DI / 4 DO Electromechanical (Form A) Slot C Digital Input Voltage: 24 Vdc/Vac Slot D: Empty Slot D Digital Input Voltage: NA Slot E: Vsync (300 Vac) / Vbat (300 Vdc) / 4 Arc-Flash Detection Inputs For Arc-Flash Detection Point Sensors, Bare-Fiber Sensors, or Cable Accessories, see SEL-C804 Multimode Fiber-Optic Arc-Flash Detection (AFD) Sensors and C814 Arc-Flash Detection (AFD) Fiber Cables and Accessories. In order to achieve the 2-5 ms operate times for Arc-Flash Protection a 4 DI/4 DO Fast High Current Hybrid Card is required. 4 ACI / 3 AVI card required in Slot Z. Slot E Digital Input Voltage: NA Slot Z Voltage Inputs: 3-Phase AC Voltage (300 Vac) Slot Z Current Inputs: 5 Amp Phase, 5 Amp Neutral Conformal Coat: No DMA Bundle: No | PUR | SEL-751 Feeder Protection Relay Sales Item Number: 751#9D47 Part Number: 751002B1B0X70851C20 Selected Options: Advanced Features: None User Interface: English Front Panel: 2x16 LCD With 4 Pushbuttons Slot A Power Supply Voltage: 24-48 Vdc Slot A Digital Input Voltage: 24 Vdc/Vac Slot B Ethernet (Port 1): Single 10/100BASE-T Ethernet The protocols SNTP, IEEE 1588-2008 firmware-based PTP and Modbus TCP are included. Slot B Multimode Fiber ST (Port 2): No Slot B Rear Serial Port (Port 3): EIA-232 IEC 61850 Protocol: No DNP3 Protocol: Yes IEC 60870-5-103 Protocol: No EtherNet/IP Protocol: No Slot C: 4 DI / 4 DO Electromechanical (Form A) Slot C Digital Input Voltage: 24 Vdc/Vac Slot D: Empty Slot D Digital Input Voltage: NA Slot E: Vsync (300 Vac) / Vbat (300 Vdc) / 4 Arc-Flash Detection Inputs For Arc-Flash Detection Point Sensors, Bare-Fiber Sensors, or Cable Accessories, see SEL-C804 Multimode Fiber-Optic Arc-Flash Detection (AFD) Sensors and C814 Arc-Flash Detection (AFD) Fiber Cables and Accessories. In order to achieve the 2-5 ms operate times for Arc-Flash Protection a 4 DI/4 DO Fast High Current Hybrid Card is required. 4 ACI / 3 AVI card required in Slot Z. Slot E Digital Input Voltage: NA Slot Z Voltage Inputs: 3-Phase AC Voltage (300 Vac) Slot Z Current Inputs: 5 Amp Phase, 5 Amp Neutral Conformal Coat: No DMA Bundle: No | EA | EA |  | TRUE |  | P | PPD | DAYTON |  | 77422-1-6
134888 | 2 | 3 | States | Dayton | Taylor Barrett | TRUE | 2026-07-20T00:00:00 | 2027-03-18T00:00:00 | 2027-03-18T00:00:00 | 12 | 0 | 12 | 2445.63 | 161411.58 | 55369-6417 | USA | N30 | 214 | SCHWEITZER ENGINEERING LABORATORIES | 99163 | 2411#F3T3 | SEL-2411 Programmable Automation Controller Sales Item Number: 2411#F3T3 Part Number: 241122B3A3A3A3A0130 Selected Options: Chassis: Vertical Panel Mount Front Panel: Large LCD With 4 Pushbuttons (7 Programmable LEDs) Slot A Power Supply Voltage: 24-48 Vdc Slot A Digital Input Voltage: 24 Vdc/Vac Slot B Ethernet: Single 10/100BASE-T Slot B Fiber-Optic Serial: No Slot B IRIG Connector: Yes IEC 61850 Protocol: No DNP3 Protocol: Yes Slot C: 8 DI Slot C Digital Input Voltage: 125 Vdc/Vac Slot D: 8 DI Slot D Digital Input Voltage: 125 Vdc/Vac Slot E: 8 DI Slot E Digital Input Voltage: 125 Vdc/Vac Slot Z: 8 DI Slot Z Digital Input Voltage: 125 Vdc/Vac Conformal Coat: No DMA Bundle: No | PUR | SEL-2411 Programmable Automation Controller Sales Item Number: 2411#F3T3 Part Number: 241122B3A3A3A3A0130 Selected Options: Chassis: Vertical Panel Mount Front Panel: Large LCD With 4 Pushbuttons (7 Programmable LEDs) Slot A Power Supply Voltage: 24-48 Vdc Slot A Digital Input Voltage: 24 Vdc/Vac Slot B Ethernet: Single 10/100BASE-T Slot B Fiber-Optic Serial: No Slot B IRIG Connector: Yes IEC 61850 Protocol: No DNP3 Protocol: Yes Slot C: 8 DI Slot C Digital Input Voltage: 125 Vdc/Vac Slot D: 8 DI Slot D Digital Input Voltage: 125 Vdc/Vac Slot E: 8 DI Slot E Digital Input Voltage: 125 Vdc/Vac Slot Z: 8 DI Slot Z Digital Input Voltage: 125 Vdc/Vac Conformal Coat: No DMA Bundle: No | EA | EA |  | TRUE |  | P | PPD | DAYTON |  | 77422-1-3
134888 | 6 | 5 | States | Dayton | Taylor Barrett | TRUE | 2026-07-20T00:00:00 | 2027-03-23T00:00:00 | 2027-03-23T00:00:00 | 12 | 0 | 12 | 4694.47 | 309835.02 | 55369-6417 | USA | N30 | 214 | SCHWEITZER ENGINEERING LABORATORIES | 99163 | 787Z#7MTK | SEL-787Z Bus Differential Protection Relay Sales Item Number: 787Z#7MTK Part Number: 0787Z002B1B0X0X81A2010010 User Interface English Slot A Power Supply Voltage 24–48 Vdc Slot A Digital Input Voltage 24 Vdc/Vac Front Panel5 in Color Touchscreen With 8 Pushbuttons Slot B Ethernet (Port 1) Single 10/100BASE-T Ethernet Slot B Rear Serial Port (Port 3) EIA-232 IEC 61850 ProtocolNo DNP3 Protocol No IEC 60870-5-103 ProtocolNo EtherNet/IP Protocol No Slot C 4 DI / 4 DO Electromechanical (Form A) Slot C Digital Input Voltage 24 Vdc/Vac Slot D Empty Slot D Input Voltage NA Slot EEmpty Slot E Input VoltageNA Slot Z 3-Phase AC Voltage (300 Vac) Slot Z Current Inputs 1 Amp Phase, 1 Amp Neutral (recommended for most applications) SEL-HZM High-Impedance ModuleYes Resistor2 kohm (required for use with SEL-787Z) 86 Bypass Relay No Mounting Panel Mount Conformal Coat No | PUR | SEL-787Z Bus Differential Protection Relay Sales Item Number: 787Z#7MTK Part Number: 0787Z002B1B0X0X81A2010010 User Interface English Slot A Power Supply Voltage 24–48 Vdc Slot A Digital Input Voltage 24 Vdc/Vac Front Panel5 in Color Touchscreen With 8 Pushbuttons Slot B Ethernet (Port 1) Single 10/100BASE-T Ethernet Slot B Rear Serial Port (Port 3) EIA-232 IEC 61850 ProtocolNo DNP3 Protocol No IEC 60870-5-103 ProtocolNo EtherNet/IP Protocol No Slot C 4 DI / 4 DO Electromechanical (Form A) Slot C Digital Input Voltage 24 Vdc/Vac Slot D Empty Slot D Input Voltage NA Slot EEmpty Slot E Input VoltageNA Slot Z 3-Phase AC Voltage (300 Vac) Slot Z Current Inputs 1 Amp Phase, 1 Amp Neutral (recommended for most applications) SEL-HZM High-Impedance ModuleYes Resistor2 kohm (required for use with SEL-787Z) 86 Bypass Relay No Mounting Panel Mount Conformal Coat No | EA | EA |  | TRUE |  | P | PPD | DAYTON |  | 77422-1-5
134888 | 2 | 2 | States | Dayton | Taylor Barrett | TRUE | 2026-07-20T00:00:00 | 2027-03-18T00:00:00 | 2027-03-18T00:00:00 | 12 | 0 | 12 | 2445.63 | 161411.58 | 55369-6417 | USA | N30 | 214 | SCHWEITZER ENGINEERING LABORATORIES | 99163 | 2411#F3T3 | SEL-2411 Programmable Automation Controller Sales Item Number: 2411#F3T3 Part Number: 241122B3A3A3A3A0130 Selected Options: Chassis: Vertical Panel Mount Front Panel: Large LCD With 4 Pushbuttons (7 Programmable LEDs) Slot A Power Supply Voltage: 24-48 Vdc Slot A Digital Input Voltage: 24 Vdc/Vac Slot B Ethernet: Single 10/100BASE-T Slot B Fiber-Optic Serial: No Slot B IRIG Connector: Yes IEC 61850 Protocol: No DNP3 Protocol: Yes Slot C: 8 DI Slot C Digital Input Voltage: 125 Vdc/Vac Slot D: 8 DI Slot D Digital Input Voltage: 125 Vdc/Vac Slot E: 8 DI Slot E Digital Input Voltage: 125 Vdc/Vac Slot Z: 8 DI Slot Z Digital Input Voltage: 125 Vdc/Vac Conformal Coat: No DMA Bundle: No | PUR | SEL-2411 Programmable Automation Controller Sales Item Number: 2411#F3T3 Part Number: 241122B3A3A3A3A0130 Selected Options: Chassis: Vertical Panel Mount Front Panel: Large LCD With 4 Pushbuttons (7 Programmable LEDs) Slot A Power Supply Voltage: 24-48 Vdc Slot A Digital Input Voltage: 24 Vdc/Vac Slot B Ethernet: Single 10/100BASE-T Slot B Fiber-Optic Serial: No Slot B IRIG Connector: Yes IEC 61850 Protocol: No DNP3 Protocol: Yes Slot C: 8 DI Slot C Digital Input Voltage: 125 Vdc/Vac Slot D: 8 DI Slot D Digital Input Voltage: 125 Vdc/Vac Slot E: 8 DI Slot E Digital Input Voltage: 125 Vdc/Vac Slot Z: 8 DI Slot Z Digital Input Voltage: 125 Vdc/Vac Conformal Coat: No DMA Bundle: No | EA | EA |  | TRUE |  | P | PPD | DAYTON |  | 77422-1-2
134888 | 3 | 7 | States | Dayton | Taylor Barrett | TRUE | 2026-07-20T00:00:00 | 2027-03-05T00:00:00 | 2027-03-05T00:00:00 | 1 | 0 | 1 | 2835 | 187110 | 55369-6417 | USA | N30 | 214 | SCHWEITZER ENGINEERING LABORATORIES | 99163 | 2730M#ND8H | SEL-2730M Managed 24-Port Ethernet Switch Sales Item Number: 2730M#ND8H Part Number: 2730M0ARCX1111AAAAX0 Selected Options: Mounting: Rack Mount (Front or Rear Cabled) Power Supply A: 24/48 Vdc Power Supply B: None Ports 9-24: 16 10/100BASE-T Installed SFPs (Slots 1-4): None Conformal Coat: None | PUR | SEL-2730M Managed 24-Port Ethernet Switch Sales Item Number: 2730M#ND8H Part Number: 2730M0ARCX1111AAAAX0 Selected Options: Mounting: Rack Mount (Front or Rear Cabled) Power Supply A: 24/48 Vdc Power Supply B: None Ports 9-24: 16 10/100BASE-T Installed SFPs (Slots 1-4): None Conformal Coat: None | EA | EA |  | TRUE |  | P | PPD | DAYTON |  | 77422-1
134888 | 1 | 7 | States | Dayton | Taylor Barrett | TRUE | 2026-07-20T00:00:00 | 2026-12-21T00:00:00 | 2026-12-21T00:00:00 | 1 | 0 | 1 | 2346.1 | 154842.6 | 55369-6417 | USA | N30 | 214 | SCHWEITZER ENGINEERING LABORATORIES | 99163 | 2407#0201 | SEL-2407 Satellite-Synchronized Clock Sales Item Number: 2407#0201 Part Number: 24070003B Selected Options: 850 nm Communication Port: None Conformal Coat: No Antenna: Complete 75ft LMR-400 GPS Installation Kit Includes: (1) GPS GNSS Antenna (9524A) (1) 50' Low-Loss LMR-400-FR Cable (C961C-050) (1) 25' Low-Loss LMR-400-FR Cable (C961C-025) (1) Gas Tube Coax Surge Protector and Mounting Kit (915900139) (1) Antenna Pipe-Mounting Kit (915900043) Mounting: 19 in Horizontal Rack Mount With Bracket | PUR | SEL-2407 Satellite-Synchronized Clock Sales Item Number: 2407#0201 Part Number: 24070003B Selected Options: 850 nm Communication Port: None Conformal Coat: No Antenna: Complete 75ft LMR-400 GPS Installation Kit Includes: (1) GPS GNSS Antenna (9524A) (1) 50' Low-Loss LMR-400-FR Cable (C961C-050) (1) 25' Low-Loss LMR-400-FR Cable (C961C-025) (1) Gas Tube Coax Surge Protector and Mounting Kit (915900139) (1) Antenna Pipe-Mounting Kit (915900043) Mounting: 19 in Horizontal Rack Mount With Bracket | EA | EA |  | TRUE |  | P | PPD | DAYTON |  | 77422-1
134888 | 1 | 3 | States | Dayton | Taylor Barrett | TRUE | 2026-07-20T00:00:00 | 2027-01-19T00:00:00 | 2027-01-19T00:00:00 | 12 | 0 | 12 | 2346.1 | 154842.6 | 55369-6417 | USA | N30 | 214 | SCHWEITZER ENGINEERING LABORATORIES | 99163 | 2407#0201 | SEL-2407 Satellite-Synchronized Clock Sales Item Number: 2407#0201 Part Number: 24070003B Selected Options: 850 nm Communication Port: None Conformal Coat: No Antenna: Complete 75ft LMR-400 GPS Installation Kit Includes: (1) GPS GNSS Antenna (9524A) (1) 50' Low-Loss LMR-400-FR Cable (C961C-050) (1) 25' Low-Loss LMR-400-FR Cable (C961C-025) (1) Gas Tube Coax Surge Protector and Mounting Kit (915900139) (1) Antenna Pipe-Mounting Kit (915900043) Mounting: 19 in Horizontal Rack Mount With Bracket | PUR | SEL-2407 Satellite-Synchronized Clock Sales Item Number: 2407#0201 Part Number: 24070003B Selected Options: 850 nm Communication Port: None Conformal Coat: No Antenna: Complete 75ft LMR-400 GPS Installation Kit Includes: (1) GPS GNSS Antenna (9524A) (1) 50' Low-Loss LMR-400-FR Cable (C961C-050) (1) 25' Low-Loss LMR-400-FR Cable (C961C-025) (1) Gas Tube Coax Surge Protector and Mounting Kit (915900139) (1) Antenna Pipe-Mounting Kit (915900043) Mounting: 19 in Horizontal Rack Mount With Bracket | EA | EA |  | TRUE |  | P | PPD | DAYTON |  | 77422-1-3
134888 | 5 | 5 | States | Dayton | Taylor Barrett | TRUE | 2026-07-20T00:00:00 | 2027-03-23T00:00:00 | 2027-03-23T00:00:00 | 72 | 0 | 72 | 2603.45 | 1030966.2 | 55369-6417 | USA | N30 | 214 | SCHWEITZER ENGINEERING LABORATORIES | 99163 | 751#9D47 | SEL-751 Feeder Protection Relay Sales Item Number: 751#9D47 Part Number: 751002B1B0X70851C20 Selected Options: Advanced Features: None User Interface: English Front Panel: 2x16 LCD With 4 Pushbuttons Slot A Power Supply Voltage: 24-48 Vdc Slot A Digital Input Voltage: 24 Vdc/Vac Slot B Ethernet (Port 1): Single 10/100BASE-T Ethernet The protocols SNTP, IEEE 1588-2008 firmware-based PTP and Modbus TCP are included. Slot B Multimode Fiber ST (Port 2): No Slot B Rear Serial Port (Port 3): EIA-232 IEC 61850 Protocol: No DNP3 Protocol: Yes IEC 60870-5-103 Protocol: No EtherNet/IP Protocol: No Slot C: 4 DI / 4 DO Electromechanical (Form A) Slot C Digital Input Voltage: 24 Vdc/Vac Slot D: Empty Slot D Digital Input Voltage: NA Slot E: Vsync (300 Vac) / Vbat (300 Vdc) / 4 Arc-Flash Detection Inputs For Arc-Flash Detection Point Sensors, Bare-Fiber Sensors, or Cable Accessories, see SEL-C804 Multimode Fiber-Optic Arc-Flash Detection (AFD) Sensors and C814 Arc-Flash Detection (AFD) Fiber Cables and Accessories. In order to achieve the 2-5 ms operate times for Arc-Flash Protection a 4 DI/4 DO Fast High Current Hybrid Card is required. 4 ACI / 3 AVI card required in Slot Z. Slot E Digital Input Voltage: NA Slot Z Voltage Inputs: 3-Phase AC Voltage (300 Vac) Slot Z Current Inputs: 5 Amp Phase, 5 Amp Neutral Conformal Coat: No DMA Bundle: No | PUR | SEL-751 Feeder Protection Relay Sales Item Number: 751#9D47 Part Number: 751002B1B0X70851C20 Selected Options: Advanced Features: None User Interface: English Front Panel: 2x16 LCD With 4 Pushbuttons Slot A Power Supply Voltage: 24-48 Vdc Slot A Digital Input Voltage: 24 Vdc/Vac Slot B Ethernet (Port 1): Single 10/100BASE-T Ethernet The protocols SNTP, IEEE 1588-2008 firmware-based PTP and Modbus TCP are included. Slot B Multimode Fiber ST (Port 2): No Slot B Rear Serial Port (Port 3): EIA-232 IEC 61850 Protocol: No DNP3 Protocol: Yes IEC 60870-5-103 Protocol: No EtherNet/IP Protocol: No Slot C: 4 DI / 4 DO Electromechanical (Form A) Slot C Digital Input Voltage: 24 Vdc/Vac Slot D: Empty Slot D Digital Input Voltage: NA Slot E: Vsync (300 Vac) / Vbat (300 Vdc) / 4 Arc-Flash Detection Inputs For Arc-Flash Detection Point Sensors, Bare-Fiber Sensors, or Cable Accessories, see SEL-C804 Multimode Fiber-Optic Arc-Flash Detection (AFD) Sensors and C814 Arc-Flash Detection (AFD) Fiber Cables and Accessories. In order to achieve the 2-5 ms operate times for Arc-Flash Protection a 4 DI/4 DO Fast High Current Hybrid Card is required. 4 ACI / 3 AVI card required in Slot Z. Slot E Digital Input Voltage: NA Slot Z Voltage Inputs: 3-Phase AC Voltage (300 Vac) Slot Z Current Inputs: 5 Amp Phase, 5 Amp Neutral Conformal Coat: No DMA Bundle: No | EA | EA |  | TRUE |  | P | PPD | DAYTON |  | 77422-1-5
134888 | 3 | 4 | States | Dayton | Taylor Barrett | TRUE | 2026-07-20T00:00:00 | 2027-03-05T00:00:00 | 2027-03-05T00:00:00 | 12 | 0 | 12 | 2835 | 187110 | 55369-6417 | USA | N30 | 214 | SCHWEITZER ENGINEERING LABORATORIES | 99163 | 2730M#ND8H | SEL-2730M Managed 24-Port Ethernet Switch Sales Item Number: 2730M#ND8H Part Number: 2730M0ARCX1111AAAAX0 Selected Options: Mounting: Rack Mount (Front or Rear Cabled) Power Supply A: 24/48 Vdc Power Supply B: None Ports 9-24: 16 10/100BASE-T Installed SFPs (Slots 1-4): None Conformal Coat: None | PUR | SEL-2730M Managed 24-Port Ethernet Switch Sales Item Number: 2730M#ND8H Part Number: 2730M0ARCX1111AAAAX0 Selected Options: Mounting: Rack Mount (Front or Rear Cabled) Power Supply A: 24/48 Vdc Power Supply B: None Ports 9-24: 16 10/100BASE-T Installed SFPs (Slots 1-4): None Conformal Coat: None | EA | EA |  | TRUE |  | P | PPD | DAYTON |  | 77422-1-4
134888 | 3 | 2 | States | Dayton | Taylor Barrett | TRUE | 2026-07-20T00:00:00 | 2027-03-05T00:00:00 | 2027-03-05T00:00:00 | 12 | 0 | 12 | 2835 | 187110 | 55369-6417 | USA | N30 | 214 | SCHWEITZER ENGINEERING LABORATORIES | 99163 | 2730M#ND8H | SEL-2730M Managed 24-Port Ethernet Switch Sales Item Number: 2730M#ND8H Part Number: 2730M0ARCX1111AAAAX0 Selected Options: Mounting: Rack Mount (Front or Rear Cabled) Power Supply A: 24/48 Vdc Power Supply B: None Ports 9-24: 16 10/100BASE-T Installed SFPs (Slots 1-4): None Conformal Coat: None | PUR | SEL-2730M Managed 24-Port Ethernet Switch Sales Item Number: 2730M#ND8H Part Number: 2730M0ARCX1111AAAAX0 Selected Options: Mounting: Rack Mount (Front or Rear Cabled) Power Supply A: 24/48 Vdc Power Supply B: None Ports 9-24: 16 10/100BASE-T Installed SFPs (Slots 1-4): None Conformal Coat: None | EA | EA |  | TRUE |  | P | PPD | DAYTON |  | 77422-1-2
134888 | 1 | 2 | States | Dayton | Taylor Barrett | TRUE | 2026-07-20T00:00:00 | 2026-12-21T00:00:00 | 2026-12-21T00:00:00 | 12 | 0 | 12 | 2346.1 | 154842.6 | 55369-6417 | USA | N30 | 214 | SCHWEITZER ENGINEERING LABORATORIES | 99163 | 2407#0201 | SEL-2407 Satellite-Synchronized Clock Sales Item Number: 2407#0201 Part Number: 24070003B Selected Options: 850 nm Communication Port: None Conformal Coat: No Antenna: Complete 75ft LMR-400 GPS Installation Kit Includes: (1) GPS GNSS Antenna (9524A) (1) 50' Low-Loss LMR-400-FR Cable (C961C-050) (1) 25' Low-Loss LMR-400-FR Cable (C961C-025) (1) Gas Tube Coax Surge Protector and Mounting Kit (915900139) (1) Antenna Pipe-Mounting Kit (915900043) Mounting: 19 in Horizontal Rack Mount With Bracket | PUR | SEL-2407 Satellite-Synchronized Clock Sales Item Number: 2407#0201 Part Number: 24070003B Selected Options: 850 nm Communication Port: None Conformal Coat: No Antenna: Complete 75ft LMR-400 GPS Installation Kit Includes: (1) GPS GNSS Antenna (9524A) (1) 50' Low-Loss LMR-400-FR Cable (C961C-050) (1) 25' Low-Loss LMR-400-FR Cable (C961C-025) (1) Gas Tube Coax Surge Protector and Mounting Kit (915900139) (1) Antenna Pipe-Mounting Kit (915900043) Mounting: 19 in Horizontal Rack Mount With Bracket | EA | EA |  | TRUE |  | P | PPD | DAYTON |  | 77422-1-2
134888 | 4 | 5 | States | Dayton | Taylor Barrett | TRUE | 2026-07-20T00:00:00 | 2027-01-12T00:00:00 | 2027-01-12T00:00:00 | 12 | 0 | 12 | 4665.91 | 307950.06 | 55369-6417 | USA | N30 | 214 | SCHWEITZER ENGINEERING LABORATORIES | 99163 | 735#88NJ | SEL-735 Power Quality and Revenue Meter Sales Item Number: 735#88NJ Part Number: 0735LX20921EXXXXXX16201XX Selected Options: Display: Color Touchscreen Front Port: USB-C Front Panel Orientation: Vertical Enclosure Type: None Power Quality and Recording: Advanced Meter Form: Form 9, Four-Wire Wye; 3 PTs, 3 CTs* Slot A Power Supply Voltage: 24-48 Vdc (Range: 19-58 Vdc) Slot A Control Input Voltage: 24 Vdc/Vac Slot B Ethernet (Port 1): Single 10/100BASE-T Slot B Port 3 Serial Port (includes Port 2 EIA-232 Standard): Port 3 EIA-485 Slot C Communications: Empty Slot D I/O: Empty Slot D Control Input Voltage: Empty Slot Z Current Class: CL2/10/20, Optimized for Low-End Accuracy System Frequency: 60 Hz Communications Protocol: Standard Plus IEC 61850 With GOOSE and MMS Front Panel Labeling: ANSI Conformal Coat: No Software Bundle: None Standard Front Nameplate: Yes Custom Barcode Text (Leave Blank for SEL Specified Number) | PUR | SEL-735 Power Quality and Revenue Meter Sales Item Number: 735#88NJ Part Number: 0735LX20921EXXXXXX16201XX Selected Options: Display: Color Touchscreen Front Port: USB-C Front Panel Orientation: Vertical Enclosure Type: None Power Quality and Recording: Advanced Meter Form: Form 9, Four-Wire Wye; 3 PTs, 3 CTs* Slot A Power Supply Voltage: 24-48 Vdc (Range: 19-58 Vdc) Slot A Control Input Voltage: 24 Vdc/Vac Slot B Ethernet (Port 1): Single 10/100BASE-T Slot B Port 3 Serial Port (includes Port 2 EIA-232 Standard): Port 3 EIA-485 Slot C Communications: Empty Slot D I/O: Empty Slot D Control Input Voltage: Empty Slot Z Current Class: CL2/10/20, Optimized for Low-End Accuracy System Frequency: 60 Hz Communications Protocol: Standard Plus IEC 61850 With GOOSE and MMS Front Panel Labeling: ANSI Conformal Coat: No Software Bundle: None Standard Front Nameplate: Yes Custom Barcode Text (Leave Blank for SEL Specified Number) | EA | EA |  | TRUE |  | P | PPD | DAYTON |  | 77422-1-5
134888 | 4 | 7 | States | Dayton | Taylor Barrett | TRUE | 2026-07-20T00:00:00 | 2027-01-12T00:00:00 | 2027-01-12T00:00:00 | 1 | 0 | 1 | 4665.91 | 307950.06 | 55369-6417 | USA | N30 | 214 | SCHWEITZER ENGINEERING LABORATORIES | 99163 | 735#88NJ | SEL-735 Power Quality and Revenue Meter Sales Item Number: 735#88NJ Part Number: 0735LX20921EXXXXXX16201XX Selected Options: Display: Color Touchscreen Front Port: USB-C Front Panel Orientation: Vertical Enclosure Type: None Power Quality and Recording: Advanced Meter Form: Form 9, Four-Wire Wye; 3 PTs, 3 CTs* Slot A Power Supply Voltage: 24-48 Vdc (Range: 19-58 Vdc) Slot A Control Input Voltage: 24 Vdc/Vac Slot B Ethernet (Port 1): Single 10/100BASE-T Slot B Port 3 Serial Port (includes Port 2 EIA-232 Standard): Port 3 EIA-485 Slot C Communications: Empty Slot D I/O: Empty Slot D Control Input Voltage: Empty Slot Z Current Class: CL2/10/20, Optimized for Low-End Accuracy System Frequency: 60 Hz Communications Protocol: Standard Plus IEC 61850 With GOOSE and MMS Front Panel Labeling: ANSI Conformal Coat: No Software Bundle: None Standard Front Nameplate: Yes Custom Barcode Text (Leave Blank for SEL Specified Number) | PUR | SEL-735 Power Quality and Revenue Meter Sales Item Number: 735#88NJ Part Number: 0735LX20921EXXXXXX16201XX Selected Options: Display: Color Touchscreen Front Port: USB-C Front Panel Orientation: Vertical Enclosure Type: None Power Quality and Recording: Advanced Meter Form: Form 9, Four-Wire Wye; 3 PTs, 3 CTs* Slot A Power Supply Voltage: 24-48 Vdc (Range: 19-58 Vdc) Slot A Control Input Voltage: 24 Vdc/Vac Slot B Ethernet (Port 1): Single 10/100BASE-T Slot B Port 3 Serial Port (includes Port 2 EIA-232 Standard): Port 3 EIA-485 Slot C Communications: Empty Slot D I/O: Empty Slot D Control Input Voltage: Empty Slot Z Current Class: CL2/10/20, Optimized for Low-End Accuracy System Frequency: 60 Hz Communications Protocol: Standard Plus IEC 61850 With GOOSE and MMS Front Panel Labeling: ANSI Conformal Coat: No Software Bundle: None Standard Front Nameplate: Yes Custom Barcode Text (Leave Blank for SEL Specified Number) | EA | EA |  | TRUE |  | P | PPD | DAYTON |  | 77422-1
134888 | 2 | 6 | States | Dayton | Taylor Barrett | TRUE | 2026-07-20T00:00:00 | 2027-04-26T00:00:00 | 2027-04-26T00:00:00 | 6 | 0 | 6 | 2445.63 | 161411.58 | 55369-6417 | USA | N30 | 214 | SCHWEITZER ENGINEERING LABORATORIES | 99163 | 2411#F3T3 | SEL-2411 Programmable Automation Controller Sales Item Number: 2411#F3T3 Part Number: 241122B3A3A3A3A0130 Selected Options: Chassis: Vertical Panel Mount Front Panel: Large LCD With 4 Pushbuttons (7 Programmable LEDs) Slot A Power Supply Voltage: 24-48 Vdc Slot A Digital Input Voltage: 24 Vdc/Vac Slot B Ethernet: Single 10/100BASE-T Slot B Fiber-Optic Serial: No Slot B IRIG Connector: Yes IEC 61850 Protocol: No DNP3 Protocol: Yes Slot C: 8 DI Slot C Digital Input Voltage: 125 Vdc/Vac Slot D: 8 DI Slot D Digital Input Voltage: 125 Vdc/Vac Slot E: 8 DI Slot E Digital Input Voltage: 125 Vdc/Vac Slot Z: 8 DI Slot Z Digital Input Voltage: 125 Vdc/Vac Conformal Coat: No DMA Bundle: No | PUR | SEL-2411 Programmable Automation Controller Sales Item Number: 2411#F3T3 Part Number: 241122B3A3A3A3A0130 Selected Options: Chassis: Vertical Panel Mount Front Panel: Large LCD With 4 Pushbuttons (7 Programmable LEDs) Slot A Power Supply Voltage: 24-48 Vdc Slot A Digital Input Voltage: 24 Vdc/Vac Slot B Ethernet: Single 10/100BASE-T Slot B Fiber-Optic Serial: No Slot B IRIG Connector: Yes IEC 61850 Protocol: No DNP3 Protocol: Yes Slot C: 8 DI Slot C Digital Input Voltage: 125 Vdc/Vac Slot D: 8 DI Slot D Digital Input Voltage: 125 Vdc/Vac Slot E: 8 DI Slot E Digital Input Voltage: 125 Vdc/Vac Slot Z: 8 DI Slot Z Digital Input Voltage: 125 Vdc/Vac Conformal Coat: No DMA Bundle: No | EA | EA |  | TRUE |  | P | PPD | DAYTON |  | 77422-1-6
134888 | 3 | 6 | States | Dayton | Taylor Barrett | TRUE | 2026-07-20T00:00:00 | 2027-04-26T00:00:00 | 2027-04-26T00:00:00 | 6 | 0 | 6 | 2835 | 187110 | 55369-6417 | USA | N30 | 214 | SCHWEITZER ENGINEERING LABORATORIES | 99163 | 2730M#ND8H | SEL-2730M Managed 24-Port Ethernet Switch Sales Item Number: 2730M#ND8H Part Number: 2730M0ARCX1111AAAAX0 Selected Options: Mounting: Rack Mount (Front or Rear Cabled) Power Supply A: 24/48 Vdc Power Supply B: None Ports 9-24: 16 10/100BASE-T Installed SFPs (Slots 1-4): None Conformal Coat: None | PUR | SEL-2730M Managed 24-Port Ethernet Switch Sales Item Number: 2730M#ND8H Part Number: 2730M0ARCX1111AAAAX0 Selected Options: Mounting: Rack Mount (Front or Rear Cabled) Power Supply A: 24/48 Vdc Power Supply B: None Ports 9-24: 16 10/100BASE-T Installed SFPs (Slots 1-4): None Conformal Coat: None | EA | EA |  | TRUE |  | P | PPD | DAYTON |  | 77422-1-6
134888 | 3 | 5 | States | Dayton | Taylor Barrett | TRUE | 2026-07-20T00:00:00 | 2027-03-22T00:00:00 | 2027-03-22T00:00:00 | 12 | 0 | 12 | 2835 | 187110 | 55369-6417 | USA | N30 | 214 | SCHWEITZER ENGINEERING LABORATORIES | 99163 | 2730M#ND8H | SEL-2730M Managed 24-Port Ethernet Switch Sales Item Number: 2730M#ND8H Part Number: 2730M0ARCX1111AAAAX0 Selected Options: Mounting: Rack Mount (Front or Rear Cabled) Power Supply A: 24/48 Vdc Power Supply B: None Ports 9-24: 16 10/100BASE-T Installed SFPs (Slots 1-4): None Conformal Coat: None | PUR | SEL-2730M Managed 24-Port Ethernet Switch Sales Item Number: 2730M#ND8H Part Number: 2730M0ARCX1111AAAAX0 Selected Options: Mounting: Rack Mount (Front or Rear Cabled) Power Supply A: 24/48 Vdc Power Supply B: None Ports 9-24: 16 10/100BASE-T Installed SFPs (Slots 1-4): None Conformal Coat: None | EA | EA |  | TRUE |  | P | PPD | DAYTON |  | 77422-1-5
134888 | 6 | 3 | States | Dayton | Taylor Barrett | TRUE | 2026-07-20T00:00:00 | 2027-03-23T00:00:00 | 2027-03-23T00:00:00 | 12 | 0 | 12 | 4694.47 | 309835.02 | 55369-6417 | USA | N30 | 214 | SCHWEITZER ENGINEERING LABORATORIES | 99163 | 787Z#7MTK | SEL-787Z Bus Differential Protection Relay Sales Item Number: 787Z#7MTK Part Number: 0787Z002B1B0X0X81A2010010 User Interface English Slot A Power Supply Voltage 24–48 Vdc Slot A Digital Input Voltage 24 Vdc/Vac Front Panel5 in Color Touchscreen With 8 Pushbuttons Slot B Ethernet (Port 1) Single 10/100BASE-T Ethernet Slot B Rear Serial Port (Port 3) EIA-232 IEC 61850 ProtocolNo DNP3 Protocol No IEC 60870-5-103 ProtocolNo EtherNet/IP Protocol No Slot C 4 DI / 4 DO Electromechanical (Form A) Slot C Digital Input Voltage 24 Vdc/Vac Slot D Empty Slot D Input Voltage NA Slot EEmpty Slot E Input VoltageNA Slot Z 3-Phase AC Voltage (300 Vac) Slot Z Current Inputs 1 Amp Phase, 1 Amp Neutral (recommended for most applications) SEL-HZM High-Impedance ModuleYes Resistor2 kohm (required for use with SEL-787Z) 86 Bypass Relay No Mounting Panel Mount Conformal Coat No | PUR | SEL-787Z Bus Differential Protection Relay Sales Item Number: 787Z#7MTK Part Number: 0787Z002B1B0X0X81A2010010 User Interface English Slot A Power Supply Voltage 24–48 Vdc Slot A Digital Input Voltage 24 Vdc/Vac Front Panel5 in Color Touchscreen With 8 Pushbuttons Slot B Ethernet (Port 1) Single 10/100BASE-T Ethernet Slot B Rear Serial Port (Port 3) EIA-232 IEC 61850 ProtocolNo DNP3 Protocol No IEC 60870-5-103 ProtocolNo EtherNet/IP Protocol No Slot C 4 DI / 4 DO Electromechanical (Form A) Slot C Digital Input Voltage 24 Vdc/Vac Slot D Empty Slot D Input Voltage NA Slot EEmpty Slot E Input VoltageNA Slot Z 3-Phase AC Voltage (300 Vac) Slot Z Current Inputs 1 Amp Phase, 1 Amp Neutral (recommended for most applications) SEL-HZM High-Impedance ModuleYes Resistor2 kohm (required for use with SEL-787Z) 86 Bypass Relay No Mounting Panel Mount Conformal Coat No | EA | EA |  | TRUE |  | P | PPD | DAYTON |  | 77422-1-3
134888 | 2 | 4 | States | Dayton | Taylor Barrett | TRUE | 2026-07-20T00:00:00 | 2027-03-18T00:00:00 | 2027-03-18T00:00:00 | 12 | 0 | 12 | 2445.63 | 161411.58 | 55369-6417 | USA | N30 | 214 | SCHWEITZER ENGINEERING LABORATORIES | 99163 | 2411#F3T3 | SEL-2411 Programmable Automation Controller Sales Item Number: 2411#F3T3 Part Number: 241122B3A3A3A3A0130 Selected Options: Chassis: Vertical Panel Mount Front Panel: Large LCD With 4 Pushbuttons (7 Programmable LEDs) Slot A Power Supply Voltage: 24-48 Vdc Slot A Digital Input Voltage: 24 Vdc/Vac Slot B Ethernet: Single 10/100BASE-T Slot B Fiber-Optic Serial: No Slot B IRIG Connector: Yes IEC 61850 Protocol: No DNP3 Protocol: Yes Slot C: 8 DI Slot C Digital Input Voltage: 125 Vdc/Vac Slot D: 8 DI Slot D Digital Input Voltage: 125 Vdc/Vac Slot E: 8 DI Slot E Digital Input Voltage: 125 Vdc/Vac Slot Z: 8 DI Slot Z Digital Input Voltage: 125 Vdc/Vac Conformal Coat: No DMA Bundle: No | PUR | SEL-2411 Programmable Automation Controller Sales Item Number: 2411#F3T3 Part Number: 241122B3A3A3A3A0130 Selected Options: Chassis: Vertical Panel Mount Front Panel: Large LCD With 4 Pushbuttons (7 Programmable LEDs) Slot A Power Supply Voltage: 24-48 Vdc Slot A Digital Input Voltage: 24 Vdc/Vac Slot B Ethernet: Single 10/100BASE-T Slot B Fiber-Optic Serial: No Slot B IRIG Connector: Yes IEC 61850 Protocol: No DNP3 Protocol: Yes Slot C: 8 DI Slot C Digital Input Voltage: 125 Vdc/Vac Slot D: 8 DI Slot D Digital Input Voltage: 125 Vdc/Vac Slot E: 8 DI Slot E Digital Input Voltage: 125 Vdc/Vac Slot Z: 8 DI Slot Z Digital Input Voltage: 125 Vdc/Vac Conformal Coat: No DMA Bundle: No | EA | EA |  | TRUE |  | P | PPD | DAYTON |  | 77422-1-4
134888 | 4 | 1 | States | Dayton | Taylor Barrett | TRUE | 2026-07-20T00:00:00 | 2027-01-12T00:00:00 | 2027-01-12T00:00:00 | 11 | 0 | 11 | 4665.91 | 307950.06 | 55369-6417 | USA | N30 | 214 | SCHWEITZER ENGINEERING LABORATORIES | 99163 | 735#88NJ | SEL-735 Power Quality and Revenue Meter Sales Item Number: 735#88NJ Part Number: 0735LX20921EXXXXXX16201XX Selected Options: Display: Color Touchscreen Front Port: USB-C Front Panel Orientation: Vertical Enclosure Type: None Power Quality and Recording: Advanced Meter Form: Form 9, Four-Wire Wye; 3 PTs, 3 CTs* Slot A Power Supply Voltage: 24-48 Vdc (Range: 19-58 Vdc) Slot A Control Input Voltage: 24 Vdc/Vac Slot B Ethernet (Port 1): Single 10/100BASE-T Slot B Port 3 Serial Port (includes Port 2 EIA-232 Standard): Port 3 EIA-485 Slot C Communications: Empty Slot D I/O: Empty Slot D Control Input Voltage: Empty Slot Z Current Class: CL2/10/20, Optimized for Low-End Accuracy System Frequency: 60 Hz Communications Protocol: Standard Plus IEC 61850 With GOOSE and MMS Front Panel Labeling: ANSI Conformal Coat: No Software Bundle: None Standard Front Nameplate: Yes Custom Barcode Text (Leave Blank for SEL Specified Number) | PUR | SEL-735 Power Quality and Revenue Meter Sales Item Number: 735#88NJ Part Number: 0735LX20921EXXXXXX16201XX Selected Options: Display: Color Touchscreen Front Port: USB-C Front Panel Orientation: Vertical Enclosure Type: None Power Quality and Recording: Advanced Meter Form: Form 9, Four-Wire Wye; 3 PTs, 3 CTs* Slot A Power Supply Voltage: 24-48 Vdc (Range: 19-58 Vdc) Slot A Control Input Voltage: 24 Vdc/Vac Slot B Ethernet (Port 1): Single 10/100BASE-T Slot B Port 3 Serial Port (includes Port 2 EIA-232 Standard): Port 3 EIA-485 Slot C Communications: Empty Slot D I/O: Empty Slot D Control Input Voltage: Empty Slot Z Current Class: CL2/10/20, Optimized for Low-End Accuracy System Frequency: 60 Hz Communications Protocol: Standard Plus IEC 61850 With GOOSE and MMS Front Panel Labeling: ANSI Conformal Coat: No Software Bundle: None Standard Front Nameplate: Yes Custom Barcode Text (Leave Blank for SEL Specified Number) | EA | EA |  | TRUE |  | P | PPD | DAYTON |  | 77422-1-1
134888 | 6 | 2 | States | Dayton | Taylor Barrett | TRUE | 2026-07-20T00:00:00 | 2027-03-23T00:00:00 | 2027-03-23T00:00:00 | 12 | 0 | 12 | 4694.47 | 309835.02 | 55369-6417 | USA | N30 | 214 | SCHWEITZER ENGINEERING LABORATORIES | 99163 | 787Z#7MTK | SEL-787Z Bus Differential Protection Relay Sales Item Number: 787Z#7MTK Part Number: 0787Z002B1B0X0X81A2010010 User Interface English Slot A Power Supply Voltage 24–48 Vdc Slot A Digital Input Voltage 24 Vdc/Vac Front Panel5 in Color Touchscreen With 8 Pushbuttons Slot B Ethernet (Port 1) Single 10/100BASE-T Ethernet Slot B Rear Serial Port (Port 3) EIA-232 IEC 61850 ProtocolNo DNP3 Protocol No IEC 60870-5-103 ProtocolNo EtherNet/IP Protocol No Slot C 4 DI / 4 DO Electromechanical (Form A) Slot C Digital Input Voltage 24 Vdc/Vac Slot D Empty Slot D Input Voltage NA Slot EEmpty Slot E Input VoltageNA Slot Z 3-Phase AC Voltage (300 Vac) Slot Z Current Inputs 1 Amp Phase, 1 Amp Neutral (recommended for most applications) SEL-HZM High-Impedance ModuleYes Resistor2 kohm (required for use with SEL-787Z) 86 Bypass Relay No Mounting Panel Mount Conformal Coat No | PUR | SEL-787Z Bus Differential Protection Relay Sales Item Number: 787Z#7MTK Part Number: 0787Z002B1B0X0X81A2010010 User Interface English Slot A Power Supply Voltage 24–48 Vdc Slot A Digital Input Voltage 24 Vdc/Vac Front Panel5 in Color Touchscreen With 8 Pushbuttons Slot B Ethernet (Port 1) Single 10/100BASE-T Ethernet Slot B Rear Serial Port (Port 3) EIA-232 IEC 61850 ProtocolNo DNP3 Protocol No IEC 60870-5-103 ProtocolNo EtherNet/IP Protocol No Slot C 4 DI / 4 DO Electromechanical (Form A) Slot C Digital Input Voltage 24 Vdc/Vac Slot D Empty Slot D Input Voltage NA Slot EEmpty Slot E Input VoltageNA Slot Z 3-Phase AC Voltage (300 Vac) Slot Z Current Inputs 1 Amp Phase, 1 Amp Neutral (recommended for most applications) SEL-HZM High-Impedance ModuleYes Resistor2 kohm (required for use with SEL-787Z) 86 Bypass Relay No Mounting Panel Mount Conformal Coat No | EA | EA |  | TRUE |  | P | PPD | DAYTON |  | 77422-1-2
134888 | 1 | 4 | States | Dayton | Taylor Barrett | TRUE | 2026-07-20T00:00:00 | 2027-02-22T00:00:00 | 2027-02-22T00:00:00 | 12 | 0 | 12 | 2346.1 | 154842.6 | 55369-6417 | USA | N30 | 214 | SCHWEITZER ENGINEERING LABORATORIES | 99163 | 2407#0201 | SEL-2407 Satellite-Synchronized Clock Sales Item Number: 2407#0201 Part Number: 24070003B Selected Options: 850 nm Communication Port: None Conformal Coat: No Antenna: Complete 75ft LMR-400 GPS Installation Kit Includes: (1) GPS GNSS Antenna (9524A) (1) 50' Low-Loss LMR-400-FR Cable (C961C-050) (1) 25' Low-Loss LMR-400-FR Cable (C961C-025) (1) Gas Tube Coax Surge Protector and Mounting Kit (915900139) (1) Antenna Pipe-Mounting Kit (915900043) Mounting: 19 in Horizontal Rack Mount With Bracket | PUR | SEL-2407 Satellite-Synchronized Clock Sales Item Number: 2407#0201 Part Number: 24070003B Selected Options: 850 nm Communication Port: None Conformal Coat: No Antenna: Complete 75ft LMR-400 GPS Installation Kit Includes: (1) GPS GNSS Antenna (9524A) (1) 50' Low-Loss LMR-400-FR Cable (C961C-050) (1) 25' Low-Loss LMR-400-FR Cable (C961C-025) (1) Gas Tube Coax Surge Protector and Mounting Kit (915900139) (1) Antenna Pipe-Mounting Kit (915900043) Mounting: 19 in Horizontal Rack Mount With Bracket | EA | EA |  | TRUE |  | P | PPD | DAYTON |  | 77422-1-4
134888 | 5 | 4 | States | Dayton | Taylor Barrett | TRUE | 2026-07-20T00:00:00 | 2027-03-23T00:00:00 | 2027-03-23T00:00:00 | 72 | 0 | 72 | 2603.45 | 1030966.2 | 55369-6417 | USA | N30 | 214 | SCHWEITZER ENGINEERING LABORATORIES | 99163 | 751#9D47 | SEL-751 Feeder Protection Relay Sales Item Number: 751#9D47 Part Number: 751002B1B0X70851C20 Selected Options: Advanced Features: None User Interface: English Front Panel: 2x16 LCD With 4 Pushbuttons Slot A Power Supply Voltage: 24-48 Vdc Slot A Digital Input Voltage: 24 Vdc/Vac Slot B Ethernet (Port 1): Single 10/100BASE-T Ethernet The protocols SNTP, IEEE 1588-2008 firmware-based PTP and Modbus TCP are included. Slot B Multimode Fiber ST (Port 2): No Slot B Rear Serial Port (Port 3): EIA-232 IEC 61850 Protocol: No DNP3 Protocol: Yes IEC 60870-5-103 Protocol: No EtherNet/IP Protocol: No Slot C: 4 DI / 4 DO Electromechanical (Form A) Slot C Digital Input Voltage: 24 Vdc/Vac Slot D: Empty Slot D Digital Input Voltage: NA Slot E: Vsync (300 Vac) / Vbat (300 Vdc) / 4 Arc-Flash Detection Inputs For Arc-Flash Detection Point Sensors, Bare-Fiber Sensors, or Cable Accessories, see SEL-C804 Multimode Fiber-Optic Arc-Flash Detection (AFD) Sensors and C814 Arc-Flash Detection (AFD) Fiber Cables and Accessories. In order to achieve the 2-5 ms operate times for Arc-Flash Protection a 4 DI/4 DO Fast High Current Hybrid Card is required. 4 ACI / 3 AVI card required in Slot Z. Slot E Digital Input Voltage: NA Slot Z Voltage Inputs: 3-Phase AC Voltage (300 Vac) Slot Z Current Inputs: 5 Amp Phase, 5 Amp Neutral Conformal Coat: No DMA Bundle: No | PUR | SEL-751 Feeder Protection Relay Sales Item Number: 751#9D47 Part Number: 751002B1B0X70851C20 Selected Options: Advanced Features: None User Interface: English Front Panel: 2x16 LCD With 4 Pushbuttons Slot A Power Supply Voltage: 24-48 Vdc Slot A Digital Input Voltage: 24 Vdc/Vac Slot B Ethernet (Port 1): Single 10/100BASE-T Ethernet The protocols SNTP, IEEE 1588-2008 firmware-based PTP and Modbus TCP are included. Slot B Multimode Fiber ST (Port 2): No Slot B Rear Serial Port (Port 3): EIA-232 IEC 61850 Protocol: No DNP3 Protocol: Yes IEC 60870-5-103 Protocol: No EtherNet/IP Protocol: No Slot C: 4 DI / 4 DO Electromechanical (Form A) Slot C Digital Input Voltage: 24 Vdc/Vac Slot D: Empty Slot D Digital Input Voltage: NA Slot E: Vsync (300 Vac) / Vbat (300 Vdc) / 4 Arc-Flash Detection Inputs For Arc-Flash Detection Point Sensors, Bare-Fiber Sensors, or Cable Accessories, see SEL-C804 Multimode Fiber-Optic Arc-Flash Detection (AFD) Sensors and C814 Arc-Flash Detection (AFD) Fiber Cables and Accessories. In order to achieve the 2-5 ms operate times for Arc-Flash Protection a 4 DI/4 DO Fast High Current Hybrid Card is required. 4 ACI / 3 AVI card required in Slot Z. Slot E Digital Input Voltage: NA Slot Z Voltage Inputs: 3-Phase AC Voltage (300 Vac) Slot Z Current Inputs: 5 Amp Phase, 5 Amp Neutral Conformal Coat: No DMA Bundle: No | EA | EA |  | TRUE |  | P | PPD | DAYTON |  | 77422-1-4
134888 | 2 | 5 | States | Dayton | Taylor Barrett | TRUE | 2026-07-20T00:00:00 | 2027-03-18T00:00:00 | 2027-03-18T00:00:00 | 12 | 0 | 12 | 2445.63 | 161411.58 | 55369-6417 | USA | N30 | 214 | SCHWEITZER ENGINEERING LABORATORIES | 99163 | 2411#F3T3 | SEL-2411 Programmable Automation Controller Sales Item Number: 2411#F3T3 Part Number: 241122B3A3A3A3A0130 Selected Options: Chassis: Vertical Panel Mount Front Panel: Large LCD With 4 Pushbuttons (7 Programmable LEDs) Slot A Power Supply Voltage: 24-48 Vdc Slot A Digital Input Voltage: 24 Vdc/Vac Slot B Ethernet: Single 10/100BASE-T Slot B Fiber-Optic Serial: No Slot B IRIG Connector: Yes IEC 61850 Protocol: No DNP3 Protocol: Yes Slot C: 8 DI Slot C Digital Input Voltage: 125 Vdc/Vac Slot D: 8 DI Slot D Digital Input Voltage: 125 Vdc/Vac Slot E: 8 DI Slot E Digital Input Voltage: 125 Vdc/Vac Slot Z: 8 DI Slot Z Digital Input Voltage: 125 Vdc/Vac Conformal Coat: No DMA Bundle: No | PUR | SEL-2411 Programmable Automation Controller Sales Item Number: 2411#F3T3 Part Number: 241122B3A3A3A3A0130 Selected Options: Chassis: Vertical Panel Mount Front Panel: Large LCD With 4 Pushbuttons (7 Programmable LEDs) Slot A Power Supply Voltage: 24-48 Vdc Slot A Digital Input Voltage: 24 Vdc/Vac Slot B Ethernet: Single 10/100BASE-T Slot B Fiber-Optic Serial: No Slot B IRIG Connector: Yes IEC 61850 Protocol: No DNP3 Protocol: Yes Slot C: 8 DI Slot C Digital Input Voltage: 125 Vdc/Vac Slot D: 8 DI Slot D Digital Input Voltage: 125 Vdc/Vac Slot E: 8 DI Slot E Digital Input Voltage: 125 Vdc/Vac Slot Z: 8 DI Slot Z Digital Input Voltage: 125 Vdc/Vac Conformal Coat: No DMA Bundle: No | EA | EA |  | TRUE |  | P | PPD | DAYTON |  | 77422-1-5
134888 | 6 | 1 | States | Dayton | Taylor Barrett | TRUE | 2026-07-20T00:00:00 | 2027-03-23T00:00:00 | 2027-03-23T00:00:00 | 11 | 0 | 11 | 4694.47 | 309835.02 | 55369-6417 | USA | N30 | 214 | SCHWEITZER ENGINEERING LABORATORIES | 99163 | 787Z#7MTK | SEL-787Z Bus Differential Protection Relay Sales Item Number: 787Z#7MTK Part Number: 0787Z002B1B0X0X81A2010010 User Interface English Slot A Power Supply Voltage 24–48 Vdc Slot A Digital Input Voltage 24 Vdc/Vac Front Panel5 in Color Touchscreen With 8 Pushbuttons Slot B Ethernet (Port 1) Single 10/100BASE-T Ethernet Slot B Rear Serial Port (Port 3) EIA-232 IEC 61850 ProtocolNo DNP3 Protocol No IEC 60870-5-103 ProtocolNo EtherNet/IP Protocol No Slot C 4 DI / 4 DO Electromechanical (Form A) Slot C Digital Input Voltage 24 Vdc/Vac Slot D Empty Slot D Input Voltage NA Slot EEmpty Slot E Input VoltageNA Slot Z 3-Phase AC Voltage (300 Vac) Slot Z Current Inputs 1 Amp Phase, 1 Amp Neutral (recommended for most applications) SEL-HZM High-Impedance ModuleYes Resistor2 kohm (required for use with SEL-787Z) 86 Bypass Relay No Mounting Panel Mount Conformal Coat No | PUR | SEL-787Z Bus Differential Protection Relay Sales Item Number: 787Z#7MTK Part Number: 0787Z002B1B0X0X81A2010010 User Interface English Slot A Power Supply Voltage 24–48 Vdc Slot A Digital Input Voltage 24 Vdc/Vac Front Panel5 in Color Touchscreen With 8 Pushbuttons Slot B Ethernet (Port 1) Single 10/100BASE-T Ethernet Slot B Rear Serial Port (Port 3) EIA-232 IEC 61850 ProtocolNo DNP3 Protocol No IEC 60870-5-103 ProtocolNo EtherNet/IP Protocol No Slot C 4 DI / 4 DO Electromechanical (Form A) Slot C Digital Input Voltage 24 Vdc/Vac Slot D Empty Slot D Input Voltage NA Slot EEmpty Slot E Input VoltageNA Slot Z 3-Phase AC Voltage (300 Vac) Slot Z Current Inputs 1 Amp Phase, 1 Amp Neutral (recommended for most applications) SEL-HZM High-Impedance ModuleYes Resistor2 kohm (required for use with SEL-787Z) 86 Bypass Relay No Mounting Panel Mount Conformal Coat No | EA | EA |  | TRUE |  | P | PPD | DAYTON |  | 77422-1-1
134888 | 2 | 7 | States | Dayton | Taylor Barrett | TRUE | 2026-07-20T00:00:00 | 2027-03-18T00:00:00 | 2027-03-18T00:00:00 | 1 | 0 | 1 | 2445.63 | 161411.58 | 55369-6417 | USA | N30 | 214 | SCHWEITZER ENGINEERING LABORATORIES | 99163 | 2411#F3T3 | SEL-2411 Programmable Automation Controller Sales Item Number: 2411#F3T3 Part Number: 241122B3A3A3A3A0130 Selected Options: Chassis: Vertical Panel Mount Front Panel: Large LCD With 4 Pushbuttons (7 Programmable LEDs) Slot A Power Supply Voltage: 24-48 Vdc Slot A Digital Input Voltage: 24 Vdc/Vac Slot B Ethernet: Single 10/100BASE-T Slot B Fiber-Optic Serial: No Slot B IRIG Connector: Yes IEC 61850 Protocol: No DNP3 Protocol: Yes Slot C: 8 DI Slot C Digital Input Voltage: 125 Vdc/Vac Slot D: 8 DI Slot D Digital Input Voltage: 125 Vdc/Vac Slot E: 8 DI Slot E Digital Input Voltage: 125 Vdc/Vac Slot Z: 8 DI Slot Z Digital Input Voltage: 125 Vdc/Vac Conformal Coat: No DMA Bundle: No | PUR | SEL-2411 Programmable Automation Controller Sales Item Number: 2411#F3T3 Part Number: 241122B3A3A3A3A0130 Selected Options: Chassis: Vertical Panel Mount Front Panel: Large LCD With 4 Pushbuttons (7 Programmable LEDs) Slot A Power Supply Voltage: 24-48 Vdc Slot A Digital Input Voltage: 24 Vdc/Vac Slot B Ethernet: Single 10/100BASE-T Slot B Fiber-Optic Serial: No Slot B IRIG Connector: Yes IEC 61850 Protocol: No DNP3 Protocol: Yes Slot C: 8 DI Slot C Digital Input Voltage: 125 Vdc/Vac Slot D: 8 DI Slot D Digital Input Voltage: 125 Vdc/Vac Slot E: 8 DI Slot E Digital Input Voltage: 125 Vdc/Vac Slot Z: 8 DI Slot Z Digital Input Voltage: 125 Vdc/Vac Conformal Coat: No DMA Bundle: No | EA | EA |  | TRUE |  | P | PPD | DAYTON |  | 77422-1
134888 | 5 | 2 | States | Dayton | Taylor Barrett | TRUE | 2026-07-20T00:00:00 | 2027-03-19T00:00:00 | 2027-03-19T00:00:00 | 72 | 0 | 72 | 2603.45 | 1030966.2 | 55369-6417 | USA | N30 | 214 | SCHWEITZER ENGINEERING LABORATORIES | 99163 | 751#9D47 | SEL-751 Feeder Protection Relay Sales Item Number: 751#9D47 Part Number: 751002B1B0X70851C20 Selected Options: Advanced Features: None User Interface: English Front Panel: 2x16 LCD With 4 Pushbuttons Slot A Power Supply Voltage: 24-48 Vdc Slot A Digital Input Voltage: 24 Vdc/Vac Slot B Ethernet (Port 1): Single 10/100BASE-T Ethernet The protocols SNTP, IEEE 1588-2008 firmware-based PTP and Modbus TCP are included. Slot B Multimode Fiber ST (Port 2): No Slot B Rear Serial Port (Port 3): EIA-232 IEC 61850 Protocol: No DNP3 Protocol: Yes IEC 60870-5-103 Protocol: No EtherNet/IP Protocol: No Slot C: 4 DI / 4 DO Electromechanical (Form A) Slot C Digital Input Voltage: 24 Vdc/Vac Slot D: Empty Slot D Digital Input Voltage: NA Slot E: Vsync (300 Vac) / Vbat (300 Vdc) / 4 Arc-Flash Detection Inputs For Arc-Flash Detection Point Sensors, Bare-Fiber Sensors, or Cable Accessories, see SEL-C804 Multimode Fiber-Optic Arc-Flash Detection (AFD) Sensors and C814 Arc-Flash Detection (AFD) Fiber Cables and Accessories. In order to achieve the 2-5 ms operate times for Arc-Flash Protection a 4 DI/4 DO Fast High Current Hybrid Card is required. 4 ACI / 3 AVI card required in Slot Z. Slot E Digital Input Voltage: NA Slot Z Voltage Inputs: 3-Phase AC Voltage (300 Vac) Slot Z Current Inputs: 5 Amp Phase, 5 Amp Neutral Conformal Coat: No DMA Bundle: No | PUR | SEL-751 Feeder Protection Relay Sales Item Number: 751#9D47 Part Number: 751002B1B0X70851C20 Selected Options: Advanced Features: None User Interface: English Front Panel: 2x16 LCD With 4 Pushbuttons Slot A Power Supply Voltage: 24-48 Vdc Slot A Digital Input Voltage: 24 Vdc/Vac Slot B Ethernet (Port 1): Single 10/100BASE-T Ethernet The protocols SNTP, IEEE 1588-2008 firmware-based PTP and Modbus TCP are included. Slot B Multimode Fiber ST (Port 2): No Slot B Rear Serial Port (Port 3): EIA-232 IEC 61850 Protocol: No DNP3 Protocol: Yes IEC 60870-5-103 Protocol: No EtherNet/IP Protocol: No Slot C: 4 DI / 4 DO Electromechanical (Form A) Slot C Digital Input Voltage: 24 Vdc/Vac Slot D: Empty Slot D Digital Input Voltage: NA Slot E: Vsync (300 Vac) / Vbat (300 Vdc) / 4 Arc-Flash Detection Inputs For Arc-Flash Detection Point Sensors, Bare-Fiber Sensors, or Cable Accessories, see SEL-C804 Multimode Fiber-Optic Arc-Flash Detection (AFD) Sensors and C814 Arc-Flash Detection (AFD) Fiber Cables and Accessories. In order to achieve the 2-5 ms operate times for Arc-Flash Protection a 4 DI/4 DO Fast High Current Hybrid Card is required. 4 ACI / 3 AVI card required in Slot Z. Slot E Digital Input Voltage: NA Slot Z Voltage Inputs: 3-Phase AC Voltage (300 Vac) Slot Z Current Inputs: 5 Amp Phase, 5 Amp Neutral Conformal Coat: No DMA Bundle: No | EA | EA |  | TRUE |  | P | PPD | DAYTON |  | 77422-1-2
134888 | 6 | 6 | States | Dayton | Taylor Barrett | TRUE | 2026-07-20T00:00:00 | 2027-03-23T00:00:00 | 2027-03-23T00:00:00 | 6 | 0 | 6 | 4694.47 | 309835.02 | 55369-6417 | USA | N30 | 214 | SCHWEITZER ENGINEERING LABORATORIES | 99163 | 787Z#7MTK | SEL-787Z Bus Differential Protection Relay Sales Item Number: 787Z#7MTK Part Number: 0787Z002B1B0X0X81A2010010 User Interface English Slot A Power Supply Voltage 24–48 Vdc Slot A Digital Input Voltage 24 Vdc/Vac Front Panel5 in Color Touchscreen With 8 Pushbuttons Slot B Ethernet (Port 1) Single 10/100BASE-T Ethernet Slot B Rear Serial Port (Port 3) EIA-232 IEC 61850 ProtocolNo DNP3 Protocol No IEC 60870-5-103 ProtocolNo EtherNet/IP Protocol No Slot C 4 DI / 4 DO Electromechanical (Form A) Slot C Digital Input Voltage 24 Vdc/Vac Slot D Empty Slot D Input Voltage NA Slot EEmpty Slot E Input VoltageNA Slot Z 3-Phase AC Voltage (300 Vac) Slot Z Current Inputs 1 Amp Phase, 1 Amp Neutral (recommended for most applications) SEL-HZM High-Impedance ModuleYes Resistor2 kohm (required for use with SEL-787Z) 86 Bypass Relay No Mounting Panel Mount Conformal Coat No | PUR | SEL-787Z Bus Differential Protection Relay Sales Item Number: 787Z#7MTK Part Number: 0787Z002B1B0X0X81A2010010 User Interface English Slot A Power Supply Voltage 24–48 Vdc Slot A Digital Input Voltage 24 Vdc/Vac Front Panel5 in Color Touchscreen With 8 Pushbuttons Slot B Ethernet (Port 1) Single 10/100BASE-T Ethernet Slot B Rear Serial Port (Port 3) EIA-232 IEC 61850 ProtocolNo DNP3 Protocol No IEC 60870-5-103 ProtocolNo EtherNet/IP Protocol No Slot C 4 DI / 4 DO Electromechanical (Form A) Slot C Digital Input Voltage 24 Vdc/Vac Slot D Empty Slot D Input Voltage NA Slot EEmpty Slot E Input VoltageNA Slot Z 3-Phase AC Voltage (300 Vac) Slot Z Current Inputs 1 Amp Phase, 1 Amp Neutral (recommended for most applications) SEL-HZM High-Impedance ModuleYes Resistor2 kohm (required for use with SEL-787Z) 86 Bypass Relay No Mounting Panel Mount Conformal Coat No | EA | EA |  | TRUE |  | P | PPD | DAYTON |  | 77422-1-6
134888 | 4 | 2 | States | Dayton | Taylor Barrett | TRUE | 2026-07-20T00:00:00 | 2027-01-12T00:00:00 | 2027-01-12T00:00:00 | 12 | 0 | 12 | 4665.91 | 307950.06 | 55369-6417 | USA | N30 | 214 | SCHWEITZER ENGINEERING LABORATORIES | 99163 | 735#88NJ | SEL-735 Power Quality and Revenue Meter Sales Item Number: 735#88NJ Part Number: 0735LX20921EXXXXXX16201XX Selected Options: Display: Color Touchscreen Front Port: USB-C Front Panel Orientation: Vertical Enclosure Type: None Power Quality and Recording: Advanced Meter Form: Form 9, Four-Wire Wye; 3 PTs, 3 CTs* Slot A Power Supply Voltage: 24-48 Vdc (Range: 19-58 Vdc) Slot A Control Input Voltage: 24 Vdc/Vac Slot B Ethernet (Port 1): Single 10/100BASE-T Slot B Port 3 Serial Port (includes Port 2 EIA-232 Standard): Port 3 EIA-485 Slot C Communications: Empty Slot D I/O: Empty Slot D Control Input Voltage: Empty Slot Z Current Class: CL2/10/20, Optimized for Low-End Accuracy System Frequency: 60 Hz Communications Protocol: Standard Plus IEC 61850 With GOOSE and MMS Front Panel Labeling: ANSI Conformal Coat: No Software Bundle: None Standard Front Nameplate: Yes Custom Barcode Text (Leave Blank for SEL Specified Number) | PUR | SEL-735 Power Quality and Revenue Meter Sales Item Number: 735#88NJ Part Number: 0735LX20921EXXXXXX16201XX Selected Options: Display: Color Touchscreen Front Port: USB-C Front Panel Orientation: Vertical Enclosure Type: None Power Quality and Recording: Advanced Meter Form: Form 9, Four-Wire Wye; 3 PTs, 3 CTs* Slot A Power Supply Voltage: 24-48 Vdc (Range: 19-58 Vdc) Slot A Control Input Voltage: 24 Vdc/Vac Slot B Ethernet (Port 1): Single 10/100BASE-T Slot B Port 3 Serial Port (includes Port 2 EIA-232 Standard): Port 3 EIA-485 Slot C Communications: Empty Slot D I/O: Empty Slot D Control Input Voltage: Empty Slot Z Current Class: CL2/10/20, Optimized for Low-End Accuracy System Frequency: 60 Hz Communications Protocol: Standard Plus IEC 61850 With GOOSE and MMS Front Panel Labeling: ANSI Conformal Coat: No Software Bundle: None Standard Front Nameplate: Yes Custom Barcode Text (Leave Blank for SEL Specified Number) | EA | EA |  | TRUE |  | P | PPD | DAYTON |  | 77422-1-2
134888 | 1 | 6 | States | Dayton | Taylor Barrett | TRUE | 2026-07-20T00:00:00 | 2027-04-26T00:00:00 | 2027-04-26T00:00:00 | 6 | 0 | 6 | 2346.1 | 154842.6 | 55369-6417 | USA | N30 | 214 | SCHWEITZER ENGINEERING LABORATORIES | 99163 | 2407#0201 | SEL-2407 Satellite-Synchronized Clock Sales Item Number: 2407#0201 Part Number: 24070003B Selected Options: 850 nm Communication Port: None Conformal Coat: No Antenna: Complete 75ft LMR-400 GPS Installation Kit Includes: (1) GPS GNSS Antenna (9524A) (1) 50' Low-Loss LMR-400-FR Cable (C961C-050) (1) 25' Low-Loss LMR-400-FR Cable (C961C-025) (1) Gas Tube Coax Surge Protector and Mounting Kit (915900139) (1) Antenna Pipe-Mounting Kit (915900043) Mounting: 19 in Horizontal Rack Mount With Bracket | PUR | SEL-2407 Satellite-Synchronized Clock Sales Item Number: 2407#0201 Part Number: 24070003B Selected Options: 850 nm Communication Port: None Conformal Coat: No Antenna: Complete 75ft LMR-400 GPS Installation Kit Includes: (1) GPS GNSS Antenna (9524A) (1) 50' Low-Loss LMR-400-FR Cable (C961C-050) (1) 25' Low-Loss LMR-400-FR Cable (C961C-025) (1) Gas Tube Coax Surge Protector and Mounting Kit (915900139) (1) Antenna Pipe-Mounting Kit (915900043) Mounting: 19 in Horizontal Rack Mount With Bracket | EA | EA |  | TRUE |  | P | PPD | DAYTON |  | 77422-1-6
134888 | 6 | 4 | States | Dayton | Taylor Barrett | TRUE | 2026-07-20T00:00:00 | 2027-03-23T00:00:00 | 2027-03-23T00:00:00 | 12 | 0 | 12 | 4694.47 | 309835.02 | 55369-6417 | USA | N30 | 214 | SCHWEITZER ENGINEERING LABORATORIES | 99163 | 787Z#7MTK | SEL-787Z Bus Differential Protection Relay Sales Item Number: 787Z#7MTK Part Number: 0787Z002B1B0X0X81A2010010 User Interface English Slot A Power Supply Voltage 24–48 Vdc Slot A Digital Input Voltage 24 Vdc/Vac Front Panel5 in Color Touchscreen With 8 Pushbuttons Slot B Ethernet (Port 1) Single 10/100BASE-T Ethernet Slot B Rear Serial Port (Port 3) EIA-232 IEC 61850 ProtocolNo DNP3 Protocol No IEC 60870-5-103 ProtocolNo EtherNet/IP Protocol No Slot C 4 DI / 4 DO Electromechanical (Form A) Slot C Digital Input Voltage 24 Vdc/Vac Slot D Empty Slot D Input Voltage NA Slot EEmpty Slot E Input VoltageNA Slot Z 3-Phase AC Voltage (300 Vac) Slot Z Current Inputs 1 Amp Phase, 1 Amp Neutral (recommended for most applications) SEL-HZM High-Impedance ModuleYes Resistor2 kohm (required for use with SEL-787Z) 86 Bypass Relay No Mounting Panel Mount Conformal Coat No | PUR | SEL-787Z Bus Differential Protection Relay Sales Item Number: 787Z#7MTK Part Number: 0787Z002B1B0X0X81A2010010 User Interface English Slot A Power Supply Voltage 24–48 Vdc Slot A Digital Input Voltage 24 Vdc/Vac Front Panel5 in Color Touchscreen With 8 Pushbuttons Slot B Ethernet (Port 1) Single 10/100BASE-T Ethernet Slot B Rear Serial Port (Port 3) EIA-232 IEC 61850 ProtocolNo DNP3 Protocol No IEC 60870-5-103 ProtocolNo EtherNet/IP Protocol No Slot C 4 DI / 4 DO Electromechanical (Form A) Slot C Digital Input Voltage 24 Vdc/Vac Slot D Empty Slot D Input Voltage NA Slot EEmpty Slot E Input VoltageNA Slot Z 3-Phase AC Voltage (300 Vac) Slot Z Current Inputs 1 Amp Phase, 1 Amp Neutral (recommended for most applications) SEL-HZM High-Impedance ModuleYes Resistor2 kohm (required for use with SEL-787Z) 86 Bypass Relay No Mounting Panel Mount Conformal Coat No | EA | EA |  | TRUE |  | P | PPD | DAYTON |  | 77422-1-4
134888 | 5 | 3 | States | Dayton | Taylor Barrett | TRUE | 2026-07-20T00:00:00 | 2027-03-23T00:00:00 | 2027-03-23T00:00:00 | 72 | 0 | 72 | 2603.45 | 1030966.2 | 55369-6417 | USA | N30 | 214 | SCHWEITZER ENGINEERING LABORATORIES | 99163 | 751#9D47 | SEL-751 Feeder Protection Relay Sales Item Number: 751#9D47 Part Number: 751002B1B0X70851C20 Selected Options: Advanced Features: None User Interface: English Front Panel: 2x16 LCD With 4 Pushbuttons Slot A Power Supply Voltage: 24-48 Vdc Slot A Digital Input Voltage: 24 Vdc/Vac Slot B Ethernet (Port 1): Single 10/100BASE-T Ethernet The protocols SNTP, IEEE 1588-2008 firmware-based PTP and Modbus TCP are included. Slot B Multimode Fiber ST (Port 2): No Slot B Rear Serial Port (Port 3): EIA-232 IEC 61850 Protocol: No DNP3 Protocol: Yes IEC 60870-5-103 Protocol: No EtherNet/IP Protocol: No Slot C: 4 DI / 4 DO Electromechanical (Form A) Slot C Digital Input Voltage: 24 Vdc/Vac Slot D: Empty Slot D Digital Input Voltage: NA Slot E: Vsync (300 Vac) / Vbat (300 Vdc) / 4 Arc-Flash Detection Inputs For Arc-Flash Detection Point Sensors, Bare-Fiber Sensors, or Cable Accessories, see SEL-C804 Multimode Fiber-Optic Arc-Flash Detection (AFD) Sensors and C814 Arc-Flash Detection (AFD) Fiber Cables and Accessories. In order to achieve the 2-5 ms operate times for Arc-Flash Protection a 4 DI/4 DO Fast High Current Hybrid Card is required. 4 ACI / 3 AVI card required in Slot Z. Slot E Digital Input Voltage: NA Slot Z Voltage Inputs: 3-Phase AC Voltage (300 Vac) Slot Z Current Inputs: 5 Amp Phase, 5 Amp Neutral Conformal Coat: No DMA Bundle: No | PUR | SEL-751 Feeder Protection Relay Sales Item Number: 751#9D47 Part Number: 751002B1B0X70851C20 Selected Options: Advanced Features: None User Interface: English Front Panel: 2x16 LCD With 4 Pushbuttons Slot A Power Supply Voltage: 24-48 Vdc Slot A Digital Input Voltage: 24 Vdc/Vac Slot B Ethernet (Port 1): Single 10/100BASE-T Ethernet The protocols SNTP, IEEE 1588-2008 firmware-based PTP and Modbus TCP are included. Slot B Multimode Fiber ST (Port 2): No Slot B Rear Serial Port (Port 3): EIA-232 IEC 61850 Protocol: No DNP3 Protocol: Yes IEC 60870-5-103 Protocol: No EtherNet/IP Protocol: No Slot C: 4 DI / 4 DO Electromechanical (Form A) Slot C Digital Input Voltage: 24 Vdc/Vac Slot D: Empty Slot D Digital Input Voltage: NA Slot E: Vsync (300 Vac) / Vbat (300 Vdc) / 4 Arc-Flash Detection Inputs For Arc-Flash Detection Point Sensors, Bare-Fiber Sensors, or Cable Accessories, see SEL-C804 Multimode Fiber-Optic Arc-Flash Detection (AFD) Sensors and C814 Arc-Flash Detection (AFD) Fiber Cables and Accessories. In order to achieve the 2-5 ms operate times for Arc-Flash Protection a 4 DI/4 DO Fast High Current Hybrid Card is required. 4 ACI / 3 AVI card required in Slot Z. Slot E Digital Input Voltage: NA Slot Z Voltage Inputs: 3-Phase AC Voltage (300 Vac) Slot Z Current Inputs: 5 Amp Phase, 5 Amp Neutral Conformal Coat: No DMA Bundle: No | EA | EA |  | TRUE |  | P | PPD | DAYTON |  | 77422-1-3
134888 | 4 | 3 | States | Dayton | Taylor Barrett | TRUE | 2026-07-20T00:00:00 | 2027-01-12T00:00:00 | 2027-01-12T00:00:00 | 12 | 0 | 12 | 4665.91 | 307950.06 | 55369-6417 | USA | N30 | 214 | SCHWEITZER ENGINEERING LABORATORIES | 99163 | 735#88NJ | SEL-735 Power Quality and Revenue Meter Sales Item Number: 735#88NJ Part Number: 0735LX20921EXXXXXX16201XX Selected Options: Display: Color Touchscreen Front Port: USB-C Front Panel Orientation: Vertical Enclosure Type: None Power Quality and Recording: Advanced Meter Form: Form 9, Four-Wire Wye; 3 PTs, 3 CTs* Slot A Power Supply Voltage: 24-48 Vdc (Range: 19-58 Vdc) Slot A Control Input Voltage: 24 Vdc/Vac Slot B Ethernet (Port 1): Single 10/100BASE-T Slot B Port 3 Serial Port (includes Port 2 EIA-232 Standard): Port 3 EIA-485 Slot C Communications: Empty Slot D I/O: Empty Slot D Control Input Voltage: Empty Slot Z Current Class: CL2/10/20, Optimized for Low-End Accuracy System Frequency: 60 Hz Communications Protocol: Standard Plus IEC 61850 With GOOSE and MMS Front Panel Labeling: ANSI Conformal Coat: No Software Bundle: None Standard Front Nameplate: Yes Custom Barcode Text (Leave Blank for SEL Specified Number) | PUR | SEL-735 Power Quality and Revenue Meter Sales Item Number: 735#88NJ Part Number: 0735LX20921EXXXXXX16201XX Selected Options: Display: Color Touchscreen Front Port: USB-C Front Panel Orientation: Vertical Enclosure Type: None Power Quality and Recording: Advanced Meter Form: Form 9, Four-Wire Wye; 3 PTs, 3 CTs* Slot A Power Supply Voltage: 24-48 Vdc (Range: 19-58 Vdc) Slot A Control Input Voltage: 24 Vdc/Vac Slot B Ethernet (Port 1): Single 10/100BASE-T Slot B Port 3 Serial Port (includes Port 2 EIA-232 Standard): Port 3 EIA-485 Slot C Communications: Empty Slot D I/O: Empty Slot D Control Input Voltage: Empty Slot Z Current Class: CL2/10/20, Optimized for Low-End Accuracy System Frequency: 60 Hz Communications Protocol: Standard Plus IEC 61850 With GOOSE and MMS Front Panel Labeling: ANSI Conformal Coat: No Software Bundle: None Standard Front Nameplate: Yes Custom Barcode Text (Leave Blank for SEL Specified Number) | EA | EA |  | TRUE |  | P | PPD | DAYTON |  | 77422-1-3
134888 | 4 | 4 | States | Dayton | Taylor Barrett | TRUE | 2026-07-20T00:00:00 | 2027-01-12T00:00:00 | 2027-01-12T00:00:00 | 12 | 0 | 12 | 4665.91 | 307950.06 | 55369-6417 | USA | N30 | 214 | SCHWEITZER ENGINEERING LABORATORIES | 99163 | 735#88NJ | SEL-735 Power Quality and Revenue Meter Sales Item Number: 735#88NJ Part Number: 0735LX20921EXXXXXX16201XX Selected Options: Display: Color Touchscreen Front Port: USB-C Front Panel Orientation: Vertical Enclosure Type: None Power Quality and Recording: Advanced Meter Form: Form 9, Four-Wire Wye; 3 PTs, 3 CTs* Slot A Power Supply Voltage: 24-48 Vdc (Range: 19-58 Vdc) Slot A Control Input Voltage: 24 Vdc/Vac Slot B Ethernet (Port 1): Single 10/100BASE-T Slot B Port 3 Serial Port (includes Port 2 EIA-232 Standard): Port 3 EIA-485 Slot C Communications: Empty Slot D I/O: Empty Slot D Control Input Voltage: Empty Slot Z Current Class: CL2/10/20, Optimized for Low-End Accuracy System Frequency: 60 Hz Communications Protocol: Standard Plus IEC 61850 With GOOSE and MMS Front Panel Labeling: ANSI Conformal Coat: No Software Bundle: None Standard Front Nameplate: Yes Custom Barcode Text (Leave Blank for SEL Specified Number) | PUR | SEL-735 Power Quality and Revenue Meter Sales Item Number: 735#88NJ Part Number: 0735LX20921EXXXXXX16201XX Selected Options: Display: Color Touchscreen Front Port: USB-C Front Panel Orientation: Vertical Enclosure Type: None Power Quality and Recording: Advanced Meter Form: Form 9, Four-Wire Wye; 3 PTs, 3 CTs* Slot A Power Supply Voltage: 24-48 Vdc (Range: 19-58 Vdc) Slot A Control Input Voltage: 24 Vdc/Vac Slot B Ethernet (Port 1): Single 10/100BASE-T Slot B Port 3 Serial Port (includes Port 2 EIA-232 Standard): Port 3 EIA-485 Slot C Communications: Empty Slot D I/O: Empty Slot D Control Input Voltage: Empty Slot Z Current Class: CL2/10/20, Optimized for Low-End Accuracy System Frequency: 60 Hz Communications Protocol: Standard Plus IEC 61850 With GOOSE and MMS Front Panel Labeling: ANSI Conformal Coat: No Software Bundle: None Standard Front Nameplate: Yes Custom Barcode Text (Leave Blank for SEL Specified Number) | EA | EA |  | TRUE |  | P | PPD | DAYTON |  | 77422-1-4
134888 | 3 | 1 | States | Dayton | Taylor Barrett | TRUE | 2026-07-20T00:00:00 | 2027-03-05T00:00:00 | 2027-03-05T00:00:00 | 11 | 0 | 11 | 2835 | 187110 | 55369-6417 | USA | N30 | 214 | SCHWEITZER ENGINEERING LABORATORIES | 99163 | 2730M#ND8H | SEL-2730M Managed 24-Port Ethernet Switch Sales Item Number: 2730M#ND8H Part Number: 2730M0ARCX1111AAAAX0 Selected Options: Mounting: Rack Mount (Front or Rear Cabled) Power Supply A: 24/48 Vdc Power Supply B: None Ports 9-24: 16 10/100BASE-T Installed SFPs (Slots 1-4): None Conformal Coat: None | PUR | SEL-2730M Managed 24-Port Ethernet Switch Sales Item Number: 2730M#ND8H Part Number: 2730M0ARCX1111AAAAX0 Selected Options: Mounting: Rack Mount (Front or Rear Cabled) Power Supply A: 24/48 Vdc Power Supply B: None Ports 9-24: 16 10/100BASE-T Installed SFPs (Slots 1-4): None Conformal Coat: None | EA | EA |  | TRUE |  | P | PPD | DAYTON |  | 77422-1-1
134888 | 5 | 7 | States | Dayton | Taylor Barrett | TRUE | 2026-07-20T00:00:00 | 2027-03-17T00:00:00 | 2027-03-17T00:00:00 | 6 | 0 | 6 | 2603.45 | 1030966.2 | 55369-6417 | USA | N30 | 214 | SCHWEITZER ENGINEERING LABORATORIES | 99163 | 751#9D47 | SEL-751 Feeder Protection Relay Sales Item Number: 751#9D47 Part Number: 751002B1B0X70851C20 Selected Options: Advanced Features: None User Interface: English Front Panel: 2x16 LCD With 4 Pushbuttons Slot A Power Supply Voltage: 24-48 Vdc Slot A Digital Input Voltage: 24 Vdc/Vac Slot B Ethernet (Port 1): Single 10/100BASE-T Ethernet The protocols SNTP, IEEE 1588-2008 firmware-based PTP and Modbus TCP are included. Slot B Multimode Fiber ST (Port 2): No Slot B Rear Serial Port (Port 3): EIA-232 IEC 61850 Protocol: No DNP3 Protocol: Yes IEC 60870-5-103 Protocol: No EtherNet/IP Protocol: No Slot C: 4 DI / 4 DO Electromechanical (Form A) Slot C Digital Input Voltage: 24 Vdc/Vac Slot D: Empty Slot D Digital Input Voltage: NA Slot E: Vsync (300 Vac) / Vbat (300 Vdc) / 4 Arc-Flash Detection Inputs For Arc-Flash Detection Point Sensors, Bare-Fiber Sensors, or Cable Accessories, see SEL-C804 Multimode Fiber-Optic Arc-Flash Detection (AFD) Sensors and C814 Arc-Flash Detection (AFD) Fiber Cables and Accessories. In order to achieve the 2-5 ms operate times for Arc-Flash Protection a 4 DI/4 DO Fast High Current Hybrid Card is required. 4 ACI / 3 AVI card required in Slot Z. Slot E Digital Input Voltage: NA Slot Z Voltage Inputs: 3-Phase AC Voltage (300 Vac) Slot Z Current Inputs: 5 Amp Phase, 5 Amp Neutral Conformal Coat: No DMA Bundle: No | PUR | SEL-751 Feeder Protection Relay Sales Item Number: 751#9D47 Part Number: 751002B1B0X70851C20 Selected Options: Advanced Features: None User Interface: English Front Panel: 2x16 LCD With 4 Pushbuttons Slot A Power Supply Voltage: 24-48 Vdc Slot A Digital Input Voltage: 24 Vdc/Vac Slot B Ethernet (Port 1): Single 10/100BASE-T Ethernet The protocols SNTP, IEEE 1588-2008 firmware-based PTP and Modbus TCP are included. Slot B Multimode Fiber ST (Port 2): No Slot B Rear Serial Port (Port 3): EIA-232 IEC 61850 Protocol: No DNP3 Protocol: Yes IEC 60870-5-103 Protocol: No EtherNet/IP Protocol: No Slot C: 4 DI / 4 DO Electromechanical (Form A) Slot C Digital Input Voltage: 24 Vdc/Vac Slot D: Empty Slot D Digital Input Voltage: NA Slot E: Vsync (300 Vac) / Vbat (300 Vdc) / 4 Arc-Flash Detection Inputs For Arc-Flash Detection Point Sensors, Bare-Fiber Sensors, or Cable Accessories, see SEL-C804 Multimode Fiber-Optic Arc-Flash Detection (AFD) Sensors and C814 Arc-Flash Detection (AFD) Fiber Cables and Accessories. In order to achieve the 2-5 ms operate times for Arc-Flash Protection a 4 DI/4 DO Fast High Current Hybrid Card is required. 4 ACI / 3 AVI card required in Slot Z. Slot E Digital Input Voltage: NA Slot Z Voltage Inputs: 3-Phase AC Voltage (300 Vac) Slot Z Current Inputs: 5 Amp Phase, 5 Amp Neutral Conformal Coat: No DMA Bundle: No | EA | EA |  | TRUE |  | P | PPD | DAYTON |  | 77422-1
134888 | 1 | 5 | States | Dayton | Taylor Barrett | TRUE | 2026-07-20T00:00:00 | 2027-03-22T00:00:00 | 2027-03-22T00:00:00 | 12 | 0 | 12 | 2346.1 | 154842.6 | 55369-6417 | USA | N30 | 214 | SCHWEITZER ENGINEERING LABORATORIES | 99163 | 2407#0201 | SEL-2407 Satellite-Synchronized Clock Sales Item Number: 2407#0201 Part Number: 24070003B Selected Options: 850 nm Communication Port: None Conformal Coat: No Antenna: Complete 75ft LMR-400 GPS Installation Kit Includes: (1) GPS GNSS Antenna (9524A) (1) 50' Low-Loss LMR-400-FR Cable (C961C-050) (1) 25' Low-Loss LMR-400-FR Cable (C961C-025) (1) Gas Tube Coax Surge Protector and Mounting Kit (915900139) (1) Antenna Pipe-Mounting Kit (915900043) Mounting: 19 in Horizontal Rack Mount With Bracket | PUR | SEL-2407 Satellite-Synchronized Clock Sales Item Number: 2407#0201 Part Number: 24070003B Selected Options: 850 nm Communication Port: None Conformal Coat: No Antenna: Complete 75ft LMR-400 GPS Installation Kit Includes: (1) GPS GNSS Antenna (9524A) (1) 50' Low-Loss LMR-400-FR Cable (C961C-050) (1) 25' Low-Loss LMR-400-FR Cable (C961C-025) (1) Gas Tube Coax Surge Protector and Mounting Kit (915900139) (1) Antenna Pipe-Mounting Kit (915900043) Mounting: 19 in Horizontal Rack Mount With Bracket | EA | EA |  | TRUE |  | P | PPD | DAYTON |  | 77422-1-5
134888 | 6 | 7 | States | Dayton | Taylor Barrett | TRUE | 2026-07-20T00:00:00 | 2027-03-23T00:00:00 | 2027-03-23T00:00:00 | 1 | 0 | 1 | 4694.47 | 309835.02 | 55369-6417 | USA | N30 | 214 | SCHWEITZER ENGINEERING LABORATORIES | 99163 | 787Z#7MTK | SEL-787Z Bus Differential Protection Relay Sales Item Number: 787Z#7MTK Part Number: 0787Z002B1B0X0X81A2010010 User Interface English Slot A Power Supply Voltage 24–48 Vdc Slot A Digital Input Voltage 24 Vdc/Vac Front Panel5 in Color Touchscreen With 8 Pushbuttons Slot B Ethernet (Port 1) Single 10/100BASE-T Ethernet Slot B Rear Serial Port (Port 3) EIA-232 IEC 61850 ProtocolNo DNP3 Protocol No IEC 60870-5-103 ProtocolNo EtherNet/IP Protocol No Slot C 4 DI / 4 DO Electromechanical (Form A) Slot C Digital Input Voltage 24 Vdc/Vac Slot D Empty Slot D Input Voltage NA Slot EEmpty Slot E Input VoltageNA Slot Z 3-Phase AC Voltage (300 Vac) Slot Z Current Inputs 1 Amp Phase, 1 Amp Neutral (recommended for most applications) SEL-HZM High-Impedance ModuleYes Resistor2 kohm (required for use with SEL-787Z) 86 Bypass Relay No Mounting Panel Mount Conformal Coat No | PUR | SEL-787Z Bus Differential Protection Relay Sales Item Number: 787Z#7MTK Part Number: 0787Z002B1B0X0X81A2010010 User Interface English Slot A Power Supply Voltage 24–48 Vdc Slot A Digital Input Voltage 24 Vdc/Vac Front Panel5 in Color Touchscreen With 8 Pushbuttons Slot B Ethernet (Port 1) Single 10/100BASE-T Ethernet Slot B Rear Serial Port (Port 3) EIA-232 IEC 61850 ProtocolNo DNP3 Protocol No IEC 60870-5-103 ProtocolNo EtherNet/IP Protocol No Slot C 4 DI / 4 DO Electromechanical (Form A) Slot C Digital Input Voltage 24 Vdc/Vac Slot D Empty Slot D Input Voltage NA Slot EEmpty Slot E Input VoltageNA Slot Z 3-Phase AC Voltage (300 Vac) Slot Z Current Inputs 1 Amp Phase, 1 Amp Neutral (recommended for most applications) SEL-HZM High-Impedance ModuleYes Resistor2 kohm (required for use with SEL-787Z) 86 Bypass Relay No Mounting Panel Mount Conformal Coat No | EA | EA |  | TRUE |  | P | PPD | DAYTON |  | 77422-1
134888 | 5 | 1 | States | Dayton | Taylor Barrett | TRUE | 2026-07-20T00:00:00 | 2027-03-17T00:00:00 | 2027-03-17T00:00:00 | 66 | 0 | 66 | 2603.45 | 1030966.2 | 55369-6417 | USA | N30 | 214 | SCHWEITZER ENGINEERING LABORATORIES | 99163 | 751#9D47 | SEL-751 Feeder Protection Relay Sales Item Number: 751#9D47 Part Number: 751002B1B0X70851C20 Selected Options: Advanced Features: None User Interface: English Front Panel: 2x16 LCD With 4 Pushbuttons Slot A Power Supply Voltage: 24-48 Vdc Slot A Digital Input Voltage: 24 Vdc/Vac Slot B Ethernet (Port 1): Single 10/100BASE-T Ethernet The protocols SNTP, IEEE 1588-2008 firmware-based PTP and Modbus TCP are included. Slot B Multimode Fiber ST (Port 2): No Slot B Rear Serial Port (Port 3): EIA-232 IEC 61850 Protocol: No DNP3 Protocol: Yes IEC 60870-5-103 Protocol: No EtherNet/IP Protocol: No Slot C: 4 DI / 4 DO Electromechanical (Form A) Slot C Digital Input Voltage: 24 Vdc/Vac Slot D: Empty Slot D Digital Input Voltage: NA Slot E: Vsync (300 Vac) / Vbat (300 Vdc) / 4 Arc-Flash Detection Inputs For Arc-Flash Detection Point Sensors, Bare-Fiber Sensors, or Cable Accessories, see SEL-C804 Multimode Fiber-Optic Arc-Flash Detection (AFD) Sensors and C814 Arc-Flash Detection (AFD) Fiber Cables and Accessories. In order to achieve the 2-5 ms operate times for Arc-Flash Protection a 4 DI/4 DO Fast High Current Hybrid Card is required. 4 ACI / 3 AVI card required in Slot Z. Slot E Digital Input Voltage: NA Slot Z Voltage Inputs: 3-Phase AC Voltage (300 Vac) Slot Z Current Inputs: 5 Amp Phase, 5 Amp Neutral Conformal Coat: No DMA Bundle: No | PUR | SEL-751 Feeder Protection Relay Sales Item Number: 751#9D47 Part Number: 751002B1B0X70851C20 Selected Options: Advanced Features: None User Interface: English Front Panel: 2x16 LCD With 4 Pushbuttons Slot A Power Supply Voltage: 24-48 Vdc Slot A Digital Input Voltage: 24 Vdc/Vac Slot B Ethernet (Port 1): Single 10/100BASE-T Ethernet The protocols SNTP, IEEE 1588-2008 firmware-based PTP and Modbus TCP are included. Slot B Multimode Fiber ST (Port 2): No Slot B Rear Serial Port (Port 3): EIA-232 IEC 61850 Protocol: No DNP3 Protocol: Yes IEC 60870-5-103 Protocol: No EtherNet/IP Protocol: No Slot C: 4 DI / 4 DO Electromechanical (Form A) Slot C Digital Input Voltage: 24 Vdc/Vac Slot D: Empty Slot D Digital Input Voltage: NA Slot E: Vsync (300 Vac) / Vbat (300 Vdc) / 4 Arc-Flash Detection Inputs For Arc-Flash Detection Point Sensors, Bare-Fiber Sensors, or Cable Accessories, see SEL-C804 Multimode Fiber-Optic Arc-Flash Detection (AFD) Sensors and C814 Arc-Flash Detection (AFD) Fiber Cables and Accessories. In order to achieve the 2-5 ms operate times for Arc-Flash Protection a 4 DI/4 DO Fast High Current Hybrid Card is required. 4 ACI / 3 AVI card required in Slot Z. Slot E Digital Input Voltage: NA Slot Z Voltage Inputs: 3-Phase AC Voltage (300 Vac) Slot Z Current Inputs: 5 Amp Phase, 5 Amp Neutral Conformal Coat: No DMA Bundle: No | EA | EA |  | TRUE |  | P | PPD | DAYTON |  | 77422-1-1
134888 | 3 | 3 | States | Dayton | Taylor Barrett | TRUE | 2026-07-20T00:00:00 | 2027-03-05T00:00:00 | 2027-03-05T00:00:00 | 12 | 0 | 12 | 2835 | 187110 | 55369-6417 | USA | N30 | 214 | SCHWEITZER ENGINEERING LABORATORIES | 99163 | 2730M#ND8H | SEL-2730M Managed 24-Port Ethernet Switch Sales Item Number: 2730M#ND8H Part Number: 2730M0ARCX1111AAAAX0 Selected Options: Mounting: Rack Mount (Front or Rear Cabled) Power Supply A: 24/48 Vdc Power Supply B: None Ports 9-24: 16 10/100BASE-T Installed SFPs (Slots 1-4): None Conformal Coat: None | PUR | SEL-2730M Managed 24-Port Ethernet Switch Sales Item Number: 2730M#ND8H Part Number: 2730M0ARCX1111AAAAX0 Selected Options: Mounting: Rack Mount (Front or Rear Cabled) Power Supply A: 24/48 Vdc Power Supply B: None Ports 9-24: 16 10/100BASE-T Installed SFPs (Slots 1-4): None Conformal Coat: None | EA | EA |  | TRUE |  | P | PPD | DAYTON |  | 77422-1-3
134888 | 4 | 6 | States | Dayton | Taylor Barrett | TRUE | 2026-07-20T00:00:00 | 2027-01-12T00:00:00 | 2027-01-12T00:00:00 | 6 | 0 | 6 | 4665.91 | 307950.06 | 55369-6417 | USA | N30 | 214 | SCHWEITZER ENGINEERING LABORATORIES | 99163 | 735#88NJ | SEL-735 Power Quality and Revenue Meter Sales Item Number: 735#88NJ Part Number: 0735LX20921EXXXXXX16201XX Selected Options: Display: Color Touchscreen Front Port: USB-C Front Panel Orientation: Vertical Enclosure Type: None Power Quality and Recording: Advanced Meter Form: Form 9, Four-Wire Wye; 3 PTs, 3 CTs* Slot A Power Supply Voltage: 24-48 Vdc (Range: 19-58 Vdc) Slot A Control Input Voltage: 24 Vdc/Vac Slot B Ethernet (Port 1): Single 10/100BASE-T Slot B Port 3 Serial Port (includes Port 2 EIA-232 Standard): Port 3 EIA-485 Slot C Communications: Empty Slot D I/O: Empty Slot D Control Input Voltage: Empty Slot Z Current Class: CL2/10/20, Optimized for Low-End Accuracy System Frequency: 60 Hz Communications Protocol: Standard Plus IEC 61850 With GOOSE and MMS Front Panel Labeling: ANSI Conformal Coat: No Software Bundle: None Standard Front Nameplate: Yes Custom Barcode Text (Leave Blank for SEL Specified Number) | PUR | SEL-735 Power Quality and Revenue Meter Sales Item Number: 735#88NJ Part Number: 0735LX20921EXXXXXX16201XX Selected Options: Display: Color Touchscreen Front Port: USB-C Front Panel Orientation: Vertical Enclosure Type: None Power Quality and Recording: Advanced Meter Form: Form 9, Four-Wire Wye; 3 PTs, 3 CTs* Slot A Power Supply Voltage: 24-48 Vdc (Range: 19-58 Vdc) Slot A Control Input Voltage: 24 Vdc/Vac Slot B Ethernet (Port 1): Single 10/100BASE-T Slot B Port 3 Serial Port (includes Port 2 EIA-232 Standard): Port 3 EIA-485 Slot C Communications: Empty Slot D I/O: Empty Slot D Control Input Voltage: Empty Slot Z Current Class: CL2/10/20, Optimized for Low-End Accuracy System Frequency: 60 Hz Communications Protocol: Standard Plus IEC 61850 With GOOSE and MMS Front Panel Labeling: ANSI Conformal Coat: No Software Bundle: None Standard Front Nameplate: Yes Custom Barcode Text (Leave Blank for SEL Specified Number) | EA | EA |  | TRUE |  | P | PPD | DAYTON |  | 77422-1-6
134096 | 2 | 3 | States | Dayton | Taylor Barrett | TRUE | 2026-06-15T00:00:00 | 2026-11-30T00:00:00 | 2026-11-30T00:00:00 | 1 | 0 | 1 | 2989.29 | 14946.45 | 55369-6417 | USA | N30 | 214 | SCHWEITZER ENGINEERING LABORATORIES | 99163 | 2730M#482J | SEL Ethernet Switch | PUR | SEL Ethernet Switch | EA | EA |  | TRUE |  | P | PPD | DAYTON |  | 77429-1-3
134096 | 1 | 4 | States | Dayton | Taylor Barrett | TRUE | 2026-06-15T00:00:00 | 2026-12-30T00:00:00 | 2026-12-30T00:00:00 | 1 | 0 | 1 | 974 | 4870 | 55369-6417 | USA | N30 | 214 | SCHWEITZER ENGINEERING LABORATORIES | 99163 | 2725#BGFB | SEL Ethernet Switch | PUR | SEL Ethernet Switch | EA | EA |  | TRUE |  | P | PPD | DAYTON |  | 77429-1-4
134096 | 5 | 3 | States | Dayton | Taylor Barrett | TRUE | 2026-06-15T00:00:00 | 2026-11-17T00:00:00 | 2026-11-17T00:00:00 | 1 | 0 | 1 | 1544.16 | 7720.8 | 55369-6417 | USA | N30 | 214 | SCHWEITZER ENGINEERING LABORATORIES | 99163 | 91610054 | SRL 19" HMI | PUR | SRL 19" HMI | EA | EA |  | TRUE |  | P | PPD | DAYTON |  | 77429-1-3
134096 | 5 | 4 | States | Dayton | Taylor Barrett | TRUE | 2026-06-15T00:00:00 | 2026-12-22T00:00:00 | 2026-12-22T00:00:00 | 1 | 0 | 1 | 1544.16 | 7720.8 | 55369-6417 | USA | N30 | 214 | SCHWEITZER ENGINEERING LABORATORIES | 99163 | 91610054 | SRL 19" HMI | PUR | SRL 19" HMI | EA | EA |  | TRUE |  | P | PPD | DAYTON |  | 77429-1-4
134096 | 3 | 2 | States | Dayton | Taylor Barrett | TRUE | 2026-06-15T00:00:00 | 2026-10-21T00:00:00 | 2026-10-21T00:00:00 | 1 | 0 | 1 | 13192.91 | 65964.55 | 55369-6417 | USA | N30 | 214 | SCHWEITZER ENGINEERING LABORATORIES | 99163 | 3350#MFDG | SEL RTAC | PUR | SEL RTAC | EA | EA |  | TRUE |  | P | PPD | DAYTON |  | 77429-1-1
134096 | 5 | 5 | States | Dayton | Taylor Barrett | TRUE | 2026-06-15T00:00:00 | 2027-02-15T00:00:00 | 2027-02-15T00:00:00 | 1 | 0 | 1 | 1544.16 | 7720.8 | 55369-6417 | USA | N30 | 214 | SCHWEITZER ENGINEERING LABORATORIES | 99163 | 91610054 | SRL 19" HMI | PUR | SRL 19" HMI | EA | EA |  | TRUE |  | P | PPD | DAYTON |  | 77429-2-1
134096 | 3 | 4 | States | Dayton | Taylor Barrett | TRUE | 2026-06-15T00:00:00 | 2026-12-21T00:00:00 | 2026-12-21T00:00:00 | 1 | 0 | 1 | 13192.91 | 65964.55 | 55369-6417 | USA | N30 | 214 | SCHWEITZER ENGINEERING LABORATORIES | 99163 | 3350#MFDG | SEL RTAC | PUR | SEL RTAC | EA | EA |  | TRUE |  | P | PPD | DAYTON |  | 77429-1-3
134096 | 3 | 3 | States | Dayton | Taylor Barrett | TRUE | 2026-06-15T00:00:00 | 2026-11-06T00:00:00 | 2026-11-06T00:00:00 | 1 | 0 | 1 | 13192.91 | 65964.55 | 55369-6417 | USA | N30 | 214 | SCHWEITZER ENGINEERING LABORATORIES | 99163 | 3350#MFDG | SEL RTAC | PUR | SEL RTAC | EA | EA |  | TRUE |  | P | PPD | DAYTON |  | 77429-1-2
134096 | 1 | 5 | States | Dayton | Taylor Barrett | TRUE | 2026-06-15T00:00:00 | 2027-02-15T00:00:00 | 2027-02-15T00:00:00 | 1 | 0 | 1 | 974 | 4870 | 55369-6417 | USA | N30 | 214 | SCHWEITZER ENGINEERING LABORATORIES | 99163 | 2725#BGFB | SEL Ethernet Switch | PUR | SEL Ethernet Switch | EA | EA |  | TRUE |  | P | PPD | DAYTON |  | 77429-2-1
134096 | 2 | 1 | States | Dayton | Taylor Barrett | TRUE | 2026-06-15T00:00:00 | 2026-11-30T00:00:00 | 2026-11-30T00:00:00 | 1 | 0 | 1 | 2989.29 | 14946.45 | 55369-6417 | USA | N30 | 214 | SCHWEITZER ENGINEERING LABORATORIES | 99163 | 2730M#482J | SEL Ethernet Switch | PUR | SEL Ethernet Switch | EA | EA |  | TRUE |  | P | PPD | DAYTON |  | 77429-1-1
134096 | 5 | 2 | States | Dayton | Taylor Barrett | TRUE | 2026-06-15T00:00:00 | 2026-10-01T00:00:00 | 2026-10-01T00:00:00 | 1 | 0 | 1 | 1544.16 | 7720.8 | 55369-6417 | USA | N30 | 214 | SCHWEITZER ENGINEERING LABORATORIES | 99163 | 91610054 | SRL 19" HMI | PUR | SRL 19" HMI | EA | EA |  | TRUE |  | P | PPD | DAYTON |  | 77429-1-2
134096 | 4 | 3 | States | Dayton | Taylor Barrett | TRUE | 2026-06-15T00:00:00 | 2026-11-17T00:00:00 | 2026-11-17T00:00:00 | 1 | 0 | 1 | 4148.05 | 16592.2 | 55369-6417 | USA | N30 | 214 | SCHWEITZER ENGINEERING LABORATORIES | 99163 | 735#0V9Y | SEL-735 Power Quality and Revenue Meter Summary: Sales Item Number: 735#0V9Y Part Number: 0735LX10944CXXXXXX16201XX Special Spec: None Selected Options: Display: Color Touchscreen The color touchscreen display is available only in vertical orientation. Front Port: USB-C Front Panel Orientation: Vertical Enclosure Type: None Power Quality and Recording: Intermediate Meter Form: Form 9 Four-Wire Wye; 3 PTs, 3 CTs* Slot A Power Supply Voltage: 110-240 Vac 50/60 Hz, 110-250 Vdc Slot A Control Input Voltage: 125 Vdc/Vac Slot B Ethernet (Port 1): Single 10/100BASE-T Slot B Port 3 Serial Port (includes Port 2 EIA-232 Standard) Port 3 EIA-232 Slot C Communications: Empty Slot D I/O: Empty Slot D Control Input Voltage: Empty Slot Z Current Class: CL2/10/20, Optimized for Low-End Accuracy System Frequency: 60 Hz Communications Protocol: Standard Plus IEC 61850 With GOOSE and MMS Front Panel Labeling: ANSI Conformal Coat:No Software Bundle: None Custom Nameplate Text Standard Front Nameplat | PUR | SEL-735 Power Quality and Revenue Meter Summary: Sales Item Number: 735#0V9Y Part Number: 0735LX10944CXXXXXX16201XX Special Spec: None Selected Options: Display: Color Touchscreen The color touchscreen display is available only in vertical orientation. Front Port: USB-C Front Panel Orientation: Vertical Enclosure Type: None Power Quality and Recording: Intermediate Meter Form: Form 9 Four-Wire Wye; 3 PTs, 3 CTs* Slot A Power Supply Voltage: 110-240 Vac 50/60 Hz, 110-250 Vdc Slot A Control Input Voltage: 125 Vdc/Vac Slot B Ethernet (Port 1): Single 10/100BASE-T Slot B Port 3 Serial Port (includes Port 2 EIA-232 Standard) Port 3 EIA-232 Slot C Communications: Empty Slot D I/O: Empty Slot D Control Input Voltage: Empty Slot Z Current Class: CL2/10/20, Optimized for Low-End Accuracy System Frequency: 60 Hz Communications Protocol: Standard Plus IEC 61850 With GOOSE and MMS Front Panel Labeling: ANSI Conformal Coat:No Software Bundle: None Custom Nameplate Text Standard Front Nameplat | EA | EA |  | TRUE |  | P | PPD | DAYTON |  | 77429-1-3
134096 | 4 | 1 | States | Dayton | Taylor Barrett | TRUE | 2026-06-15T00:00:00 | 2026-11-04T00:00:00 | 2026-11-04T00:00:00 | 1 | 0 | 1 | 4148.05 | 16592.2 | 55369-6417 | USA | N30 | 214 | SCHWEITZER ENGINEERING LABORATORIES | 99163 | 735#0V9Y | SEL-735 Power Quality and Revenue Meter Summary: Sales Item Number: 735#0V9Y Part Number: 0735LX10944CXXXXXX16201XX Special Spec: None Selected Options: Display: Color Touchscreen The color touchscreen display is available only in vertical orientation. Front Port: USB-C Front Panel Orientation: Vertical Enclosure Type: None Power Quality and Recording: Intermediate Meter Form: Form 9 Four-Wire Wye; 3 PTs, 3 CTs* Slot A Power Supply Voltage: 110-240 Vac 50/60 Hz, 110-250 Vdc Slot A Control Input Voltage: 125 Vdc/Vac Slot B Ethernet (Port 1): Single 10/100BASE-T Slot B Port 3 Serial Port (includes Port 2 EIA-232 Standard) Port 3 EIA-232 Slot C Communications: Empty Slot D I/O: Empty Slot D Control Input Voltage: Empty Slot Z Current Class: CL2/10/20, Optimized for Low-End Accuracy System Frequency: 60 Hz Communications Protocol: Standard Plus IEC 61850 With GOOSE and MMS Front Panel Labeling: ANSI Conformal Coat:No Software Bundle: None Custom Nameplate Text Standard Front Nameplat | PUR | SEL-735 Power Quality and Revenue Meter Summary: Sales Item Number: 735#0V9Y Part Number: 0735LX10944CXXXXXX16201XX Special Spec: None Selected Options: Display: Color Touchscreen The color touchscreen display is available only in vertical orientation. Front Port: USB-C Front Panel Orientation: Vertical Enclosure Type: None Power Quality and Recording: Intermediate Meter Form: Form 9 Four-Wire Wye; 3 PTs, 3 CTs* Slot A Power Supply Voltage: 110-240 Vac 50/60 Hz, 110-250 Vdc Slot A Control Input Voltage: 125 Vdc/Vac Slot B Ethernet (Port 1): Single 10/100BASE-T Slot B Port 3 Serial Port (includes Port 2 EIA-232 Standard) Port 3 EIA-232 Slot C Communications: Empty Slot D I/O: Empty Slot D Control Input Voltage: Empty Slot Z Current Class: CL2/10/20, Optimized for Low-End Accuracy System Frequency: 60 Hz Communications Protocol: Standard Plus IEC 61850 With GOOSE and MMS Front Panel Labeling: ANSI Conformal Coat:No Software Bundle: None Custom Nameplate Text Standard Front Nameplat | EA | EA |  | TRUE |  | P | PPD | DAYTON |  | 77429-1-1
134096 | 1 | 2 | States | Dayton | Taylor Barrett | TRUE | 2026-06-15T00:00:00 | 2026-11-09T00:00:00 | 2026-11-09T00:00:00 | 1 | 0 | 1 | 974 | 4870 | 55369-6417 | USA | N30 | 214 | SCHWEITZER ENGINEERING LABORATORIES | 99163 | 2725#BGFB | SEL Ethernet Switch | PUR | SEL Ethernet Switch | EA | EA |  | TRUE |  | P | PPD | DAYTON |  | 77429-1-2
134096 | 3 | 5 | States | Dayton | Taylor Barrett | TRUE | 2026-06-15T00:00:00 | 2027-02-15T00:00:00 | 2027-02-15T00:00:00 | 1 | 0 | 1 | 13192.91 | 65964.55 | 55369-6417 | USA | N30 | 214 | SCHWEITZER ENGINEERING LABORATORIES | 99163 | 3350#MFDG | SEL RTAC | PUR | SEL RTAC | EA | EA |  | TRUE |  | P | PPD | DAYTON |  | 77429-1-4
134096 | 3 | 1 | States | Dayton | Taylor Barrett | TRUE | 2026-06-15T00:00:00 | 2026-10-21T00:00:00 | 2026-10-21T00:00:00 | 1 | 0 | 1 | 13192.91 | 65964.55 | 55369-6417 | USA | N30 | 214 | SCHWEITZER ENGINEERING LABORATORIES | 99163 | 3350#MFDG | SEL RTAC | PUR | SEL RTAC | EA | EA |  | TRUE |  | P | PPD | DAYTON |  | 77429-2-1
134096 | 2 | 5 | States | Dayton | Taylor Barrett | TRUE | 2026-06-15T00:00:00 | 2027-02-22T00:00:00 | 2027-02-22T00:00:00 | 1 | 0 | 1 | 2989.29 | 14946.45 | 55369-6417 | USA | N30 | 214 | SCHWEITZER ENGINEERING LABORATORIES | 99163 | 2730M#482J | SEL Ethernet Switch | PUR | SEL Ethernet Switch | EA | EA |  | TRUE |  | P | PPD | DAYTON |  | 77429-2-1
134096 | 4 | 4 | States | Dayton | Taylor Barrett | TRUE | 2026-06-15T00:00:00 | 2026-12-22T00:00:00 | 2026-12-22T00:00:00 | 1 | 0 | 1 | 4148.05 | 16592.2 | 55369-6417 | USA | N30 | 214 | SCHWEITZER ENGINEERING LABORATORIES | 99163 | 735#0V9Y | SEL-735 Power Quality and Revenue Meter Summary: Sales Item Number: 735#0V9Y Part Number: 0735LX10944CXXXXXX16201XX Special Spec: None Selected Options: Display: Color Touchscreen The color touchscreen display is available only in vertical orientation. Front Port: USB-C Front Panel Orientation: Vertical Enclosure Type: None Power Quality and Recording: Intermediate Meter Form: Form 9 Four-Wire Wye; 3 PTs, 3 CTs* Slot A Power Supply Voltage: 110-240 Vac 50/60 Hz, 110-250 Vdc Slot A Control Input Voltage: 125 Vdc/Vac Slot B Ethernet (Port 1): Single 10/100BASE-T Slot B Port 3 Serial Port (includes Port 2 EIA-232 Standard) Port 3 EIA-232 Slot C Communications: Empty Slot D I/O: Empty Slot D Control Input Voltage: Empty Slot Z Current Class: CL2/10/20, Optimized for Low-End Accuracy System Frequency: 60 Hz Communications Protocol: Standard Plus IEC 61850 With GOOSE and MMS Front Panel Labeling: ANSI Conformal Coat:No Software Bundle: None Custom Nameplate Text Standard Front Nameplat | PUR | SEL-735 Power Quality and Revenue Meter Summary: Sales Item Number: 735#0V9Y Part Number: 0735LX10944CXXXXXX16201XX Special Spec: None Selected Options: Display: Color Touchscreen The color touchscreen display is available only in vertical orientation. Front Port: USB-C Front Panel Orientation: Vertical Enclosure Type: None Power Quality and Recording: Intermediate Meter Form: Form 9 Four-Wire Wye; 3 PTs, 3 CTs* Slot A Power Supply Voltage: 110-240 Vac 50/60 Hz, 110-250 Vdc Slot A Control Input Voltage: 125 Vdc/Vac Slot B Ethernet (Port 1): Single 10/100BASE-T Slot B Port 3 Serial Port (includes Port 2 EIA-232 Standard) Port 3 EIA-232 Slot C Communications: Empty Slot D I/O: Empty Slot D Control Input Voltage: Empty Slot Z Current Class: CL2/10/20, Optimized for Low-End Accuracy System Frequency: 60 Hz Communications Protocol: Standard Plus IEC 61850 With GOOSE and MMS Front Panel Labeling: ANSI Conformal Coat:No Software Bundle: None Custom Nameplate Text Standard Front Nameplat | EA | EA |  | TRUE |  | P | PPD | DAYTON |  | 77429-1-4
134096 | 4 | 2 | States | Dayton | Taylor Barrett | TRUE | 2026-06-15T00:00:00 | 2026-11-04T00:00:00 | 2026-11-04T00:00:00 | 1 | 0 | 1 | 4148.05 | 16592.2 | 55369-6417 | USA | N30 | 214 | SCHWEITZER ENGINEERING LABORATORIES | 99163 | 735#0V9Y | SEL-735 Power Quality and Revenue Meter Summary: Sales Item Number: 735#0V9Y Part Number: 0735LX10944CXXXXXX16201XX Special Spec: None Selected Options: Display: Color Touchscreen The color touchscreen display is available only in vertical orientation. Front Port: USB-C Front Panel Orientation: Vertical Enclosure Type: None Power Quality and Recording: Intermediate Meter Form: Form 9 Four-Wire Wye; 3 PTs, 3 CTs* Slot A Power Supply Voltage: 110-240 Vac 50/60 Hz, 110-250 Vdc Slot A Control Input Voltage: 125 Vdc/Vac Slot B Ethernet (Port 1): Single 10/100BASE-T Slot B Port 3 Serial Port (includes Port 2 EIA-232 Standard) Port 3 EIA-232 Slot C Communications: Empty Slot D I/O: Empty Slot D Control Input Voltage: Empty Slot Z Current Class: CL2/10/20, Optimized for Low-End Accuracy System Frequency: 60 Hz Communications Protocol: Standard Plus IEC 61850 With GOOSE and MMS Front Panel Labeling: ANSI Conformal Coat:No Software Bundle: None Custom Nameplate Text Standard Front Nameplat | PUR | SEL-735 Power Quality and Revenue Meter Summary: Sales Item Number: 735#0V9Y Part Number: 0735LX10944CXXXXXX16201XX Special Spec: None Selected Options: Display: Color Touchscreen The color touchscreen display is available only in vertical orientation. Front Port: USB-C Front Panel Orientation: Vertical Enclosure Type: None Power Quality and Recording: Intermediate Meter Form: Form 9 Four-Wire Wye; 3 PTs, 3 CTs* Slot A Power Supply Voltage: 110-240 Vac 50/60 Hz, 110-250 Vdc Slot A Control Input Voltage: 125 Vdc/Vac Slot B Ethernet (Port 1): Single 10/100BASE-T Slot B Port 3 Serial Port (includes Port 2 EIA-232 Standard) Port 3 EIA-232 Slot C Communications: Empty Slot D I/O: Empty Slot D Control Input Voltage: Empty Slot Z Current Class: CL2/10/20, Optimized for Low-End Accuracy System Frequency: 60 Hz Communications Protocol: Standard Plus IEC 61850 With GOOSE and MMS Front Panel Labeling: ANSI Conformal Coat:No Software Bundle: None Custom Nameplate Text Standard Front Nameplat | EA | EA |  | TRUE |  | P | PPD | DAYTON |  | 77429-1-2
134096 | 2 | 2 | States | Dayton | Taylor Barrett | TRUE | 2026-06-15T00:00:00 | 2026-11-30T00:00:00 | 2026-11-30T00:00:00 | 1 | 0 | 1 | 2989.29 | 14946.45 | 55369-6417 | USA | N30 | 214 | SCHWEITZER ENGINEERING LABORATORIES | 99163 | 2730M#482J | SEL Ethernet Switch | PUR | SEL Ethernet Switch | EA | EA |  | TRUE |  | P | PPD | DAYTON |  | 77429-1-2
134096 | 2 | 4 | States | Dayton | Taylor Barrett | TRUE | 2026-06-15T00:00:00 | 2026-12-22T00:00:00 | 2026-12-22T00:00:00 | 1 | 0 | 1 | 2989.29 | 14946.45 | 55369-6417 | USA | N30 | 214 | SCHWEITZER ENGINEERING LABORATORIES | 99163 | 2730M#482J | SEL Ethernet Switch | PUR | SEL Ethernet Switch | EA | EA |  | TRUE |  | P | PPD | DAYTON |  | 77429-1-4
134096 | 1 | 3 | States | Dayton | Taylor Barrett | TRUE | 2026-06-15T00:00:00 | 2026-11-17T00:00:00 | 2026-11-17T00:00:00 | 1 | 0 | 1 | 974 | 4870 | 55369-6417 | USA | N30 | 214 | SCHWEITZER ENGINEERING LABORATORIES | 99163 | 2725#BGFB | SEL Ethernet Switch | PUR | SEL Ethernet Switch | EA | EA |  | TRUE |  | P | PPD | DAYTON |  | 77429-1-3
135283 | 1 | 1 | States | Dayton | Taylor Barrett | TRUE | 2026-08-06T00:00:00 | 2026-11-05T00:00:00 | 2026-11-05T00:00:00 | 17 | 0 | 17 | 295.61 | 20101.48 | 55369-6417 | USA | N30 | 214 | SCHWEITZER ENGINEERING LABORATORIES | 99163 | 9795#778K | I/O card for the SEL relay | PUR | I/O card for the SEL relay | EA | EA |  | TRUE |  | P | PPD | DAYTON
135283 | 1 | 4 | States | Dayton | Taylor Barrett | TRUE | 2026-08-06T00:00:00 | 2026-11-23T00:00:00 | 2026-11-23T00:00:00 | 17 | 0 | 17 | 295.61 | 20101.48 | 55369-6417 | USA | N30 | 214 | SCHWEITZER ENGINEERING LABORATORIES | 99163 | 9795#778K | I/O card for the SEL relay | PUR | I/O card for the SEL relay | EA | EA |  | TRUE |  | P | PPD | DAYTON
135283 | 1 | 2 | States | Dayton | Taylor Barrett | TRUE | 2026-08-06T00:00:00 | 2026-11-11T00:00:00 | 2026-11-11T00:00:00 | 17 | 0 | 17 | 295.61 | 20101.48 | 55369-6417 | USA | N30 | 214 | SCHWEITZER ENGINEERING LABORATORIES | 99163 | 9795#778K | I/O card for the SEL relay | PUR | I/O card for the SEL relay | EA | EA |  | TRUE |  | P | PPD | DAYTON
135283 | 1 | 3 | States | Dayton | Taylor Barrett | TRUE | 2026-08-06T00:00:00 | 2026-11-18T00:00:00 | 2026-11-18T00:00:00 | 17 | 0 | 17 | 295.61 | 20101.48 | 55369-6417 | USA | N30 | 214 | SCHWEITZER ENGINEERING LABORATORIES | 99163 | 9795#778K | I/O card for the SEL relay | PUR | I/O card for the SEL relay | EA | EA |  | TRUE |  | P | PPD | DAYTON
135869 | 1 | 3 | States | Dayton | Taylor Barrett | TRUE | 2026-09-02T00:00:00 | 2026-12-17T00:00:00 | 2026-12-17T00:00:00 | 72 | 0 | 72 | 95.2 | 37699.2 | 55369 | USA | N30 | 214 | SCHWEITZER ENGINEERING LABORATORIES | 99163 | C804#0101 | SEL-C804 Multimode Fiber-Optic Arc-Flash Detection Point Sensor, 10 Meters Summary: Sales Item Number: C804#0101 Part Number: C80410XXXXX | PUR | SEL-C804 Multimode Fiber-Optic Arc-Flash Detection Point Sensor, 10 Meters Summary: Sales Item Number: C804#0101 Part Number: C80410XXXXX | EA | EA |  | TRUE |  | P | PPD | DAYTON |  | 77422-1-2
135869 | 2 | 2 | States | Dayton | Taylor Barrett | TRUE | 2026-09-02T00:00:00 | 2026-11-20T00:00:00 | 2026-11-20T00:00:00 | 11 | 0 | 11 | 165.8 | 10942.8 | 55369 | USA | N30 | 214 | SCHWEITZER ENGINEERING LABORATORIES | 99163 | C804#6JC8 | Summary: Sales Item Number: C804#6JC8 Part Number: C80405V15XXSEL-C804 Multimode Arc-Flash Detection Fiber-Optic Cable, Length to Sensor A (meters) 5Fiber Sensor Loop Length B (meters) 15Fiber Sensor Splice Type V-Pin | PUR | Summary: Sales Item Number: C804#6JC8 Part Number: C80405V15XXSEL-C804 Multimode Arc-Flash Detection Fiber-Optic Cable, Length to Sensor A (meters) 5Fiber Sensor Loop Length B (meters) 15Fiber Sensor Splice Type V-Pin | EA | EA |  | TRUE |  | P | PPD | DAYTON |  | 77422-1-1
135869 | 3 | 2 | States | Dayton | Taylor Barrett | TRUE | 2026-09-02T00:00:00 | 2026-11-20T00:00:00 | 2026-11-20T00:00:00 | 11 | 0 | 11 | 154.43 | 10192.38 | 55369 | USA | N30 | 214 | SCHWEITZER ENGINEERING LABORATORIES | 99163 | C804#849D | SEL-C804 Multimode Arc-Flash Detection Fiber-Optic Cable Summary Part Number: C80405V10XX Map Special Spec: None Selected Options: Sensor Type: Bare-Fiber Loop The distance to the bare-fiber loop sensor (A) can be up to 30 meters. The bare-fiber loop sensor distance (B) can be up to 50 meters. The total distance of A + B + A must be less than or equal to 70 meters. Length to Sensor A (meters): 10 Fiber Sensor Loop Length B (meters): 36 Fiber Sensor Splice Type: V-Pin | PUR | SEL-C804 Multimode Arc-Flash Detection Fiber-Optic Cable Summary Part Number: C80405V10XX Map Special Spec: None Selected Options: Sensor Type: Bare-Fiber Loop The distance to the bare-fiber loop sensor (A) can be up to 30 meters. The bare-fiber loop sensor distance (B) can be up to 50 meters. The total distance of A + B + A must be less than or equal to 70 meters. Length to Sensor A (meters): 10 Fiber Sensor Loop Length B (meters): 36 Fiber Sensor Splice Type: V-Pin | EA | EA |  | TRUE |  | P | PPD | DAYTON |  | 77422-1-1
135869 | 2 | 7 | States | Dayton | Taylor Barrett | TRUE | 2026-09-02T00:00:00 | 2027-04-26T00:00:00 | 2027-04-26T00:00:00 | 6 | 0 | 6 | 165.8 | 10942.8 | 55369 | USA | N30 | 214 | SCHWEITZER ENGINEERING LABORATORIES | 99163 | C804#6JC8 | Summary: Sales Item Number: C804#6JC8 Part Number: C80405V15XXSEL-C804 Multimode Arc-Flash Detection Fiber-Optic Cable, Length to Sensor A (meters) 5Fiber Sensor Loop Length B (meters) 15Fiber Sensor Splice Type V-Pin | PUR | Summary: Sales Item Number: C804#6JC8 Part Number: C80405V15XXSEL-C804 Multimode Arc-Flash Detection Fiber-Optic Cable, Length to Sensor A (meters) 5Fiber Sensor Loop Length B (meters) 15Fiber Sensor Splice Type V-Pin | EA | EA |  | TRUE |  | P | PPD | DAYTON |  | 77422-1-6
135869 | 1 | 1 | States | Dayton | Taylor Barrett | TRUE | 2026-09-02T00:00:00 | 2026-10-28T00:00:00 | 2026-10-28T00:00:00 | 6 | 0 | 6 | 95.2 | 37699.2 | 55369 | USA | N30 | 214 | SCHWEITZER ENGINEERING LABORATORIES | 99163 | C804#0101 | SEL-C804 Multimode Fiber-Optic Arc-Flash Detection Point Sensor, 10 Meters Summary: Sales Item Number: C804#0101 Part Number: C80410XXXXX | PUR | SEL-C804 Multimode Fiber-Optic Arc-Flash Detection Point Sensor, 10 Meters Summary: Sales Item Number: C804#0101 Part Number: C80410XXXXX | EA | EA |  | TRUE |  | P | PPD | DAYTON |  | 77422-1
135869 | 1 | 5 | States | Dayton | Taylor Barrett | TRUE | 2026-09-02T00:00:00 | 2027-02-22T00:00:00 | 2027-02-22T00:00:00 | 72 | 0 | 72 | 95.2 | 37699.2 | 55369 | USA | N30 | 214 | SCHWEITZER ENGINEERING LABORATORIES | 99163 | C804#0101 | SEL-C804 Multimode Fiber-Optic Arc-Flash Detection Point Sensor, 10 Meters Summary: Sales Item Number: C804#0101 Part Number: C80410XXXXX | PUR | SEL-C804 Multimode Fiber-Optic Arc-Flash Detection Point Sensor, 10 Meters Summary: Sales Item Number: C804#0101 Part Number: C80410XXXXX | EA | EA |  | TRUE |  | P | PPD | DAYTON |  | 77422-1-4
135869 | 2 | 3 | States | Dayton | Taylor Barrett | TRUE | 2026-09-02T00:00:00 | 2026-12-17T00:00:00 | 2026-12-17T00:00:00 | 12 | 0 | 12 | 165.8 | 10942.8 | 55369 | USA | N30 | 214 | SCHWEITZER ENGINEERING LABORATORIES | 99163 | C804#6JC8 | Summary: Sales Item Number: C804#6JC8 Part Number: C80405V15XXSEL-C804 Multimode Arc-Flash Detection Fiber-Optic Cable, Length to Sensor A (meters) 5Fiber Sensor Loop Length B (meters) 15Fiber Sensor Splice Type V-Pin | PUR | Summary: Sales Item Number: C804#6JC8 Part Number: C80405V15XXSEL-C804 Multimode Arc-Flash Detection Fiber-Optic Cable, Length to Sensor A (meters) 5Fiber Sensor Loop Length B (meters) 15Fiber Sensor Splice Type V-Pin | EA | EA |  | TRUE |  | P | PPD | DAYTON |  | 77422-1-2
135869 | 3 | 4 | States | Dayton | Taylor Barrett | TRUE | 2026-09-02T00:00:00 | 2027-01-19T00:00:00 | 2027-01-19T00:00:00 | 12 | 0 | 12 | 154.43 | 10192.38 | 55369 | USA | N30 | 214 | SCHWEITZER ENGINEERING LABORATORIES | 99163 | C804#849D | SEL-C804 Multimode Arc-Flash Detection Fiber-Optic Cable Summary Part Number: C80405V10XX Map Special Spec: None Selected Options: Sensor Type: Bare-Fiber Loop The distance to the bare-fiber loop sensor (A) can be up to 30 meters. The bare-fiber loop sensor distance (B) can be up to 50 meters. The total distance of A + B + A must be less than or equal to 70 meters. Length to Sensor A (meters): 10 Fiber Sensor Loop Length B (meters): 36 Fiber Sensor Splice Type: V-Pin | PUR | SEL-C804 Multimode Arc-Flash Detection Fiber-Optic Cable Summary Part Number: C80405V10XX Map Special Spec: None Selected Options: Sensor Type: Bare-Fiber Loop The distance to the bare-fiber loop sensor (A) can be up to 30 meters. The bare-fiber loop sensor distance (B) can be up to 50 meters. The total distance of A + B + A must be less than or equal to 70 meters. Length to Sensor A (meters): 10 Fiber Sensor Loop Length B (meters): 36 Fiber Sensor Splice Type: V-Pin | EA | EA |  | TRUE |  | P | PPD | DAYTON |  | 77422-1-3
135869 | 2 | 4 | States | Dayton | Taylor Barrett | TRUE | 2026-09-02T00:00:00 | 2027-01-19T00:00:00 | 2027-01-19T00:00:00 | 12 | 0 | 12 | 165.8 | 10942.8 | 55369 | USA | N30 | 214 | SCHWEITZER ENGINEERING LABORATORIES | 99163 | C804#6JC8 | Summary: Sales Item Number: C804#6JC8 Part Number: C80405V15XXSEL-C804 Multimode Arc-Flash Detection Fiber-Optic Cable, Length to Sensor A (meters) 5Fiber Sensor Loop Length B (meters) 15Fiber Sensor Splice Type V-Pin | PUR | Summary: Sales Item Number: C804#6JC8 Part Number: C80405V15XXSEL-C804 Multimode Arc-Flash Detection Fiber-Optic Cable, Length to Sensor A (meters) 5Fiber Sensor Loop Length B (meters) 15Fiber Sensor Splice Type V-Pin | EA | EA |  | TRUE |  | P | PPD | DAYTON |  | 77422-1-3
135869 | 3 | 6 | States | Dayton | Taylor Barrett | TRUE | 2026-09-02T00:00:00 | 2027-03-22T00:00:00 | 2027-03-22T00:00:00 | 12 | 0 | 12 | 154.43 | 10192.38 | 55369 | USA | N30 | 214 | SCHWEITZER ENGINEERING LABORATORIES | 99163 | C804#849D | SEL-C804 Multimode Arc-Flash Detection Fiber-Optic Cable Summary Part Number: C80405V10XX Map Special Spec: None Selected Options: Sensor Type: Bare-Fiber Loop The distance to the bare-fiber loop sensor (A) can be up to 30 meters. The bare-fiber loop sensor distance (B) can be up to 50 meters. The total distance of A + B + A must be less than or equal to 70 meters. Length to Sensor A (meters): 10 Fiber Sensor Loop Length B (meters): 36 Fiber Sensor Splice Type: V-Pin | PUR | SEL-C804 Multimode Arc-Flash Detection Fiber-Optic Cable Summary Part Number: C80405V10XX Map Special Spec: None Selected Options: Sensor Type: Bare-Fiber Loop The distance to the bare-fiber loop sensor (A) can be up to 30 meters. The bare-fiber loop sensor distance (B) can be up to 50 meters. The total distance of A + B + A must be less than or equal to 70 meters. Length to Sensor A (meters): 10 Fiber Sensor Loop Length B (meters): 36 Fiber Sensor Splice Type: V-Pin | EA | EA |  | TRUE |  | P | PPD | DAYTON |  | 77422-1-5
135869 | 2 | 6 | States | Dayton | Taylor Barrett | TRUE | 2026-09-02T00:00:00 | 2027-03-22T00:00:00 | 2027-03-22T00:00:00 | 12 | 0 | 12 | 165.8 | 10942.8 | 55369 | USA | N30 | 214 | SCHWEITZER ENGINEERING LABORATORIES | 99163 | C804#6JC8 | Summary: Sales Item Number: C804#6JC8 Part Number: C80405V15XXSEL-C804 Multimode Arc-Flash Detection Fiber-Optic Cable, Length to Sensor A (meters) 5Fiber Sensor Loop Length B (meters) 15Fiber Sensor Splice Type V-Pin | PUR | Summary: Sales Item Number: C804#6JC8 Part Number: C80405V15XXSEL-C804 Multimode Arc-Flash Detection Fiber-Optic Cable, Length to Sensor A (meters) 5Fiber Sensor Loop Length B (meters) 15Fiber Sensor Splice Type V-Pin | EA | EA |  | TRUE |  | P | PPD | DAYTON |  | 77422-1-5
135869 | 3 | 3 | States | Dayton | Taylor Barrett | TRUE | 2026-09-02T00:00:00 | 2026-12-17T00:00:00 | 2026-12-17T00:00:00 | 12 | 0 | 12 | 154.43 | 10192.38 | 55369 | USA | N30 | 214 | SCHWEITZER ENGINEERING LABORATORIES | 99163 | C804#849D | SEL-C804 Multimode Arc-Flash Detection Fiber-Optic Cable Summary Part Number: C80405V10XX Map Special Spec: None Selected Options: Sensor Type: Bare-Fiber Loop The distance to the bare-fiber loop sensor (A) can be up to 30 meters. The bare-fiber loop sensor distance (B) can be up to 50 meters. The total distance of A + B + A must be less than or equal to 70 meters. Length to Sensor A (meters): 10 Fiber Sensor Loop Length B (meters): 36 Fiber Sensor Splice Type: V-Pin | PUR | SEL-C804 Multimode Arc-Flash Detection Fiber-Optic Cable Summary Part Number: C80405V10XX Map Special Spec: None Selected Options: Sensor Type: Bare-Fiber Loop The distance to the bare-fiber loop sensor (A) can be up to 30 meters. The bare-fiber loop sensor distance (B) can be up to 50 meters. The total distance of A + B + A must be less than or equal to 70 meters. Length to Sensor A (meters): 10 Fiber Sensor Loop Length B (meters): 36 Fiber Sensor Splice Type: V-Pin | EA | EA |  | TRUE |  | P | PPD | DAYTON |  | 77422-1-2
135869 | 3 | 7 | States | Dayton | Taylor Barrett | TRUE | 2026-09-02T00:00:00 | 2027-04-26T00:00:00 | 2027-04-26T00:00:00 | 6 | 0 | 6 | 154.43 | 10192.38 | 55369 | USA | N30 | 214 | SCHWEITZER ENGINEERING LABORATORIES | 99163 | C804#849D | SEL-C804 Multimode Arc-Flash Detection Fiber-Optic Cable Summary Part Number: C80405V10XX Map Special Spec: None Selected Options: Sensor Type: Bare-Fiber Loop The distance to the bare-fiber loop sensor (A) can be up to 30 meters. The bare-fiber loop sensor distance (B) can be up to 50 meters. The total distance of A + B + A must be less than or equal to 70 meters. Length to Sensor A (meters): 10 Fiber Sensor Loop Length B (meters): 36 Fiber Sensor Splice Type: V-Pin | PUR | SEL-C804 Multimode Arc-Flash Detection Fiber-Optic Cable Summary Part Number: C80405V10XX Map Special Spec: None Selected Options: Sensor Type: Bare-Fiber Loop The distance to the bare-fiber loop sensor (A) can be up to 30 meters. The bare-fiber loop sensor distance (B) can be up to 50 meters. The total distance of A + B + A must be less than or equal to 70 meters. Length to Sensor A (meters): 10 Fiber Sensor Loop Length B (meters): 36 Fiber Sensor Splice Type: V-Pin | EA | EA |  | TRUE |  | P | PPD | DAYTON |  | 77422-1-6
135869 | 1 | 2 | States | Dayton | Taylor Barrett | TRUE | 2026-09-02T00:00:00 | 2026-11-20T00:00:00 | 2026-11-20T00:00:00 | 66 | 0 | 66 | 95.2 | 37699.2 | 55369 | USA | N30 | 214 | SCHWEITZER ENGINEERING LABORATORIES | 99163 | C804#0101 | SEL-C804 Multimode Fiber-Optic Arc-Flash Detection Point Sensor, 10 Meters Summary: Sales Item Number: C804#0101 Part Number: C80410XXXXX | PUR | SEL-C804 Multimode Fiber-Optic Arc-Flash Detection Point Sensor, 10 Meters Summary: Sales Item Number: C804#0101 Part Number: C80410XXXXX | EA | EA |  | TRUE |  | P | PPD | DAYTON |  | 77422-1-1
135869 | 1 | 4 | States | Dayton | Taylor Barrett | TRUE | 2026-09-02T00:00:00 | 2027-01-19T00:00:00 | 2027-01-19T00:00:00 | 72 | 0 | 72 | 95.2 | 37699.2 | 55369 | USA | N30 | 214 | SCHWEITZER ENGINEERING LABORATORIES | 99163 | C804#0101 | SEL-C804 Multimode Fiber-Optic Arc-Flash Detection Point Sensor, 10 Meters Summary: Sales Item Number: C804#0101 Part Number: C80410XXXXX | PUR | SEL-C804 Multimode Fiber-Optic Arc-Flash Detection Point Sensor, 10 Meters Summary: Sales Item Number: C804#0101 Part Number: C80410XXXXX | EA | EA |  | TRUE |  | P | PPD | DAYTON |  | 77422-1-3
135869 | 3 | 5 | States | Dayton | Taylor Barrett | TRUE | 2026-09-02T00:00:00 | 2027-02-22T00:00:00 | 2027-02-22T00:00:00 | 12 | 0 | 12 | 154.43 | 10192.38 | 55369 | USA | N30 | 214 | SCHWEITZER ENGINEERING LABORATORIES | 99163 | C804#849D | SEL-C804 Multimode Arc-Flash Detection Fiber-Optic Cable Summary Part Number: C80405V10XX Map Special Spec: None Selected Options: Sensor Type: Bare-Fiber Loop The distance to the bare-fiber loop sensor (A) can be up to 30 meters. The bare-fiber loop sensor distance (B) can be up to 50 meters. The total distance of A + B + A must be less than or equal to 70 meters. Length to Sensor A (meters): 10 Fiber Sensor Loop Length B (meters): 36 Fiber Sensor Splice Type: V-Pin | PUR | SEL-C804 Multimode Arc-Flash Detection Fiber-Optic Cable Summary Part Number: C80405V10XX Map Special Spec: None Selected Options: Sensor Type: Bare-Fiber Loop The distance to the bare-fiber loop sensor (A) can be up to 30 meters. The bare-fiber loop sensor distance (B) can be up to 50 meters. The total distance of A + B + A must be less than or equal to 70 meters. Length to Sensor A (meters): 10 Fiber Sensor Loop Length B (meters): 36 Fiber Sensor Splice Type: V-Pin | EA | EA |  | TRUE |  | P | PPD | DAYTON |  | 77422-1-4
135869 | 1 | 6 | States | Dayton | Taylor Barrett | TRUE | 2026-09-02T00:00:00 | 2027-03-22T00:00:00 | 2027-03-22T00:00:00 | 72 | 0 | 72 | 95.2 | 37699.2 | 55369 | USA | N30 | 214 | SCHWEITZER ENGINEERING LABORATORIES | 99163 | C804#0101 | SEL-C804 Multimode Fiber-Optic Arc-Flash Detection Point Sensor, 10 Meters Summary: Sales Item Number: C804#0101 Part Number: C80410XXXXX | PUR | SEL-C804 Multimode Fiber-Optic Arc-Flash Detection Point Sensor, 10 Meters Summary: Sales Item Number: C804#0101 Part Number: C80410XXXXX | EA | EA |  | TRUE |  | P | PPD | DAYTON |  | 77422-1-5
135869 | 1 | 7 | States | Dayton | Taylor Barrett | TRUE | 2026-09-02T00:00:00 | 2027-04-26T00:00:00 | 2027-04-26T00:00:00 | 36 | 0 | 36 | 95.2 | 37699.2 | 55369 | USA | N30 | 214 | SCHWEITZER ENGINEERING LABORATORIES | 99163 | C804#0101 | SEL-C804 Multimode Fiber-Optic Arc-Flash Detection Point Sensor, 10 Meters Summary: Sales Item Number: C804#0101 Part Number: C80410XXXXX | PUR | SEL-C804 Multimode Fiber-Optic Arc-Flash Detection Point Sensor, 10 Meters Summary: Sales Item Number: C804#0101 Part Number: C80410XXXXX | EA | EA |  | TRUE |  | P | PPD | DAYTON |  | 77422-1-6
135869 | 2 | 1 | States | Dayton | Taylor Barrett | TRUE | 2026-09-02T00:00:00 | 2026-10-28T00:00:00 | 2026-10-28T00:00:00 | 1 | 0 | 1 | 165.8 | 10942.8 | 55369 | USA | N30 | 214 | SCHWEITZER ENGINEERING LABORATORIES | 99163 | C804#6JC8 | Summary: Sales Item Number: C804#6JC8 Part Number: C80405V15XXSEL-C804 Multimode Arc-Flash Detection Fiber-Optic Cable, Length to Sensor A (meters) 5Fiber Sensor Loop Length B (meters) 15Fiber Sensor Splice Type V-Pin | PUR | Summary: Sales Item Number: C804#6JC8 Part Number: C80405V15XXSEL-C804 Multimode Arc-Flash Detection Fiber-Optic Cable, Length to Sensor A (meters) 5Fiber Sensor Loop Length B (meters) 15Fiber Sensor Splice Type V-Pin | EA | EA |  | TRUE |  | P | PPD | DAYTON |  | 77422-1
135869 | 2 | 5 | States | Dayton | Taylor Barrett | TRUE | 2026-09-02T00:00:00 | 2027-02-22T00:00:00 | 2027-02-22T00:00:00 | 12 | 0 | 12 | 165.8 | 10942.8 | 55369 | USA | N30 | 214 | SCHWEITZER ENGINEERING LABORATORIES | 99163 | C804#6JC8 | Summary: Sales Item Number: C804#6JC8 Part Number: C80405V15XXSEL-C804 Multimode Arc-Flash Detection Fiber-Optic Cable, Length to Sensor A (meters) 5Fiber Sensor Loop Length B (meters) 15Fiber Sensor Splice Type V-Pin | PUR | Summary: Sales Item Number: C804#6JC8 Part Number: C80405V15XXSEL-C804 Multimode Arc-Flash Detection Fiber-Optic Cable, Length to Sensor A (meters) 5Fiber Sensor Loop Length B (meters) 15Fiber Sensor Splice Type V-Pin | EA | EA |  | TRUE |  | P | PPD | DAYTON |  | 77422-1-4
135869 | 3 | 1 | States | Dayton | Taylor Barrett | TRUE | 2026-09-02T00:00:00 | 2026-10-28T00:00:00 | 2026-10-28T00:00:00 | 1 | 0 | 1 | 154.43 | 10192.38 | 55369 | USA | N30 | 214 | SCHWEITZER ENGINEERING LABORATORIES | 99163 | C804#849D | SEL-C804 Multimode Arc-Flash Detection Fiber-Optic Cable Summary Part Number: C80405V10XX Map Special Spec: None Selected Options: Sensor Type: Bare-Fiber Loop The distance to the bare-fiber loop sensor (A) can be up to 30 meters. The bare-fiber loop sensor distance (B) can be up to 50 meters. The total distance of A + B + A must be less than or equal to 70 meters. Length to Sensor A (meters): 10 Fiber Sensor Loop Length B (meters): 36 Fiber Sensor Splice Type: V-Pin | PUR | SEL-C804 Multimode Arc-Flash Detection Fiber-Optic Cable Summary Part Number: C80405V10XX Map Special Spec: None Selected Options: Sensor Type: Bare-Fiber Loop The distance to the bare-fiber loop sensor (A) can be up to 30 meters. The bare-fiber loop sensor distance (B) can be up to 50 meters. The total distance of A + B + A must be less than or equal to 70 meters. Length to Sensor A (meters): 10 Fiber Sensor Loop Length B (meters): 36 Fiber Sensor Splice Type: V-Pin | EA | EA |  | TRUE |  | P | PPD | DAYTON |  | 77422-1
133830 | 1 | 1 | States | Champlin | Taylor Barrett | TRUE | 2026-06-03T00:00:00 | 2026-10-16T00:00:00 | 2026-06-09T00:00:00 | 3 | 0 | 3 | 6195.82 | 18587.46 | 55316-3157 | USA | N30 | 214 | SCHWEITZER ENGINEERING LABORATORIES | 99163 | 24880PCX1181BF23X | Time Distribution Protocols: IRIG-B, NTP Mounting: Horizontal Panel Mount Power Supply A: 24/48 Vdc Power Supply B: None Ethernet Port (ETH 1, ETH 2): 2 10/100BASE-T Ethernet Port (ETH 3, ETH 4): 2 10/100BASE-T Holdover: OCXO Frequency Outputs: 1 Square Wave and 5 10MHz Sine Wave Antenna: Complete 75ft LMR-400 GPS/GLONASS Installation Kit Includes: (1) GPS/GLONASS Antenna (9524B) (1) 50' Low-Loss LMR-400-FR Cable (C961C-050) (1) 25' Low-Loss LMR-400-FR Cable (C961C-025) (1) Gas Tube Coax Surge Protector and Mounting Kit (915900139) (1) Antenna Pipe-Mounting Kit (915900043) Conformal Coat: No | PUR | Time Distribution Protocols: IRIG-B, NTP Mounting: Horizontal Panel Mount Power Supply A: 24/48 Vdc Power Supply B: None Ethernet Port (ETH 1, ETH 2): 2 10/100BASE-T Ethernet Port (ETH 3, ETH 4): 2 10/100BASE-T Holdover: OCXO Frequency Outputs: 1 Square Wave and 5 10MHz Sine Wave Antenna: Complete 75ft LMR-400 GPS/GLONASS Installation Kit Includes: (1) GPS/GLONASS Antenna (9524B) (1) 50' Low-Loss LMR-400-FR Cable (C961C-050) (1) 25' Low-Loss LMR-400-FR Cable (C961C-025) (1) Gas Tube Coax Surge Protector and Mounting Kit (915900139) (1) Antenna Pipe-Mounting Kit (915900043) Conformal Coat: No | EA | EA |  | TRUE |  | P | PPD | 100
132012 | 2 | 7 | States | Dayton | Taylor Barrett | TRUE | 2026-03-24T00:00:00 | 2027-02-15T00:00:00 | 2027-02-15T00:00:00 | 34 | 0 | 34 | 2816.02 | 329474.34 | 55369-6417 | USA | N30 | 214 | SCHWEITZER ENGINEERING LABORATORIES | 99163 | 751#W8X6 | SEL-751 Feeder Protection Relay Summary: Sales Item Number: 751#W8X6 Part Number: 751002CCC0X0XL5BF10 Special Spec: None Selected Options: Advanced Features: None User Interface: English Front Panel: 5-inch Color Touchscreen With 4 Pushbuttons Slot A Power Supply Voltage: 24-48 Vdc Slot A Digital Input Voltage: 48 Vdc/Vac Slot B Ethernet (Port 1): Dual 10/100BASE-T Ethernet The protocols SNTP, IEEE 1588-2008 firmware-based PTP, PRP, and Modbus TCP are included. Slot B Multimode Fiber ST (Port 2):No Slot B Rear Serial Port (Port 3): EIA-232 IEC 61850 Protocol: Yes DNP3 Protocol: No IEC 60870-5-103 Protocol: No EtherNet/IP Protocol: No Slot C: 4 DI / 4 DO Fast High Current Hybrid (Form A) Slot C Digital Input Voltage: 48 Vdc/Vac Slot D: Empty Slot D Digital Input Voltage: NA Slot E: Empty Slot E Digital Input Voltage: NA Slot Z Voltage Inputs: 3-Phase LEA AC Voltage (8 Vac) Slot Z Current Inputs: 5 Amp Phase, 5 Amp Neutral Conformal Coat: No DMA Bundle: No | PUR | SEL-751 Feeder Protection Relay Summary: Sales Item Number: 751#W8X6 Part Number: 751002CCC0X0XL5BF10 Special Spec: None Selected Options: Advanced Features: None User Interface: English Front Panel: 5-inch Color Touchscreen With 4 Pushbuttons Slot A Power Supply Voltage: 24-48 Vdc Slot A Digital Input Voltage: 48 Vdc/Vac Slot B Ethernet (Port 1): Dual 10/100BASE-T Ethernet The protocols SNTP, IEEE 1588-2008 firmware-based PTP, PRP, and Modbus TCP are included. Slot B Multimode Fiber ST (Port 2):No Slot B Rear Serial Port (Port 3): EIA-232 IEC 61850 Protocol: Yes DNP3 Protocol: No IEC 60870-5-103 Protocol: No EtherNet/IP Protocol: No Slot C: 4 DI / 4 DO Fast High Current Hybrid (Form A) Slot C Digital Input Voltage: 48 Vdc/Vac Slot D: Empty Slot D Digital Input Voltage: NA Slot E: Empty Slot E Digital Input Voltage: NA Slot Z Voltage Inputs: 3-Phase LEA AC Voltage (8 Vac) Slot Z Current Inputs: 5 Amp Phase, 5 Amp Neutral Conformal Coat: No DMA Bundle: No | EA | EA |  | TRUE |  | P | PPD | DAYTON |  | 77360-1-2
133039 | 5 | 2 | States | Dayton | Taylor Barrett | TRUE | 2026-05-07T00:00:00 | 2026-12-08T00:00:00 | 2026-12-08T00:00:00 | 17 | 0 | 17 | 4061.79 | 194965.92 | 55369-6417 | USA | N30 | 214 | SCHWEITZER ENGINEERING LABORATORIES | 99163 | 787Z#7Y69 | SEL-787Z High-Impedance Differential Relay and SEL-HZM High-Impedance Module 0787Z001A1A0X0X8502010010 Map Special Spec: None Selected Options:User Interface: English Slot A Power Supply Voltage: 110–250 Vdc (110–240 Vac) Slot A Digital Input Voltage: 125 Vdc/Vac Front Panel: 2x16 LCD With 8 Pushbuttons Slot B Ethernet (Port 1): Single 10/100BASE-T Ethernet Slot B Rear Serial Port (Port 3): EIA-232 IEC 61850 Protocol: No DNP3 Protocol: No IEC 60870-5-103 Protocol: No EtherNet/IP Protocol: No Slot C: 4 DI / 4 DO Electromechanical (Form A) Slot C Digital Input Voltage: 125 Vdc/Vac Slot D: Empty Slot D Input Voltage: NA Slot E: Empty Slot E Input Voltage: NA Slot Z: 3-Phase AC Voltage (300 Vac) Slot Z Current Inputs: 5 Amp Phase, 5 Amp Neutral SEL-HZM High-Impedance Module: Yes SEL-787Z when ordered With SEL-HZM will include 7.5 kJ / 850 V Energy Clamping MOV Resistor: 2 kohm required for use with SEL-787Z) 86 Bypass Relay: No Mounting: Panel Mount SEL-HZM With Panel Mount Hardware, not Wired to SEL-787Z Conformal Coat: No | PUR | SEL-787Z High-Impedance Differential Relay and SEL-HZM High-Impedance Module 0787Z001A1A0X0X8502010010 Map Special Spec: None Selected Options:User Interface: English Slot A Power Supply Voltage: 110–250 Vdc (110–240 Vac) Slot A Digital Input Voltage: 125 Vdc/Vac Front Panel: 2x16 LCD With 8 Pushbuttons Slot B Ethernet (Port 1): Single 10/100BASE-T Ethernet Slot B Rear Serial Port (Port 3): EIA-232 IEC 61850 Protocol: No DNP3 Protocol: No IEC 60870-5-103 Protocol: No EtherNet/IP Protocol: No Slot C: 4 DI / 4 DO Electromechanical (Form A) Slot C Digital Input Voltage: 125 Vdc/Vac Slot D: Empty Slot D Input Voltage: NA Slot E: Empty Slot E Input Voltage: NA Slot Z: 3-Phase AC Voltage (300 Vac) Slot Z Current Inputs: 5 Amp Phase, 5 Amp Neutral SEL-HZM High-Impedance Module: Yes SEL-787Z when ordered With SEL-HZM will include 7.5 kJ / 850 V Energy Clamping MOV Resistor: 2 kohm required for use with SEL-787Z) 86 Bypass Relay: No Mounting: Panel Mount SEL-HZM With Panel Mount Hardware, not Wired to SEL-787Z Conformal Coat: No | EA | EA |  | TRUE |  | P | PPD | DAYTON
133039 | 2 | 1 | States | Dayton | Taylor Barrett | TRUE | 2026-05-07T00:00:00 | 2026-10-15T00:00:00 | 2026-10-15T00:00:00 | 17 | 0 | 17 | 3357.08 | 187996.48 | 55369-6417 | USA | N30 | 214 | SCHWEITZER ENGINEERING LABORATORIES | 99163 | 735#5JF3 | SEL-735 Power Quality and Revenue Meter: 0735LX00944CXXXXXX16101XX Map Special Spec: None Selected Options: Display: Color Touchscreen The color touchscreen display is available only in vertical orientation. Front Port: USB-C Front Panel Orientation: Vertical Enclosure Type: None Power Quality and Recording: Basic Meter Form: Form 9 Four-Wire Wye; 3 PTs, 3 CTs* Slot A Power Supply Voltage: 110-240 Vac 50/60 Hz, 110-250 Vdc Slot A Control Input Voltage: 125 Vdc/Vac Slot B Ethernet (Port 1): Single 0/100BASE-T Slot B Port 3 Serial Port (includes Port 2 EIA-232 Standard): Port 3 EIA-232 Slot C Communications: Empty Slot D I/O: Empty Slot D Control Input Voltage: Empty Slot Z Current Class: CL2/10/20, Optimized for Low-End Accuracy System Frequency: 60 Hz Communications Protocol: Standard Standard Includes: SEL ASCII, SEL LMD, SEL Fast Meter, SEL Compressed ASCII, MV-90 Translation, Modbus, RTU/TCP, Mirrored Bits Communications, Telnet, DNP3 Level 2 Outstation and LAN/WAN, and Synchrophasors Front Panel Labeling: ANSI Conformal Coat: No Software Bundle: None Custom Nameplate Text Standard Front Nameplate: Yes | PUR | SEL-735 Power Quality and Revenue Meter: 0735LX00944CXXXXXX16101XX Map Special Spec: None Selected Options: Display: Color Touchscreen The color touchscreen display is available only in vertical orientation. Front Port: USB-C Front Panel Orientation: Vertical Enclosure Type: None Power Quality and Recording: Basic Meter Form: Form 9 Four-Wire Wye; 3 PTs, 3 CTs* Slot A Power Supply Voltage: 110-240 Vac 50/60 Hz, 110-250 Vdc Slot A Control Input Voltage: 125 Vdc/Vac Slot B Ethernet (Port 1): Single 0/100BASE-T Slot B Port 3 Serial Port (includes Port 2 EIA-232 Standard): Port 3 EIA-232 Slot C Communications: Empty Slot D I/O: Empty Slot D Control Input Voltage: Empty Slot Z Current Class: CL2/10/20, Optimized for Low-End Accuracy System Frequency: 60 Hz Communications Protocol: Standard Standard Includes: SEL ASCII, SEL LMD, SEL Fast Meter, SEL Compressed ASCII, MV-90 Translation, Modbus, RTU/TCP, Mirrored Bits Communications, Telnet, DNP3 Level 2 Outstation and LAN/WAN, and Synchrophasors Front Panel Labeling: ANSI Conformal Coat: No Software Bundle: None Custom Nameplate Text Standard Front Nameplate: Yes | EA | EA |  | TRUE |  | P | PPD | DAYTON
133039 | 1 | 2 | States | Dayton | Taylor Barrett | TRUE | 2026-05-07T00:00:00 | 2026-10-27T00:00:00 | 2026-10-27T00:00:00 | 17 | 0 | 17 | 3080.66 | 147871.68 | 55369-6417 | USA | N30 | 214 | SCHWEITZER ENGINEERING LABORATORIES | 99163 | 2731#P6K6 | SEL-2731 Ethernet Switch: Sales Item Number: 2731#P6K6 Special Spec: None Selected Options: Feature Package: RSTP-based Managed Ethernet Switch Mounting: Panel Mount Power Supply A: 125/250 Vdc or Vac, Euro-style Connector Power Supply B: None Ports: 1-8 Ports 100/1000BASE SFP, 9-12 Ports 100BASE SFP, and 13-24 Ports 100BASE-T Copper Conformal Coat: None | PUR | SEL-2731 Ethernet Switch: Sales Item Number: 2731#P6K6 Special Spec: None Selected Options: Feature Package: RSTP-based Managed Ethernet Switch Mounting: Panel Mount Power Supply A: 125/250 Vdc or Vac, Euro-style Connector Power Supply B: None Ports: 1-8 Ports 100/1000BASE SFP, 9-12 Ports 100BASE SFP, and 13-24 Ports 100BASE-T Copper Conformal Coat: None | EA | EA |  | TRUE |  | P | PPD | DAYTON
133039 | 1 | 3 | States | Dayton | Taylor Barrett | TRUE | 2026-05-07T00:00:00 | 2026-10-27T00:00:00 | 2026-10-27T00:00:00 | 14 | 0 | 14 | 3080.66 | 147871.68 | 55369-6417 | USA | N30 | 214 | SCHWEITZER ENGINEERING LABORATORIES | 99163 | 2731#P6K6 | SEL-2731 Ethernet Switch: Sales Item Number: 2731#P6K6 Special Spec: None Selected Options: Feature Package: RSTP-based Managed Ethernet Switch Mounting: Panel Mount Power Supply A: 125/250 Vdc or Vac, Euro-style Connector Power Supply B: None Ports: 1-8 Ports 100/1000BASE SFP, 9-12 Ports 100BASE SFP, and 13-24 Ports 100BASE-T Copper Conformal Coat: None | PUR | SEL-2731 Ethernet Switch: Sales Item Number: 2731#P6K6 Special Spec: None Selected Options: Feature Package: RSTP-based Managed Ethernet Switch Mounting: Panel Mount Power Supply A: 125/250 Vdc or Vac, Euro-style Connector Power Supply B: None Ports: 1-8 Ports 100/1000BASE SFP, 9-12 Ports 100BASE SFP, and 13-24 Ports 100BASE-T Copper Conformal Coat: None | EA | EA |  | TRUE |  | P | PPD | DAYTON
133039 | 3 | 1 | States | Dayton | Taylor Barrett | TRUE | 2026-05-07T00:00:00 | 2026-12-08T00:00:00 | 2026-12-08T00:00:00 | 112 | 0 | 112 | 2468.01 | 276417.12 | 55369-6417 | USA | N30 | 214 | SCHWEITZER ENGINEERING LABORATORIES | 99163 | 751#C2QY | SEL-751 Feeder Protection Relay 751001A1A0XL07L1C00 Special Spec: None Selected Options:Advanced Features: None User Interface: English Front Panel: 2x16 LCD With 4 Pushbuttons Slot A Power Supply Voltage: 110-250 Vdc (110-240 Vac); 50/60 Hz Slot A Digital Input Voltage: 125 Vdc/Vac Slot B Ethernet (Port 1): Single 10/100BASE-T Ethernet The protocols SNTP, IEEE 1588-2008 firmware-based PTP and Modbus TCP are included. Slot B Multimode Fiber ST (Port 2): No Slot B Rear Serial Port (Port 3): EIA-232 IEC 61850 Protocol: No DNP3 Protocol: No IEC 60870-5-103 Protocol: No EtherNet/IP Protocol: No Slot C: 4 DI / 4 DO Electromechanical (Form A) Slot C Digital Input Voltage: 125 Vdc/Vac Slot D: Empty Slot D Digital Input Voltage: NA Slot E: LEA Vsync (8Vac) / Vbat (300 Vdc) / 4 Arc-Flash Detection Inputs Slot E Digital Input Voltage: NA Slot Z Voltage Inputs: 3-Phase LEA Voltage Sensor (RJ45 inputs) Slot Z Current Inputs: Rogowski Coil or Low Power Current Transformer (RJ45 inputs), 200 mA Neutral (Terminal Block) Conformal Coat: No DMA Bundle: No | PUR | SEL-751 Feeder Protection Relay 751001A1A0XL07L1C00 Special Spec: None Selected Options:Advanced Features: None User Interface: English Front Panel: 2x16 LCD With 4 Pushbuttons Slot A Power Supply Voltage: 110-250 Vdc (110-240 Vac); 50/60 Hz Slot A Digital Input Voltage: 125 Vdc/Vac Slot B Ethernet (Port 1): Single 10/100BASE-T Ethernet The protocols SNTP, IEEE 1588-2008 firmware-based PTP and Modbus TCP are included. Slot B Multimode Fiber ST (Port 2): No Slot B Rear Serial Port (Port 3): EIA-232 IEC 61850 Protocol: No DNP3 Protocol: No IEC 60870-5-103 Protocol: No EtherNet/IP Protocol: No Slot C: 4 DI / 4 DO Electromechanical (Form A) Slot C Digital Input Voltage: 125 Vdc/Vac Slot D: Empty Slot D Digital Input Voltage: NA Slot E: LEA Vsync (8Vac) / Vbat (300 Vdc) / 4 Arc-Flash Detection Inputs Slot E Digital Input Voltage: NA Slot Z Voltage Inputs: 3-Phase LEA Voltage Sensor (RJ45 inputs) Slot Z Current Inputs: Rogowski Coil or Low Power Current Transformer (RJ45 inputs), 200 mA Neutral (Terminal Block) Conformal Coat: No DMA Bundle: No | EA | EA |  | TRUE |  | P | PPD | DAYTON
133039 | 5 | 1 | States | Dayton | Taylor Barrett | TRUE | 2026-05-07T00:00:00 | 2026-12-08T00:00:00 | 2026-12-08T00:00:00 | 17 | 0 | 17 | 4061.79 | 194965.92 | 55369-6417 | USA | N30 | 214 | SCHWEITZER ENGINEERING LABORATORIES | 99163 | 787Z#7Y69 | SEL-787Z High-Impedance Differential Relay and SEL-HZM High-Impedance Module 0787Z001A1A0X0X8502010010 Map Special Spec: None Selected Options:User Interface: English Slot A Power Supply Voltage: 110–250 Vdc (110–240 Vac) Slot A Digital Input Voltage: 125 Vdc/Vac Front Panel: 2x16 LCD With 8 Pushbuttons Slot B Ethernet (Port 1): Single 10/100BASE-T Ethernet Slot B Rear Serial Port (Port 3): EIA-232 IEC 61850 Protocol: No DNP3 Protocol: No IEC 60870-5-103 Protocol: No EtherNet/IP Protocol: No Slot C: 4 DI / 4 DO Electromechanical (Form A) Slot C Digital Input Voltage: 125 Vdc/Vac Slot D: Empty Slot D Input Voltage: NA Slot E: Empty Slot E Input Voltage: NA Slot Z: 3-Phase AC Voltage (300 Vac) Slot Z Current Inputs: 5 Amp Phase, 5 Amp Neutral SEL-HZM High-Impedance Module: Yes SEL-787Z when ordered With SEL-HZM will include 7.5 kJ / 850 V Energy Clamping MOV Resistor: 2 kohm required for use with SEL-787Z) 86 Bypass Relay: No Mounting: Panel Mount SEL-HZM With Panel Mount Hardware, not Wired to SEL-787Z Conformal Coat: No | PUR | SEL-787Z High-Impedance Differential Relay and SEL-HZM High-Impedance Module 0787Z001A1A0X0X8502010010 Map Special Spec: None Selected Options:User Interface: English Slot A Power Supply Voltage: 110–250 Vdc (110–240 Vac) Slot A Digital Input Voltage: 125 Vdc/Vac Front Panel: 2x16 LCD With 8 Pushbuttons Slot B Ethernet (Port 1): Single 10/100BASE-T Ethernet Slot B Rear Serial Port (Port 3): EIA-232 IEC 61850 Protocol: No DNP3 Protocol: No IEC 60870-5-103 Protocol: No EtherNet/IP Protocol: No Slot C: 4 DI / 4 DO Electromechanical (Form A) Slot C Digital Input Voltage: 125 Vdc/Vac Slot D: Empty Slot D Input Voltage: NA Slot E: Empty Slot E Input Voltage: NA Slot Z: 3-Phase AC Voltage (300 Vac) Slot Z Current Inputs: 5 Amp Phase, 5 Amp Neutral SEL-HZM High-Impedance Module: Yes SEL-787Z when ordered With SEL-HZM will include 7.5 kJ / 850 V Energy Clamping MOV Resistor: 2 kohm required for use with SEL-787Z) 86 Bypass Relay: No Mounting: Panel Mount SEL-HZM With Panel Mount Hardware, not Wired to SEL-787Z Conformal Coat: No | EA | EA |  | TRUE |  | P | PPD | DAYTON
133039 | 4 | 1 | States | Dayton | Taylor Barrett | TRUE | 2026-05-07T00:00:00 | 2026-12-08T00:00:00 | 2026-12-08T00:00:00 | 51 | 0 | 51 | 1777.84 | 181339.68 | 55369-6417 | USA | N30 | 214 | SCHWEITZER ENGINEERING LABORATORIES | 99163 | 751#JMYD | SEL-751 Feeder Protection Relay 751001A1A0X0X7L1C00 Map Special Spec: None Selected Options:Advanced Features: None User Interface: English Front Panel: 2x16 LCD With 4 Pushbuttons Slot A Power Supply Voltage: 110-250 Vdc (110-240 Vac); 50/60 Hz Slot A Digital Input Voltage: 125 Vdc/Vac Slot B Ethernet (Port 1): Single 10/100BASE-T Ethernet The protocols SNTP, IEEE 1588-2008 firmware-based PTP and Modbus TCP are included. Slot B Multimode Fiber ST (Port 2): No Slot B Rear Serial Port (Port 3): EIA-232 IEC 61850 Protocol: No DNP3 Protocol: No IEC 60870-5-103 Protocol: No EtherNet/IP Protocol: No Slot C: 4 DI / 4 DO Electromechanical (Form A) Slot C Digital Input Voltage: 125 Vdc/Vac Slot D: Empty Slot D Digital Input Voltage: NA Slot E: Empty Slot E Digital Input Voltage: NA Slot Z Voltage Inputs: 3-Phase LEA Voltage Sensor (RJ45 inputs) Slot Z Current Inputs: Rogowski Coil or Low Power Current Transformer (RJ45 inputs), 200 mA Neutral (Terminal Block) Conformal Coat: No DMA Bundle: No | PUR | SEL-751 Feeder Protection Relay 751001A1A0X0X7L1C00 Map Special Spec: None Selected Options:Advanced Features: None User Interface: English Front Panel: 2x16 LCD With 4 Pushbuttons Slot A Power Supply Voltage: 110-250 Vdc (110-240 Vac); 50/60 Hz Slot A Digital Input Voltage: 125 Vdc/Vac Slot B Ethernet (Port 1): Single 10/100BASE-T Ethernet The protocols SNTP, IEEE 1588-2008 firmware-based PTP and Modbus TCP are included. Slot B Multimode Fiber ST (Port 2): No Slot B Rear Serial Port (Port 3): EIA-232 IEC 61850 Protocol: No DNP3 Protocol: No IEC 60870-5-103 Protocol: No EtherNet/IP Protocol: No Slot C: 4 DI / 4 DO Electromechanical (Form A) Slot C Digital Input Voltage: 125 Vdc/Vac Slot D: Empty Slot D Digital Input Voltage: NA Slot E: Empty Slot E Digital Input Voltage: NA Slot Z Voltage Inputs: 3-Phase LEA Voltage Sensor (RJ45 inputs) Slot Z Current Inputs: Rogowski Coil or Low Power Current Transformer (RJ45 inputs), 200 mA Neutral (Terminal Block) Conformal Coat: No DMA Bundle: No | EA | EA |  | TRUE |  | P | PPD | DAYTON
133039 | 1 | 1 | States | Dayton | Taylor Barrett | TRUE | 2026-05-07T00:00:00 | 2026-10-27T00:00:00 | 2026-10-27T00:00:00 | 17 | 0 | 17 | 3080.66 | 147871.68 | 55369-6417 | USA | N30 | 214 | SCHWEITZER ENGINEERING LABORATORIES | 99163 | 2731#P6K6 | SEL-2731 Ethernet Switch: Sales Item Number: 2731#P6K6 Special Spec: None Selected Options: Feature Package: RSTP-based Managed Ethernet Switch Mounting: Panel Mount Power Supply A: 125/250 Vdc or Vac, Euro-style Connector Power Supply B: None Ports: 1-8 Ports 100/1000BASE SFP, 9-12 Ports 100BASE SFP, and 13-24 Ports 100BASE-T Copper Conformal Coat: None | PUR | SEL-2731 Ethernet Switch: Sales Item Number: 2731#P6K6 Special Spec: None Selected Options: Feature Package: RSTP-based Managed Ethernet Switch Mounting: Panel Mount Power Supply A: 125/250 Vdc or Vac, Euro-style Connector Power Supply B: None Ports: 1-8 Ports 100/1000BASE SFP, 9-12 Ports 100BASE SFP, and 13-24 Ports 100BASE-T Copper Conformal Coat: None | EA | EA |  | TRUE |  | P | PPD | DAYTON
133039 | 5 | 3 | States | Dayton | Taylor Barrett | TRUE | 2026-05-07T00:00:00 | 2026-12-08T00:00:00 | 2026-12-08T00:00:00 | 14 | 0 | 14 | 4061.79 | 194965.92 | 55369-6417 | USA | N30 | 214 | SCHWEITZER ENGINEERING LABORATORIES | 99163 | 787Z#7Y69 | SEL-787Z High-Impedance Differential Relay and SEL-HZM High-Impedance Module 0787Z001A1A0X0X8502010010 Map Special Spec: None Selected Options:User Interface: English Slot A Power Supply Voltage: 110–250 Vdc (110–240 Vac) Slot A Digital Input Voltage: 125 Vdc/Vac Front Panel: 2x16 LCD With 8 Pushbuttons Slot B Ethernet (Port 1): Single 10/100BASE-T Ethernet Slot B Rear Serial Port (Port 3): EIA-232 IEC 61850 Protocol: No DNP3 Protocol: No IEC 60870-5-103 Protocol: No EtherNet/IP Protocol: No Slot C: 4 DI / 4 DO Electromechanical (Form A) Slot C Digital Input Voltage: 125 Vdc/Vac Slot D: Empty Slot D Input Voltage: NA Slot E: Empty Slot E Input Voltage: NA Slot Z: 3-Phase AC Voltage (300 Vac) Slot Z Current Inputs: 5 Amp Phase, 5 Amp Neutral SEL-HZM High-Impedance Module: Yes SEL-787Z when ordered With SEL-HZM will include 7.5 kJ / 850 V Energy Clamping MOV Resistor: 2 kohm required for use with SEL-787Z) 86 Bypass Relay: No Mounting: Panel Mount SEL-HZM With Panel Mount Hardware, not Wired to SEL-787Z Conformal Coat: No | PUR | SEL-787Z High-Impedance Differential Relay and SEL-HZM High-Impedance Module 0787Z001A1A0X0X8502010010 Map Special Spec: None Selected Options:User Interface: English Slot A Power Supply Voltage: 110–250 Vdc (110–240 Vac) Slot A Digital Input Voltage: 125 Vdc/Vac Front Panel: 2x16 LCD With 8 Pushbuttons Slot B Ethernet (Port 1): Single 10/100BASE-T Ethernet Slot B Rear Serial Port (Port 3): EIA-232 IEC 61850 Protocol: No DNP3 Protocol: No IEC 60870-5-103 Protocol: No EtherNet/IP Protocol: No Slot C: 4 DI / 4 DO Electromechanical (Form A) Slot C Digital Input Voltage: 125 Vdc/Vac Slot D: Empty Slot D Input Voltage: NA Slot E: Empty Slot E Input Voltage: NA Slot Z: 3-Phase AC Voltage (300 Vac) Slot Z Current Inputs: 5 Amp Phase, 5 Amp Neutral SEL-HZM High-Impedance Module: Yes SEL-787Z when ordered With SEL-HZM will include 7.5 kJ / 850 V Energy Clamping MOV Resistor: 2 kohm required for use with SEL-787Z) 86 Bypass Relay: No Mounting: Panel Mount SEL-HZM With Panel Mount Hardware, not Wired to SEL-787Z Conformal Coat: No | EA | EA |  | TRUE |  | P | PPD | DAYTON
133039 | 2 | 2 | States | Dayton | Taylor Barrett | TRUE | 2026-05-07T00:00:00 | 2026-10-15T00:00:00 | 2026-10-15T00:00:00 | 17 | 0 | 17 | 3357.08 | 187996.48 | 55369-6417 | USA | N30 | 214 | SCHWEITZER ENGINEERING LABORATORIES | 99163 | 735#5JF3 | SEL-735 Power Quality and Revenue Meter: 0735LX00944CXXXXXX16101XX Map Special Spec: None Selected Options: Display: Color Touchscreen The color touchscreen display is available only in vertical orientation. Front Port: USB-C Front Panel Orientation: Vertical Enclosure Type: None Power Quality and Recording: Basic Meter Form: Form 9 Four-Wire Wye; 3 PTs, 3 CTs* Slot A Power Supply Voltage: 110-240 Vac 50/60 Hz, 110-250 Vdc Slot A Control Input Voltage: 125 Vdc/Vac Slot B Ethernet (Port 1): Single 0/100BASE-T Slot B Port 3 Serial Port (includes Port 2 EIA-232 Standard): Port 3 EIA-232 Slot C Communications: Empty Slot D I/O: Empty Slot D Control Input Voltage: Empty Slot Z Current Class: CL2/10/20, Optimized for Low-End Accuracy System Frequency: 60 Hz Communications Protocol: Standard Standard Includes: SEL ASCII, SEL LMD, SEL Fast Meter, SEL Compressed ASCII, MV-90 Translation, Modbus, RTU/TCP, Mirrored Bits Communications, Telnet, DNP3 Level 2 Outstation and LAN/WAN, and Synchrophasors Front Panel Labeling: ANSI Conformal Coat: No Software Bundle: None Custom Nameplate Text Standard Front Nameplate: Yes | PUR | SEL-735 Power Quality and Revenue Meter: 0735LX00944CXXXXXX16101XX Map Special Spec: None Selected Options: Display: Color Touchscreen The color touchscreen display is available only in vertical orientation. Front Port: USB-C Front Panel Orientation: Vertical Enclosure Type: None Power Quality and Recording: Basic Meter Form: Form 9 Four-Wire Wye; 3 PTs, 3 CTs* Slot A Power Supply Voltage: 110-240 Vac 50/60 Hz, 110-250 Vdc Slot A Control Input Voltage: 125 Vdc/Vac Slot B Ethernet (Port 1): Single 0/100BASE-T Slot B Port 3 Serial Port (includes Port 2 EIA-232 Standard): Port 3 EIA-232 Slot C Communications: Empty Slot D I/O: Empty Slot D Control Input Voltage: Empty Slot Z Current Class: CL2/10/20, Optimized for Low-End Accuracy System Frequency: 60 Hz Communications Protocol: Standard Standard Includes: SEL ASCII, SEL LMD, SEL Fast Meter, SEL Compressed ASCII, MV-90 Translation, Modbus, RTU/TCP, Mirrored Bits Communications, Telnet, DNP3 Level 2 Outstation and LAN/WAN, and Synchrophasors Front Panel Labeling: ANSI Conformal Coat: No Software Bundle: None Custom Nameplate Text Standard Front Nameplate: Yes | EA | EA |  | TRUE |  | P | PPD | DAYTON
133039 | 4 | 2 | States | Dayton | Taylor Barrett | TRUE | 2026-05-07T00:00:00 | 2026-12-08T00:00:00 | 2026-12-08T00:00:00 | 51 | 0 | 51 | 1777.84 | 181339.68 | 55369-6417 | USA | N30 | 214 | SCHWEITZER ENGINEERING LABORATORIES | 99163 | 751#JMYD | SEL-751 Feeder Protection Relay 751001A1A0X0X7L1C00 Map Special Spec: None Selected Options:Advanced Features: None User Interface: English Front Panel: 2x16 LCD With 4 Pushbuttons Slot A Power Supply Voltage: 110-250 Vdc (110-240 Vac); 50/60 Hz Slot A Digital Input Voltage: 125 Vdc/Vac Slot B Ethernet (Port 1): Single 10/100BASE-T Ethernet The protocols SNTP, IEEE 1588-2008 firmware-based PTP and Modbus TCP are included. Slot B Multimode Fiber ST (Port 2): No Slot B Rear Serial Port (Port 3): EIA-232 IEC 61850 Protocol: No DNP3 Protocol: No IEC 60870-5-103 Protocol: No EtherNet/IP Protocol: No Slot C: 4 DI / 4 DO Electromechanical (Form A) Slot C Digital Input Voltage: 125 Vdc/Vac Slot D: Empty Slot D Digital Input Voltage: NA Slot E: Empty Slot E Digital Input Voltage: NA Slot Z Voltage Inputs: 3-Phase LEA Voltage Sensor (RJ45 inputs) Slot Z Current Inputs: Rogowski Coil or Low Power Current Transformer (RJ45 inputs), 200 mA Neutral (Terminal Block) Conformal Coat: No DMA Bundle: No | PUR | SEL-751 Feeder Protection Relay 751001A1A0X0X7L1C00 Map Special Spec: None Selected Options:Advanced Features: None User Interface: English Front Panel: 2x16 LCD With 4 Pushbuttons Slot A Power Supply Voltage: 110-250 Vdc (110-240 Vac); 50/60 Hz Slot A Digital Input Voltage: 125 Vdc/Vac Slot B Ethernet (Port 1): Single 10/100BASE-T Ethernet The protocols SNTP, IEEE 1588-2008 firmware-based PTP and Modbus TCP are included. Slot B Multimode Fiber ST (Port 2): No Slot B Rear Serial Port (Port 3): EIA-232 IEC 61850 Protocol: No DNP3 Protocol: No IEC 60870-5-103 Protocol: No EtherNet/IP Protocol: No Slot C: 4 DI / 4 DO Electromechanical (Form A) Slot C Digital Input Voltage: 125 Vdc/Vac Slot D: Empty Slot D Digital Input Voltage: NA Slot E: Empty Slot E Digital Input Voltage: NA Slot Z Voltage Inputs: 3-Phase LEA Voltage Sensor (RJ45 inputs) Slot Z Current Inputs: Rogowski Coil or Low Power Current Transformer (RJ45 inputs), 200 mA Neutral (Terminal Block) Conformal Coat: No DMA Bundle: No | EA | EA |  | TRUE |  | P | PPD | DAYTON
133039 | 2 | 3 | States | Dayton | Taylor Barrett | TRUE | 2026-05-07T00:00:00 | 2026-10-15T00:00:00 | 2026-10-15T00:00:00 | 22 | 0 | 22 | 3357.08 | 187996.48 | 55369-6417 | USA | N30 | 214 | SCHWEITZER ENGINEERING LABORATORIES | 99163 | 735#5JF3 | SEL-735 Power Quality and Revenue Meter: 0735LX00944CXXXXXX16101XX Map Special Spec: None Selected Options: Display: Color Touchscreen The color touchscreen display is available only in vertical orientation. Front Port: USB-C Front Panel Orientation: Vertical Enclosure Type: None Power Quality and Recording: Basic Meter Form: Form 9 Four-Wire Wye; 3 PTs, 3 CTs* Slot A Power Supply Voltage: 110-240 Vac 50/60 Hz, 110-250 Vdc Slot A Control Input Voltage: 125 Vdc/Vac Slot B Ethernet (Port 1): Single 0/100BASE-T Slot B Port 3 Serial Port (includes Port 2 EIA-232 Standard): Port 3 EIA-232 Slot C Communications: Empty Slot D I/O: Empty Slot D Control Input Voltage: Empty Slot Z Current Class: CL2/10/20, Optimized for Low-End Accuracy System Frequency: 60 Hz Communications Protocol: Standard Standard Includes: SEL ASCII, SEL LMD, SEL Fast Meter, SEL Compressed ASCII, MV-90 Translation, Modbus, RTU/TCP, Mirrored Bits Communications, Telnet, DNP3 Level 2 Outstation and LAN/WAN, and Synchrophasors Front Panel Labeling: ANSI Conformal Coat: No Software Bundle: None Custom Nameplate Text Standard Front Nameplate: Yes | PUR | SEL-735 Power Quality and Revenue Meter: 0735LX00944CXXXXXX16101XX Map Special Spec: None Selected Options: Display: Color Touchscreen The color touchscreen display is available only in vertical orientation. Front Port: USB-C Front Panel Orientation: Vertical Enclosure Type: None Power Quality and Recording: Basic Meter Form: Form 9 Four-Wire Wye; 3 PTs, 3 CTs* Slot A Power Supply Voltage: 110-240 Vac 50/60 Hz, 110-250 Vdc Slot A Control Input Voltage: 125 Vdc/Vac Slot B Ethernet (Port 1): Single 0/100BASE-T Slot B Port 3 Serial Port (includes Port 2 EIA-232 Standard): Port 3 EIA-232 Slot C Communications: Empty Slot D I/O: Empty Slot D Control Input Voltage: Empty Slot Z Current Class: CL2/10/20, Optimized for Low-End Accuracy System Frequency: 60 Hz Communications Protocol: Standard Standard Includes: SEL ASCII, SEL LMD, SEL Fast Meter, SEL Compressed ASCII, MV-90 Translation, Modbus, RTU/TCP, Mirrored Bits Communications, Telnet, DNP3 Level 2 Outstation and LAN/WAN, and Synchrophasors Front Panel Labeling: ANSI Conformal Coat: No Software Bundle: None Custom Nameplate Text Standard Front Nameplate: Yes | EA | EA |  | TRUE |  | P | PPD | DAYTON
135739 | 2 | 1 | States | Dayton | Taylor Barrett | TRUE | 2026-08-26T00:00:00 | 2026-10-29T00:00:00 | 2026-10-29T00:00:00 | 4 | 0 | 4 | 5029.01 | 20116.04 | 55369 | USA | N30 | 214 | SCHWEITZER ENGINEERING LABORATORIES | 99163 | 587Z#P9J5 | Firmware: Standard Conformal Coat: No Power Supply; Control Input Voltage: 48/125 Vdc or 125 Vac; 48 Vdc Energy-Clamping MOVs: 1 MOV - 2500 J, 2000 V Secondary Input Current: 1 A Phase Mounting: Horizontal Panel Mount Communications Port: EIA-232 Front and Rear Port Communications Protocol: Standard Plus Modbus RTU | PUR | Firmware: Standard Conformal Coat: No Power Supply; Control Input Voltage: 48/125 Vdc or 125 Vac; 48 Vdc Energy-Clamping MOVs: 1 MOV - 2500 J, 2000 V Secondary Input Current: 1 A Phase Mounting: Horizontal Panel Mount Communications Port: EIA-232 Front and Rear Port Communications Protocol: Standard Plus Modbus RTU | EA | EA |  | TRUE |  | P | PPD | DAYTON
135739 | 1 | 1 | States | Dayton | Taylor Barrett | TRUE | 2026-08-26T00:00:00 | 2026-09-28T00:00:00 | 2026-09-28T00:00:00 | 12 | 0 | 12 | 287.9 | 3454.8 | 55369 | USA | N30 | 214 | SCHWEITZER ENGINEERING LABORATORIES | 99163 | 2890M0X | "EIA-232 to Ethernet 10BASE-T Transceiver 300 to 115,000 Bits per Second When one or more SEL-2890 transceivers are ordered, the order comes standard with one (1) CD instruction manual and one (1) printed instruction manual." | PUR | "EIA-232 to Ethernet 10BASE-T Transceiver 300 to 115,000 Bits per Second When one or more SEL-2890 transceivers are ordered, the order comes standard with one (1) CD instruction manual and one (1) printed instruction manual." | EA | EA |  | TRUE |  | P | PPD | DAYTON
133436 | 1 | 1 | States | Champlin | Taylor Barrett | TRUE | 2026-05-20T00:00:00 | 2026-09-24T00:00:00 | 2026-09-24T00:00:00 | 1 | 0 | 1 | 5643.04 | 5643.04 | 55316-3157 | USA | N30 | 214 | SCHWEITZER ENGINEERING LABORATORIES | 99163 | 735#7CEJ | 0735LX20943CXXB3XX16101EX Display Color Touchscreen The color touchscreen display is available only in vertical orientation. Front Port USB-C Front Panel Orientation Vertical Enclosure Type None Power Quality and Recording Advanced Meter Form Form 9 Four-Wire Wye; 3 PTs, 3 CTs* Slot A Power Supply Voltage 110-240 Vac 50/60 Hz, 110-250 Vdc Slot A Control Input Voltage 110 Vdc/Vac Slot B Ethernet (Port 1) Single 10/100BASE-T Slot B Port 3 Serial Port (includes Port 2 EIA-232 Standard) Port 3 EIA-232 Slot C Communications Empty Slot D I/O4 DI / 4 DO Electromechanical Slot D Control Input Voltage 110 Vdc/Vac Slot Z Current Class CL2/10/20, Optimized for Low-End Accuracy System Frequency 60 Hz Communications Protocol Standard Standard Includes: SEL ASCII, SEL LMD, SEL Fast Meter, SEL Compressed ASCII, MV-90 Translation, Modbus, RTU/TCP, Mirrored Bits Communications, Telnet, DNP3 Level 2 Outstation and LAN/WAN, and Synchrophasors Front Panel Labeling ANSI Conformal Coat No Software Bundle Energy and Power Monitoring Bundle o SEL-5703 Synchrowave Monitoring- Power Monitoring Package o SEL-5705 Synchrowave Reports - Power Quality o SEL-5045 acSELerator Team Profile for billing and Team Events for waveform data (single or additional device license) | PUR | 0735LX20943CXXB3XX16101EX Display Color Touchscreen The color touchscreen display is available only in vertical orientation. Front Port USB-C Front Panel Orientation Vertical Enclosure Type None Power Quality and Recording Advanced Meter Form Form 9 Four-Wire Wye; 3 PTs, 3 CTs* Slot A Power Supply Voltage 110-240 Vac 50/60 Hz, 110-250 Vdc Slot A Control Input Voltage 110 Vdc/Vac Slot B Ethernet (Port 1) Single 10/100BASE-T Slot B Port 3 Serial Port (includes Port 2 EIA-232 Standard) Port 3 EIA-232 Slot C Communications Empty Slot D I/O4 DI / 4 DO Electromechanical Slot D Control Input Voltage 110 Vdc/Vac Slot Z Current Class CL2/10/20, Optimized for Low-End Accuracy System Frequency 60 Hz Communications Protocol Standard Standard Includes: SEL ASCII, SEL LMD, SEL Fast Meter, SEL Compressed ASCII, MV-90 Translation, Modbus, RTU/TCP, Mirrored Bits Communications, Telnet, DNP3 Level 2 Outstation and LAN/WAN, and Synchrophasors Front Panel Labeling ANSI Conformal Coat No Software Bundle Energy and Power Monitoring Bundle o SEL-5703 Synchrowave Monitoring- Power Monitoring Package o SEL-5705 Synchrowave Reports - Power Quality o SEL-5045 acSELerator Team Profile for billing and Team Events for waveform data (single or additional device license) | EA | EA |  | TRUE |  | P | PPD | 100 |  | 77281-1
135757 | 1 | 1 | States | Dayton | Taylor Barrett | TRUE | 2026-08-27T00:00:00 | 2026-11-30T00:00:00 |  | 2 | 0 | 2 | 0 | 0 | 55369 | USA | N30 | 214 | SCHWEITZER ENGINEERING LABORATORIES | 99163 | 487B#GREL | SEL-487B With Conventional Secondary Inputs Summary: Sales Item Number: 487B#GREL Part Number: 0487B1X2X52XXXXC37MMXXX Special Spec: None Selected Options: Firmware: Standard Conformal Coat: None Power Supply: 24-48 Vdc Connector Type: Screw Terminal Block Secondary Inputs: 5 A Phase AC Input Channels: 3 AC Voltage, 21 AC Current Ethernet Communications Protocols: None Ethernet Connection Options: None Mainboard Input Voltage: 48 Vdc Mounting: Horizontal Panel Mount Chassis: 7U,Front Panel with 16 Target LEDs, 8 Operator Control Pushbuttons. 7U mounting option supports up to two I/O boards. I/O Board Slot B Control Input Voltage: 48 Vdc or Vac I/O Board Slot B Contact Outputs: 8 Standard Output Contacts 18 Common Inputs, 6 Independent Inputs, 8 Standard Form A Outputs. I/O Board Slot C Control Input Voltage: 48 Vdc or Vac I/O Board Slot C Contact Outputs: 8 Standard Output Contacts 18 Common Inputs, 6 Independent Inputs, 8 Standard Form A Outputs. I/O Board Slot D Control Input Voltage: None I/O Board Slot D Contact Outputs: NA I/O Board Slot E Control Input Voltage: None I/O Board Slot E Contact Outputs: NA DMA Bundle:No | PUR | SEL-487B With Conventional Secondary Inputs Summary: Sales Item Number: 487B#GREL Part Number: 0487B1X2X52XXXXC37MMXXX Special Spec: None Selected Options: Firmware: Standard Conformal Coat: None Power Supply: 24-48 Vdc Connector Type: Screw Terminal Block Secondary Inputs: 5 A Phase AC Input Channels: 3 AC Voltage, 21 AC Current Ethernet Communications Protocols: None Ethernet Connection Options: None Mainboard Input Voltage: 48 Vdc Mounting: Horizontal Panel Mount Chassis: 7U,Front Panel with 16 Target LEDs, 8 Operator Control Pushbuttons. 7U mounting option supports up to two I/O boards. I/O Board Slot B Control Input Voltage: 48 Vdc or Vac I/O Board Slot B Contact Outputs: 8 Standard Output Contacts 18 Common Inputs, 6 Independent Inputs, 8 Standard Form A Outputs. I/O Board Slot C Control Input Voltage: 48 Vdc or Vac I/O Board Slot C Contact Outputs: 8 Standard Output Contacts 18 Common Inputs, 6 Independent Inputs, 8 Standard Form A Outputs. I/O Board Slot D Control Input Voltage: None I/O Board Slot D Contact Outputs: NA I/O Board Slot E Control Input Voltage: None I/O Board Slot E Contact Outputs: NA DMA Bundle:No | EA | EA |  | FALSE |  | P | PPD | DAYTON |  | 077423-1-1
135757 | 2 | 1 | States | Dayton | Taylor Barrett | TRUE | 2026-08-27T00:00:00 | 2026-11-30T00:00:00 |  | 2 | 0 | 2 | 0 | 0 | 55369 | USA | N30 | 214 | SCHWEITZER ENGINEERING LABORATORIES | 99163 | 735#3L8P | SEL-735 Power Quality and Revenue Meter Summary: Sales Item Number: 735#3L8P Part Number: 0735LX10922CXXXXXX16101XX Special Spec: None Selected Options: Display: Color Touchscreen The color touchscreen display is available only in vertical orientation. Front Port: USB-C Front Panel Orientation: Vertical Enclosure Type: None Power Quality and Recording: Intermediate Meter Form: Form 9: Four-Wire Wye; 3 PTs, 3 CTs* Slot A Power Supply Voltage: 24-48 Vdc (Range: 19-58 Vdc) Slot A Control Input Voltage: 48 Vdc/Vac Slot B Ethernet (Port 1): Single 10/100BASE-T Slot B Port 3 Serial Port (includes Port 2 EIA-232 Standard): Port 3 EIA-232 Slot C Communications: Empty Slot D I/O: Empty Slot D Control Input Voltage: Empty Slot Z Current Class: CL2/10/20, Optimized for Low-End Accuracy System Frequency: 60 Hz Communications Protocol: Standard Standard Includes: SEL ASCII, SEL LMD, SEL Fast Meter, SEL Compressed ASCII, MV-90 Translation, Modbus, RTU/TCP, Mirrored Bits Communications, Telnet, DNP3 Level 2 Outstation and LAN/WAN, and Synchrophasors Front Panel Labeling: ANSI Conformal Coat: No Software Bundle: None Custom Nameplate Text Standard Front Nameplate: Yes | PUR | SEL-735 Power Quality and Revenue Meter Summary: Sales Item Number: 735#3L8P Part Number: 0735LX10922CXXXXXX16101XX Special Spec: None Selected Options: Display: Color Touchscreen The color touchscreen display is available only in vertical orientation. Front Port: USB-C Front Panel Orientation: Vertical Enclosure Type: None Power Quality and Recording: Intermediate Meter Form: Form 9: Four-Wire Wye; 3 PTs, 3 CTs* Slot A Power Supply Voltage: 24-48 Vdc (Range: 19-58 Vdc) Slot A Control Input Voltage: 48 Vdc/Vac Slot B Ethernet (Port 1): Single 10/100BASE-T Slot B Port 3 Serial Port (includes Port 2 EIA-232 Standard): Port 3 EIA-232 Slot C Communications: Empty Slot D I/O: Empty Slot D Control Input Voltage: Empty Slot Z Current Class: CL2/10/20, Optimized for Low-End Accuracy System Frequency: 60 Hz Communications Protocol: Standard Standard Includes: SEL ASCII, SEL LMD, SEL Fast Meter, SEL Compressed ASCII, MV-90 Translation, Modbus, RTU/TCP, Mirrored Bits Communications, Telnet, DNP3 Level 2 Outstation and LAN/WAN, and Synchrophasors Front Panel Labeling: ANSI Conformal Coat: No Software Bundle: None Custom Nameplate Text Standard Front Nameplate: Yes | EA | EA |  | FALSE |  | P | PPD | DAYTON |  | 077423-1-1
135757 | 4 | 1 | States | Dayton | Taylor Barrett | TRUE | 2026-08-27T00:00:00 | 2026-11-30T00:00:00 |  | 25 | 0 | 25 | 95.2 | 2380 | 55369 | USA | N30 | 214 | SCHWEITZER ENGINEERING LABORATORIES | 99163 | C804#0101 | SEL-C804 Multimode Fiber-Optic Arc-Flash Detection Point Sensor, 10 Meters Summary: Sales Item Number: C804#0101 Part Number: C80410XXXXX | PUR | SEL-C804 Multimode Fiber-Optic Arc-Flash Detection Point Sensor, 10 Meters Summary: Sales Item Number: C804#0101 Part Number: C80410XXXXX | EA | EA |  | FALSE |  | P | PPD | DAYTON
135757 | 3 | 1 | States | Dayton | Taylor Barrett | TRUE | 2026-08-27T00:00:00 | 2026-11-30T00:00:00 |  | 13 | 0 | 13 | 0 | 0 | 55369 | USA | N30 | 214 | SCHWEITZER ENGINEERING LABORATORIES | 99163 | 751#JNK8 | SEL-751 Feeder Protection Relay Summary: Sales Item Number: 751#JNK8 Part Number: 751002C1C0X70851C00 Special Spec: None Selected Options: Advanced Features: None User Interface: English Front Panel: 2x16 LCD With 4 Pushbuttons Slot A Power Supply Voltage: 24-48 Vdc Slot A Digital Input Voltage: 48 Vdc/Vac Slot B Ethernet (Port 1): Single 10/100BASE-T Ethernet The protocols SNTP, IEEE 1588-2008 firmware-based PTP and Modbus TCP are included. Slot B Multimode Fiber ST (Port 2): No Slot B Rear Serial Port (Port 3): EIA-232 IEC 61850 Protocol: No DNP3 Protocol: No IEC 60870-5-103 Protocol: No EtherNet/IP Protocol: No Extended IO (Slots 1, 2, 3, 4): None Slot C: 4 DI / 4 DO Electromechanical (Form A) Slot C Digital Input Voltage: 48 Vdc/Vac Slot D: Empty Slot D Digital Input Voltage: NA Slot E: Vsync (300 Vac) / Vbat (300 Vdc) / 4 Arc-Flash Detection Inputs For Arc-Flash Detection Point Sensors, Bare-Fiber Sensors, or Cable Accessories, see SEL-C804 Multimode Fiber-Optic Arc-Flash Detection (AFD) Sensors and C814 Arc-Flash Detection (AFD) Fiber Cables and Accessories. In order to achieve the 2-5 ms operate times for Arc-Flash Protection a 4 DI/4 DO Fast High Current Hybrid Card is required. 4 ACI / 3 AVI card required in Slot Z. Slot E Digital Input Voltage: NA Slot Z Voltage Inputs: 3-Phase AC Voltage (300 Vac) Slot Z Current Inputs: 5 Amp Phase, 5 Amp Neutral Conformal Coat: No DMA Bundle: No | PUR | SEL-751 Feeder Protection Relay Summary: Sales Item Number: 751#JNK8 Part Number: 751002C1C0X70851C00 Special Spec: None Selected Options: Advanced Features: None User Interface: English Front Panel: 2x16 LCD With 4 Pushbuttons Slot A Power Supply Voltage: 24-48 Vdc Slot A Digital Input Voltage: 48 Vdc/Vac Slot B Ethernet (Port 1): Single 10/100BASE-T Ethernet The protocols SNTP, IEEE 1588-2008 firmware-based PTP and Modbus TCP are included. Slot B Multimode Fiber ST (Port 2): No Slot B Rear Serial Port (Port 3): EIA-232 IEC 61850 Protocol: No DNP3 Protocol: No IEC 60870-5-103 Protocol: No EtherNet/IP Protocol: No Extended IO (Slots 1, 2, 3, 4): None Slot C: 4 DI / 4 DO Electromechanical (Form A) Slot C Digital Input Voltage: 48 Vdc/Vac Slot D: Empty Slot D Digital Input Voltage: NA Slot E: Vsync (300 Vac) / Vbat (300 Vdc) / 4 Arc-Flash Detection Inputs For Arc-Flash Detection Point Sensors, Bare-Fiber Sensors, or Cable Accessories, see SEL-C804 Multimode Fiber-Optic Arc-Flash Detection (AFD) Sensors and C814 Arc-Flash Detection (AFD) Fiber Cables and Accessories. In order to achieve the 2-5 ms operate times for Arc-Flash Protection a 4 DI/4 DO Fast High Current Hybrid Card is required. 4 ACI / 3 AVI card required in Slot Z. Slot E Digital Input Voltage: NA Slot Z Voltage Inputs: 3-Phase AC Voltage (300 Vac) Slot Z Current Inputs: 5 Amp Phase, 5 Amp Neutral Conformal Coat: No DMA Bundle: No | EA | EA |  | FALSE |  | P | PPD | DAYTON |  | 077423-1-1
135248 | 1 | 1 | States | Dayton | Taylor Barrett | TRUE | 2026-08-05T00:00:00 | 2027-05-05T00:00:00 | 2027-05-05T00:00:00 | 1 | 0 | 1 | 2175.32 | 2175.32 | 55369-6417 | USA | N30 | 214 | SCHWEITZER ENGINEERING LABORATORIES | 99163 | 751001ACA0X0X861F10 | Advanced Features None User Interface English Front Panel 2x16 LCD With 4 Pushbuttons Slot A Power Supply Voltage 110-250 Vdc (110-240 Vac); 50/60 Hz Slot A Digital Input Voltage 125 Vdc/Vac Slot B Ethernet (Port 1) Dual 10/100BASE-T Ethernet The protocols SNTP, IEEE 1588-2008 firmware-based PTP, PRP, and Modbus TCP are included.Slot B Multimode Fiber ST (Port 2)No Slot B Rear Serial Port (Port 3) EIA-232 IEC 61850 Protocol Yes DNP3 Protocol No IEC 60870-5-103 Protocol No EtherNet/IP Protocol No Slot C 4 DI / 4 DO Fast High Current Hybrid (Form A) Slot C Digital Input Voltage 125 Vdc/Vac Slot D Empty Slot D Digital Input Voltage NA Slot E Empty Slot E Digital Input Voltage NA Slot Z Voltage Inputs 3-Phase AC Voltage (300 Vac) Slot Z Current Inputs 5 Amp Phase, 1 Amp Neutral Conformal Coat No DMA Bundle No | PUR | 751#T7BF Advanced Features None User Interface English Front Panel 2x16 LCD With 4 Pushbuttons Slot A Power Supply Voltage 110-250 Vdc (110-240 Vac); 50/60 Hz Slot A Digital Input Voltage 125 Vdc/Vac Slot B Ethernet (Port 1) Dual 10/100BASE-T Ethernet The protocols SNTP, IEEE 1588-2008 firmware-based PTP, PRP, and Modbus TCP are included.Slot B Multimode Fiber ST (Port 2)No Slot B Rear Serial Port (Port 3) EIA-232 IEC 61850 Protocol Yes DNP3 Protocol No IEC 60870-5-103 Protocol No EtherNet/IP Protocol No Slot C 4 DI / 4 DO Fast High Current Hybrid (Form A) Slot C Digital Input Voltage 125 Vdc/Vac Slot D Empty Slot D Digital Input Voltage NA Slot E Empty Slot E Digital Input Voltage NA Slot Z Voltage Inputs 3-Phase AC Voltage (300 Vac) Slot Z Current Inputs 5 Amp Phase, 1 Amp Neutral Conformal Coat No DMA Bundle No | EA | EA |  | TRUE |  | P | PPD | DAYTON |  | 077179-1-1
134416 | 1 | 1 | States | Champlin | Taylor Barrett | TRUE | 2026-06-29T00:00:00 | 2026-11-12T00:00:00 | 2026-11-12T00:00:00 | 1 | 0 | 1 | 6305.11 | 6305.11 | 55316-3157 | USA | N30 | 214 | SCHWEITZER ENGINEERING LABORATORIES | 99163 | 0700GT2BBBCB7585A300 | 700GT+, INTERTIE AND GENERATOR PROTECTION PLUS AUTO SYNCHRONIZER, 5-INCH COLOR TOUCHSCREEN WITH 8 PUSHBUTTONS SLOT A: 24-48VDC SUPPLY POWER, 24VDC/VAC INPUTS SLOT B: SINGLE 10/100BASE-T ETHERNET, EIA-485 SLOT C: 3DI/4DO ELECTROMECHANICAL FORM A 24VDC/VAC INPUTS, 1AO (4-20mA RANGE) SLOT D: 4DI/4DO FAST HIGH CURRENT HYBRID FORM A 24VDC/VAC SLOT E: 3-PHASE 5A AC CURRENT INPUT,3-PHASE AC VOLTAGE (300VAC) INPUT, VSYNC INPUT SLOT Z: 3-PHASE 5A AC CURRENT INPUT, NEUTRAL 5A AC CURRENT INPUT, 3-PHASE AC VOLTAGE (300VAC) INPUT | PUR | 700GT+, INTERTIE AND GENERATOR PROTECTION PLUS AUTO SYNCHRONIZER, 5-INCH COLOR TOUCHSCREEN WITH 8 PUSHBUTTONS SLOT A: 24-48VDC SUPPLY POWER, 24VDC/VAC INPUTS SLOT B: SINGLE 10/100BASE-T ETHERNET, EIA-485 SLOT C: 3DI/4DO ELECTROMECHANICAL FORM A 24VDC/VAC INPUTS, 1AO (4-20mA RANGE) SLOT D: 4DI/4DO FAST HIGH CURRENT HYBRID FORM A 24VDC/VAC SLOT E: 3-PHASE 5A AC CURRENT INPUT,3-PHASE AC VOLTAGE (300VAC) INPUT, VSYNC INPUT SLOT Z: 3-PHASE 5A AC CURRENT INPUT, NEUTRAL 5A AC CURRENT INPUT, 3-PHASE AC VOLTAGE (300VAC) INPUT | EA | EA |  | TRUE |  | P | PPD
134150 | 1 | 7 | States | Dayton | Taylor Barrett | TRUE | 2026-06-16T00:00:00 | 2026-10-26T00:00:00 |  | 10 | 0 | 10 | 218 | 17440 | 55369-6417 | USA | N30 | 214 | SCHWEITZER ENGINEERING LABORATORIES | 99163 | 8130-01 | SFP Transceiver 8130-01 (1000BASE-LX 1310 nm, Single-Mode, 10 km) | PUR | SFP Transceiver 8130-01 (1000BASE-LX 1310 nm, Single-Mode, 10 km) | EA | EA |  | TRUE |  | P | PPD | DAYTON | 2026-10-26T00:00:00 | 77395-1-4-2
134150 | 1 | 3 | States | Dayton | Taylor Barrett | TRUE | 2026-06-16T00:00:00 | 2026-09-28T00:00:00 |  | 10 | 0 | 10 | 218 | 17440 | 55369-6417 | USA | N30 | 214 | SCHWEITZER ENGINEERING LABORATORIES | 99163 | 8130-01 | SFP Transceiver 8130-01 (1000BASE-LX 1310 nm, Single-Mode, 10 km) | PUR | SFP Transceiver 8130-01 (1000BASE-LX 1310 nm, Single-Mode, 10 km) | EA | EA |  | TRUE |  | P | PPD | DAYTON | 2026-09-28T00:00:00 | 77395-1-2-2
134150 | 1 | 2 | States | Dayton | Taylor Barrett | TRUE | 2026-06-16T00:00:00 | 2026-09-28T00:00:00 |  | 10 | 0 | 10 | 218 | 17440 | 55369-6417 | USA | N30 | 214 | SCHWEITZER ENGINEERING LABORATORIES | 99163 | 8130-01 | SFP Transceiver 8130-01 (1000BASE-LX 1310 nm, Single-Mode, 10 km) | PUR | SFP Transceiver 8130-01 (1000BASE-LX 1310 nm, Single-Mode, 10 km) | EA | EA |  | TRUE |  | P | PPD | DAYTON | 2026-09-28T00:00:00 | 77395-1-2-1
134150 | 1 | 5 | States | Dayton | Taylor Barrett | TRUE | 2026-06-16T00:00:00 | 2026-10-26T00:00:00 |  | 10 | 0 | 10 | 218 | 17440 | 55369-6417 | USA | N30 | 214 | SCHWEITZER ENGINEERING LABORATORIES | 99163 | 8130-01 | SFP Transceiver 8130-01 (1000BASE-LX 1310 nm, Single-Mode, 10 km) | PUR | SFP Transceiver 8130-01 (1000BASE-LX 1310 nm, Single-Mode, 10 km) | EA | EA |  | TRUE |  | P | PPD | DAYTON | 2026-10-26T00:00:00 | 77395-1-3-2
134150 | 2 | 3 | States | Dayton | Taylor Barrett | TRUE | 2026-06-16T00:00:00 | 2026-10-26T00:00:00 | 2026-10-26T00:00:00 | 87 | 0 | 87 | 100 | 23200 | 55369-6417 | USA | N30 | 214 | SCHWEITZER ENGINEERING LABORATORIES | 99163 | 8109-01 | SFP Transceiver 8109-01 (100BASE-FX, Dual-Fiber, 1310 nm, Multimode, LC Connector, 2 km) | PUR | SFP Transceiver 8109-01 (100BASE-FX, Dual-Fiber, 1310 nm, Multimode, LC Connector, 2 km) | EA | EA |  | TRUE |  | P | PPD | DAYTON
134150 | 2 | 2 | States | Dayton | Taylor Barrett | TRUE | 2026-06-16T00:00:00 | 2026-09-28T00:00:00 | 2026-09-28T00:00:00 | 87 | 0 | 87 | 100 | 23200 | 55369-6417 | USA | N30 | 214 | SCHWEITZER ENGINEERING LABORATORIES | 99163 | 8109-01 | SFP Transceiver 8109-01 (100BASE-FX, Dual-Fiber, 1310 nm, Multimode, LC Connector, 2 km) | PUR | SFP Transceiver 8109-01 (100BASE-FX, Dual-Fiber, 1310 nm, Multimode, LC Connector, 2 km) | EA | EA |  | TRUE |  | P | PPD | DAYTON
134150 | 1 | 4 | States | Dayton | Taylor Barrett | TRUE | 2026-06-16T00:00:00 | 2026-09-28T00:00:00 |  | 10 | 0 | 10 | 218 | 17440 | 55369-6417 | USA | N30 | 214 | SCHWEITZER ENGINEERING LABORATORIES | 99163 | 8130-01 | SFP Transceiver 8130-01 (1000BASE-LX 1310 nm, Single-Mode, 10 km) | PUR | SFP Transceiver 8130-01 (1000BASE-LX 1310 nm, Single-Mode, 10 km) | EA | EA |  | TRUE |  | P | PPD | DAYTON | 2026-09-28T00:00:00 | 77395-1-3-1
134150 | 1 | 6 | States | Dayton | Taylor Barrett | TRUE | 2026-06-16T00:00:00 | 2026-10-26T00:00:00 |  | 10 | 0 | 10 | 218 | 17440 | 55369-6417 | USA | N30 | 214 | SCHWEITZER ENGINEERING LABORATORIES | 99163 | 8130-01 | SFP Transceiver 8130-01 (1000BASE-LX 1310 nm, Single-Mode, 10 km) | PUR | SFP Transceiver 8130-01 (1000BASE-LX 1310 nm, Single-Mode, 10 km) | EA | EA |  | TRUE |  | P | PPD | DAYTON | 2026-10-26T00:00:00 | 77395-1-4-1
134116 | 1 | 1 | States | Champlin | Taylor Barrett | TRUE | 2026-06-15T00:00:00 | 2026-12-07T00:00:00 | 2026-12-07T00:00:00 | 1 | 0 | 1 | 6195.82 | 6195.82 | 55316-3157 | USA | N30 | 214 | SCHWEITZER ENGINEERING LABORATORIES | 99163 | 24880PCX1181BF23X | Time Distribution Protocols: IRIG-B, NTP Mounting: Horizontal Panel Mount Power Supply A: 24/48 Vdc Power Supply B: None Ethernet Port (ETH 1, ETH 2): 2 10/100BASE-T Ethernet Port (ETH 3, ETH 4): 2 10/100BASE-T Holdover: OCXO Frequency Outputs: 1 Square Wave and 5 10MHz Sine Wave Antenna: Complete 75ft LMR-400 GPS/GLONASS Installation Kit Includes: (1) GPS/GLONASS Antenna (9524B) (1) 50' Low-Loss LMR-400-FR Cable (C961C-050) (1) 25' Low-Loss LMR-400-FR Cable (C961C-025) (1) Gas Tube Coax Surge Protector and Mounting Kit (915900139) (1) Antenna Pipe-Mounting Kit (915900043) Conformal Coat: No | PUR | Time Distribution Protocols: IRIG-B, NTP Mounting: Horizontal Panel Mount Power Supply A: 24/48 Vdc Power Supply B: None Ethernet Port (ETH 1, ETH 2): 2 10/100BASE-T Ethernet Port (ETH 3, ETH 4): 2 10/100BASE-T Holdover: OCXO Frequency Outputs: 1 Square Wave and 5 10MHz Sine Wave Antenna: Complete 75ft LMR-400 GPS/GLONASS Installation Kit Includes: (1) GPS/GLONASS Antenna (9524B) (1) 50' Low-Loss LMR-400-FR Cable (C961C-050) (1) 25' Low-Loss LMR-400-FR Cable (C961C-025) (1) Gas Tube Coax Surge Protector and Mounting Kit (915900139) (1) Antenna Pipe-Mounting Kit (915900043) Conformal Coat: No | EA | EA |  | TRUE |  | P | PPD | 100
133028 | 1 | 1 | States | Dayton | Taylor Barrett | TRUE | 2026-05-06T00:00:00 | 2026-11-16T00:00:00 | 2026-11-16T00:00:00 | 1 | 0 | 1 | 5611.41 | 5611.41 | 55369-6417 | USA | N30 | 214 | SCHWEITZER ENGINEERING LABORATORIES | 99163 | 700G#G0FF | 0700G12CCCCC76850380 Model Options 700G1+, Basic Generator Protection plus 87, Gen 25, 64G, 21, 78, 78VS, Auto Synchronizer User Interface English Front Panel 2x16 LCD With 8 Pushbuttons Slot A Power Supply Voltage 24-48 Vdc Slot A Digital Input Voltage 48 Vdc/Vac Slot B Ethernet (Port 1) Single 10/100BASE-T Ethernet The protocols SNTP, IEEE 1588-2008 firmware-based PTP and Modbus TCP are included. Slot B Rear Serial Port (Port 3) EIA-485 IEC 61850 Protocol No DNP3 Protocol No IEC 60870-5-103 Protocol No EtherNet/IP Protocol Yes Slot C 4 DI / 4 DO Fast High Current Hybrid (Form A) Slot C Digital Input Voltage 48 Vdc/Vac Slot D 4 DI / 4 DO Fast High Current Hybrid (Form A) Slot D Digital Input Voltage 48 Vdc/Vac Slot E 3-Phase 5 Amp AC Current Input / Vsync Input and Vn (300 Vac) Input (SELECT 3 ACI / 2 AVI) Slot E Digital Input Voltage NA Slot Z Current and/or Voltage Inputs 3-Phase 5 Amp AC Current Input / 5 Amp Neutral AC Current Input / 3-Phase AC Voltage (300 Vac) (SELECT 4 ACI / 3 AVI) Conformal Coat No |  | 0700G12CCCCC76850380 Model Options 700G1+, Basic Generator Protection plus 87, Gen 25, 64G, 21, 78, 78VS, Auto Synchronizer User Interface English Front Panel 2x16 LCD With 8 Pushbuttons Slot A Power Supply Voltage 24-48 Vdc Slot A Digital Input Voltage 48 Vdc/Vac Slot B Ethernet (Port 1) Single 10/100BASE-T Ethernet The protocols SNTP, IEEE 1588-2008 firmware-based PTP and Modbus TCP are included. Slot B Rear Serial Port (Port 3) EIA-485 IEC 61850 Protocol No DNP3 Protocol No IEC 60870-5-103 Protocol No EtherNet/IP Protocol Yes Slot C 4 DI / 4 DO Fast High Current Hybrid (Form A) Slot C Digital Input Voltage 48 Vdc/Vac Slot D 4 DI / 4 DO Fast High Current Hybrid (Form A) Slot D Digital Input Voltage 48 Vdc/Vac Slot E 3-Phase 5 Amp AC Current Input / Vsync Input and Vn (300 Vac) Input (SELECT 3 ACI / 2 AVI) Slot E Digital Input Voltage NA Slot Z Current and/or Voltage Inputs 3-Phase 5 Amp AC Current Input / 5 Amp Neutral AC Current Input / 3-Phase AC Voltage (300 Vac) (SELECT 4 ACI / 3 AVI) Conformal Coat No | EA | EA |  | TRUE |  | P | PPD | DAYTON |  | 77198-1
133028 | 2 | 1 | States | Dayton | Taylor Barrett | TRUE | 2026-05-06T00:00:00 | 2026-11-16T00:00:00 | 2026-11-16T00:00:00 | 1 | 0 | 1 | 2286.02 | 2286.02 | 55369-6417 | USA | N30 | 214 | SCHWEITZER ENGINEERING LABORATORIES | 99163 | 751#GHCX | 751002CCCCC0X851F80 Advanced Features None User Interface English Front Panel 2x16 LCD With 4 Pushbuttons Slot A Power Supply Voltage 24-48 Vdc Slot A Digital Input Voltage 48 Vdc/Vac Slot B Ethernet (Port 1) Dual 10/100BASE-T Ethernet The protocols SNTP, IEEE 1588-2008 firmware-based PTP, PRP, and Modbus TCP are included. Slot B Multimode Fiber ST (Port 2) No Slot B Rear Serial Port (Port 3) EIA-232 IEC 61850 Protocol No DNP3 Protocol No IEC 60870-5-103 Protocol No EtherNet/IP Protocol Yes Slot C 4 DI / 4 DO Fast High Current Hybrid (Form A) Slot C Digital Input Voltage 48 Vdc/Vac Slot D 4 DI / 4 DO Fast High Current Hybrid (Form A) Slot D Digital Input Voltage 48 Vdc/Vac Slot E Empty Slot E Digital Input Voltage NA Slot Z Voltage Inputs 3-Phase AC Voltage (300 Vac) Slot Z Current Inputs 5 Amp Phase, 5 Amp Neutral Conformal Coat No DMA Bundle No |  | 751002CCCCC0X851F80 Advanced Features None User Interface English Front Panel 2x16 LCD With 4 Pushbuttons Slot A Power Supply Voltage 24-48 Vdc Slot A Digital Input Voltage 48 Vdc/Vac Slot B Ethernet (Port 1) Dual 10/100BASE-T Ethernet The protocols SNTP, IEEE 1588-2008 firmware-based PTP, PRP, and Modbus TCP are included. Slot B Multimode Fiber ST (Port 2) No Slot B Rear Serial Port (Port 3) EIA-232 IEC 61850 Protocol No DNP3 Protocol No IEC 60870-5-103 Protocol No EtherNet/IP Protocol Yes Slot C 4 DI / 4 DO Fast High Current Hybrid (Form A) Slot C Digital Input Voltage 48 Vdc/Vac Slot D 4 DI / 4 DO Fast High Current Hybrid (Form A) Slot D Digital Input Voltage 48 Vdc/Vac Slot E Empty Slot E Digital Input Voltage NA Slot Z Voltage Inputs 3-Phase AC Voltage (300 Vac) Slot Z Current Inputs 5 Amp Phase, 5 Amp Neutral Conformal Coat No DMA Bundle No | EA | EA |  | TRUE |  | P | PPD | DAYTON |  | 77198-1
134756 | 1 | 3 | States | Dayton | Taylor Barrett | TRUE | 2026-07-14T00:00:00 | 2027-01-06T00:00:00 | 2027-01-06T00:00:00 | 4 | 0 | 4 | 2816.02 | 95744.68 | 55369-6417 | USA | N30 | 214 | SCHWEITZER ENGINEERING LABORATORIES | 99163 | 751#W8X6 | SEL-751 Feeder Protection Relay Summary: Sales Item Number: 751#W8X6 Part Number: 751002CCC0X0XL5BF10 Special Spec: None Selected Options: Advanced Features: None User Interface: English Front Panel: 5-inch Color Touchscreen With 4 Pushbuttons Slot A Power Supply Voltage: 24-48 Vdc Slot A Digital Input Voltage: 48 Vdc/Vac Slot B Ethernet (Port 1): Dual 10/100BASE-T Ethernet The protocols SNTP, IEEE 1588-2008 firmware-based PTP, PRP, and Modbus TCP are included. Slot B Multimode Fiber ST (Port 2):No Slot B Rear Serial Port (Port 3): EIA-232 IEC 61850 Protocol: Yes DNP3 Protocol: No IEC 60870-5-103 Protocol: No EtherNet/IP Protocol: No Slot C: 4 DI / 4 DO Fast High Current Hybrid (Form A) Slot C Digital Input Voltage: 48 Vdc/Vac Slot D: Empty Slot D Digital Input Voltage: NA Slot E: Empty Slot E Digital Input Voltage: NA Slot Z Voltage Inputs: 3-Phase LEA AC Voltage (8 Vac) Slot Z Current Inputs: 5 Amp Phase, 5 Amp Neutral Conformal Coat: No DMA Bundle: No | PUR | SEL-751 Feeder Protection Relay Summary: Sales Item Number: 751#W8X6 Part Number: 751002CCC0X0XL5BF10 Special Spec: None Selected Options: Advanced Features: None User Interface: English Front Panel: 5-inch Color Touchscreen With 4 Pushbuttons Slot A Power Supply Voltage: 24-48 Vdc Slot A Digital Input Voltage: 48 Vdc/Vac Slot B Ethernet (Port 1): Dual 10/100BASE-T Ethernet The protocols SNTP, IEEE 1588-2008 firmware-based PTP, PRP, and Modbus TCP are included. Slot B Multimode Fiber ST (Port 2):No Slot B Rear Serial Port (Port 3): EIA-232 IEC 61850 Protocol: Yes DNP3 Protocol: No IEC 60870-5-103 Protocol: No EtherNet/IP Protocol: No Slot C: 4 DI / 4 DO Fast High Current Hybrid (Form A) Slot C Digital Input Voltage: 48 Vdc/Vac Slot D: Empty Slot D Digital Input Voltage: NA Slot E: Empty Slot E Digital Input Voltage: NA Slot Z Voltage Inputs: 3-Phase LEA AC Voltage (8 Vac) Slot Z Current Inputs: 5 Amp Phase, 5 Amp Neutral Conformal Coat: No DMA Bundle: No | EA | EA |  | TRUE |  | P | PPD | DAYTON |  | 77360-3
134756 | 1 | 5 | States | Dayton | Taylor Barrett | TRUE | 2026-07-14T00:00:00 | 2027-01-06T00:00:00 | 2027-01-06T00:00:00 | 7 | 0 | 7 | 2816.02 | 95744.68 | 55369-6417 | USA | N30 | 214 | SCHWEITZER ENGINEERING LABORATORIES | 99163 | 751#W8X6 | SEL-751 Feeder Protection Relay Summary: Sales Item Number: 751#W8X6 Part Number: 751002CCC0X0XL5BF10 Special Spec: None Selected Options: Advanced Features: None User Interface: English Front Panel: 5-inch Color Touchscreen With 4 Pushbuttons Slot A Power Supply Voltage: 24-48 Vdc Slot A Digital Input Voltage: 48 Vdc/Vac Slot B Ethernet (Port 1): Dual 10/100BASE-T Ethernet The protocols SNTP, IEEE 1588-2008 firmware-based PTP, PRP, and Modbus TCP are included. Slot B Multimode Fiber ST (Port 2):No Slot B Rear Serial Port (Port 3): EIA-232 IEC 61850 Protocol: Yes DNP3 Protocol: No IEC 60870-5-103 Protocol: No EtherNet/IP Protocol: No Slot C: 4 DI / 4 DO Fast High Current Hybrid (Form A) Slot C Digital Input Voltage: 48 Vdc/Vac Slot D: Empty Slot D Digital Input Voltage: NA Slot E: Empty Slot E Digital Input Voltage: NA Slot Z Voltage Inputs: 3-Phase LEA AC Voltage (8 Vac) Slot Z Current Inputs: 5 Amp Phase, 5 Amp Neutral Conformal Coat: No DMA Bundle: No | PUR | SEL-751 Feeder Protection Relay Summary: Sales Item Number: 751#W8X6 Part Number: 751002CCC0X0XL5BF10 Special Spec: None Selected Options: Advanced Features: None User Interface: English Front Panel: 5-inch Color Touchscreen With 4 Pushbuttons Slot A Power Supply Voltage: 24-48 Vdc Slot A Digital Input Voltage: 48 Vdc/Vac Slot B Ethernet (Port 1): Dual 10/100BASE-T Ethernet The protocols SNTP, IEEE 1588-2008 firmware-based PTP, PRP, and Modbus TCP are included. Slot B Multimode Fiber ST (Port 2):No Slot B Rear Serial Port (Port 3): EIA-232 IEC 61850 Protocol: Yes DNP3 Protocol: No IEC 60870-5-103 Protocol: No EtherNet/IP Protocol: No Slot C: 4 DI / 4 DO Fast High Current Hybrid (Form A) Slot C Digital Input Voltage: 48 Vdc/Vac Slot D: Empty Slot D Digital Input Voltage: NA Slot E: Empty Slot E Digital Input Voltage: NA Slot Z Voltage Inputs: 3-Phase LEA AC Voltage (8 Vac) Slot Z Current Inputs: 5 Amp Phase, 5 Amp Neutral Conformal Coat: No DMA Bundle: No | EA | EA |  | TRUE |  | P | PPD | DAYTON |  | 77360-5
134756 | 1 | 6 | States | Dayton | Taylor Barrett | TRUE | 2026-07-14T00:00:00 | 2027-01-06T00:00:00 | 2027-01-06T00:00:00 | 7 | 0 | 7 | 2816.02 | 95744.68 | 55369-6417 | USA | N30 | 214 | SCHWEITZER ENGINEERING LABORATORIES | 99163 | 751#W8X6 | SEL-751 Feeder Protection Relay Summary: Sales Item Number: 751#W8X6 Part Number: 751002CCC0X0XL5BF10 Special Spec: None Selected Options: Advanced Features: None User Interface: English Front Panel: 5-inch Color Touchscreen With 4 Pushbuttons Slot A Power Supply Voltage: 24-48 Vdc Slot A Digital Input Voltage: 48 Vdc/Vac Slot B Ethernet (Port 1): Dual 10/100BASE-T Ethernet The protocols SNTP, IEEE 1588-2008 firmware-based PTP, PRP, and Modbus TCP are included. Slot B Multimode Fiber ST (Port 2):No Slot B Rear Serial Port (Port 3): EIA-232 IEC 61850 Protocol: Yes DNP3 Protocol: No IEC 60870-5-103 Protocol: No EtherNet/IP Protocol: No Slot C: 4 DI / 4 DO Fast High Current Hybrid (Form A) Slot C Digital Input Voltage: 48 Vdc/Vac Slot D: Empty Slot D Digital Input Voltage: NA Slot E: Empty Slot E Digital Input Voltage: NA Slot Z Voltage Inputs: 3-Phase LEA AC Voltage (8 Vac) Slot Z Current Inputs: 5 Amp Phase, 5 Amp Neutral Conformal Coat: No DMA Bundle: No | PUR | SEL-751 Feeder Protection Relay Summary: Sales Item Number: 751#W8X6 Part Number: 751002CCC0X0XL5BF10 Special Spec: None Selected Options: Advanced Features: None User Interface: English Front Panel: 5-inch Color Touchscreen With 4 Pushbuttons Slot A Power Supply Voltage: 24-48 Vdc Slot A Digital Input Voltage: 48 Vdc/Vac Slot B Ethernet (Port 1): Dual 10/100BASE-T Ethernet The protocols SNTP, IEEE 1588-2008 firmware-based PTP, PRP, and Modbus TCP are included. Slot B Multimode Fiber ST (Port 2):No Slot B Rear Serial Port (Port 3): EIA-232 IEC 61850 Protocol: Yes DNP3 Protocol: No IEC 60870-5-103 Protocol: No EtherNet/IP Protocol: No Slot C: 4 DI / 4 DO Fast High Current Hybrid (Form A) Slot C Digital Input Voltage: 48 Vdc/Vac Slot D: Empty Slot D Digital Input Voltage: NA Slot E: Empty Slot E Digital Input Voltage: NA Slot Z Voltage Inputs: 3-Phase LEA AC Voltage (8 Vac) Slot Z Current Inputs: 5 Amp Phase, 5 Amp Neutral Conformal Coat: No DMA Bundle: No | EA | EA |  | TRUE |  | P | PPD | DAYTON |  | 77360-6
134756 | 1 | 2 | States | Dayton | Taylor Barrett | TRUE | 2026-07-14T00:00:00 | 2027-01-06T00:00:00 | 2027-01-06T00:00:00 | 2 | 0 | 2 | 2816.02 | 95744.68 | 55369-6417 | USA | N30 | 214 | SCHWEITZER ENGINEERING LABORATORIES | 99163 | 751#W8X6 | SEL-751 Feeder Protection Relay Summary: Sales Item Number: 751#W8X6 Part Number: 751002CCC0X0XL5BF10 Special Spec: None Selected Options: Advanced Features: None User Interface: English Front Panel: 5-inch Color Touchscreen With 4 Pushbuttons Slot A Power Supply Voltage: 24-48 Vdc Slot A Digital Input Voltage: 48 Vdc/Vac Slot B Ethernet (Port 1): Dual 10/100BASE-T Ethernet The protocols SNTP, IEEE 1588-2008 firmware-based PTP, PRP, and Modbus TCP are included. Slot B Multimode Fiber ST (Port 2):No Slot B Rear Serial Port (Port 3): EIA-232 IEC 61850 Protocol: Yes DNP3 Protocol: No IEC 60870-5-103 Protocol: No EtherNet/IP Protocol: No Slot C: 4 DI / 4 DO Fast High Current Hybrid (Form A) Slot C Digital Input Voltage: 48 Vdc/Vac Slot D: Empty Slot D Digital Input Voltage: NA Slot E: Empty Slot E Digital Input Voltage: NA Slot Z Voltage Inputs: 3-Phase LEA AC Voltage (8 Vac) Slot Z Current Inputs: 5 Amp Phase, 5 Amp Neutral Conformal Coat: No DMA Bundle: No | PUR | SEL-751 Feeder Protection Relay Summary: Sales Item Number: 751#W8X6 Part Number: 751002CCC0X0XL5BF10 Special Spec: None Selected Options: Advanced Features: None User Interface: English Front Panel: 5-inch Color Touchscreen With 4 Pushbuttons Slot A Power Supply Voltage: 24-48 Vdc Slot A Digital Input Voltage: 48 Vdc/Vac Slot B Ethernet (Port 1): Dual 10/100BASE-T Ethernet The protocols SNTP, IEEE 1588-2008 firmware-based PTP, PRP, and Modbus TCP are included. Slot B Multimode Fiber ST (Port 2):No Slot B Rear Serial Port (Port 3): EIA-232 IEC 61850 Protocol: Yes DNP3 Protocol: No IEC 60870-5-103 Protocol: No EtherNet/IP Protocol: No Slot C: 4 DI / 4 DO Fast High Current Hybrid (Form A) Slot C Digital Input Voltage: 48 Vdc/Vac Slot D: Empty Slot D Digital Input Voltage: NA Slot E: Empty Slot E Digital Input Voltage: NA Slot Z Voltage Inputs: 3-Phase LEA AC Voltage (8 Vac) Slot Z Current Inputs: 5 Amp Phase, 5 Amp Neutral Conformal Coat: No DMA Bundle: No | EA | EA |  | TRUE |  | P | PPD | DAYTON |  | 77360-2
134756 | 1 | 4 | States | Dayton | Taylor Barrett | TRUE | 2026-07-14T00:00:00 | 2027-01-06T00:00:00 | 2027-01-06T00:00:00 | 7 | 0 | 7 | 2816.02 | 95744.68 | 55369-6417 | USA | N30 | 214 | SCHWEITZER ENGINEERING LABORATORIES | 99163 | 751#W8X6 | SEL-751 Feeder Protection Relay Summary: Sales Item Number: 751#W8X6 Part Number: 751002CCC0X0XL5BF10 Special Spec: None Selected Options: Advanced Features: None User Interface: English Front Panel: 5-inch Color Touchscreen With 4 Pushbuttons Slot A Power Supply Voltage: 24-48 Vdc Slot A Digital Input Voltage: 48 Vdc/Vac Slot B Ethernet (Port 1): Dual 10/100BASE-T Ethernet The protocols SNTP, IEEE 1588-2008 firmware-based PTP, PRP, and Modbus TCP are included. Slot B Multimode Fiber ST (Port 2):No Slot B Rear Serial Port (Port 3): EIA-232 IEC 61850 Protocol: Yes DNP3 Protocol: No IEC 60870-5-103 Protocol: No EtherNet/IP Protocol: No Slot C: 4 DI / 4 DO Fast High Current Hybrid (Form A) Slot C Digital Input Voltage: 48 Vdc/Vac Slot D: Empty Slot D Digital Input Voltage: NA Slot E: Empty Slot E Digital Input Voltage: NA Slot Z Voltage Inputs: 3-Phase LEA AC Voltage (8 Vac) Slot Z Current Inputs: 5 Amp Phase, 5 Amp Neutral Conformal Coat: No DMA Bundle: No | PUR | SEL-751 Feeder Protection Relay Summary: Sales Item Number: 751#W8X6 Part Number: 751002CCC0X0XL5BF10 Special Spec: None Selected Options: Advanced Features: None User Interface: English Front Panel: 5-inch Color Touchscreen With 4 Pushbuttons Slot A Power Supply Voltage: 24-48 Vdc Slot A Digital Input Voltage: 48 Vdc/Vac Slot B Ethernet (Port 1): Dual 10/100BASE-T Ethernet The protocols SNTP, IEEE 1588-2008 firmware-based PTP, PRP, and Modbus TCP are included. Slot B Multimode Fiber ST (Port 2):No Slot B Rear Serial Port (Port 3): EIA-232 IEC 61850 Protocol: Yes DNP3 Protocol: No IEC 60870-5-103 Protocol: No EtherNet/IP Protocol: No Slot C: 4 DI / 4 DO Fast High Current Hybrid (Form A) Slot C Digital Input Voltage: 48 Vdc/Vac Slot D: Empty Slot D Digital Input Voltage: NA Slot E: Empty Slot E Digital Input Voltage: NA Slot Z Voltage Inputs: 3-Phase LEA AC Voltage (8 Vac) Slot Z Current Inputs: 5 Amp Phase, 5 Amp Neutral Conformal Coat: No DMA Bundle: No | EA | EA |  | TRUE |  | P | PPD | DAYTON |  | 77360-4
134756 | 1 | 1 | States | Dayton | Taylor Barrett | TRUE | 2026-07-14T00:00:00 | 2027-01-06T00:00:00 | 2027-01-06T00:00:00 | 1 | 0 | 1 | 2816.02 | 95744.68 | 55369-6417 | USA | N30 | 214 | SCHWEITZER ENGINEERING LABORATORIES | 99163 | 751#W8X6 | SEL-751 Feeder Protection Relay Summary: Sales Item Number: 751#W8X6 Part Number: 751002CCC0X0XL5BF10 Special Spec: None Selected Options: Advanced Features: None User Interface: English Front Panel: 5-inch Color Touchscreen With 4 Pushbuttons Slot A Power Supply Voltage: 24-48 Vdc Slot A Digital Input Voltage: 48 Vdc/Vac Slot B Ethernet (Port 1): Dual 10/100BASE-T Ethernet The protocols SNTP, IEEE 1588-2008 firmware-based PTP, PRP, and Modbus TCP are included. Slot B Multimode Fiber ST (Port 2):No Slot B Rear Serial Port (Port 3): EIA-232 IEC 61850 Protocol: Yes DNP3 Protocol: No IEC 60870-5-103 Protocol: No EtherNet/IP Protocol: No Slot C: 4 DI / 4 DO Fast High Current Hybrid (Form A) Slot C Digital Input Voltage: 48 Vdc/Vac Slot D: Empty Slot D Digital Input Voltage: NA Slot E: Empty Slot E Digital Input Voltage: NA Slot Z Voltage Inputs: 3-Phase LEA AC Voltage (8 Vac) Slot Z Current Inputs: 5 Amp Phase, 5 Amp Neutral Conformal Coat: No DMA Bundle: No | PUR | SEL-751 Feeder Protection Relay Summary: Sales Item Number: 751#W8X6 Part Number: 751002CCC0X0XL5BF10 Special Spec: None Selected Options: Advanced Features: None User Interface: English Front Panel: 5-inch Color Touchscreen With 4 Pushbuttons Slot A Power Supply Voltage: 24-48 Vdc Slot A Digital Input Voltage: 48 Vdc/Vac Slot B Ethernet (Port 1): Dual 10/100BASE-T Ethernet The protocols SNTP, IEEE 1588-2008 firmware-based PTP, PRP, and Modbus TCP are included. Slot B Multimode Fiber ST (Port 2):No Slot B Rear Serial Port (Port 3): EIA-232 IEC 61850 Protocol: Yes DNP3 Protocol: No IEC 60870-5-103 Protocol: No EtherNet/IP Protocol: No Slot C: 4 DI / 4 DO Fast High Current Hybrid (Form A) Slot C Digital Input Voltage: 48 Vdc/Vac Slot D: Empty Slot D Digital Input Voltage: NA Slot E: Empty Slot E Digital Input Voltage: NA Slot Z Voltage Inputs: 3-Phase LEA AC Voltage (8 Vac) Slot Z Current Inputs: 5 Amp Phase, 5 Amp Neutral Conformal Coat: No DMA Bundle: No | EA | EA |  | TRUE |  | P | PPD | DAYTON |  | 77360-1
134756 | 1 | 7 | States | Dayton | Taylor Barrett | TRUE | 2026-07-14T00:00:00 | 2027-01-06T00:00:00 | 2027-01-06T00:00:00 | 6 | 0 | 6 | 2816.02 | 95744.68 | 55369-6417 | USA | N30 | 214 | SCHWEITZER ENGINEERING LABORATORIES | 99163 | 751#W8X6 | SEL-751 Feeder Protection Relay Summary: Sales Item Number: 751#W8X6 Part Number: 751002CCC0X0XL5BF10 Special Spec: None Selected Options: Advanced Features: None User Interface: English Front Panel: 5-inch Color Touchscreen With 4 Pushbuttons Slot A Power Supply Voltage: 24-48 Vdc Slot A Digital Input Voltage: 48 Vdc/Vac Slot B Ethernet (Port 1): Dual 10/100BASE-T Ethernet The protocols SNTP, IEEE 1588-2008 firmware-based PTP, PRP, and Modbus TCP are included. Slot B Multimode Fiber ST (Port 2):No Slot B Rear Serial Port (Port 3): EIA-232 IEC 61850 Protocol: Yes DNP3 Protocol: No IEC 60870-5-103 Protocol: No EtherNet/IP Protocol: No Slot C: 4 DI / 4 DO Fast High Current Hybrid (Form A) Slot C Digital Input Voltage: 48 Vdc/Vac Slot D: Empty Slot D Digital Input Voltage: NA Slot E: Empty Slot E Digital Input Voltage: NA Slot Z Voltage Inputs: 3-Phase LEA AC Voltage (8 Vac) Slot Z Current Inputs: 5 Amp Phase, 5 Amp Neutral Conformal Coat: No DMA Bundle: No | PUR | SEL-751 Feeder Protection Relay Summary: Sales Item Number: 751#W8X6 Part Number: 751002CCC0X0XL5BF10 Special Spec: None Selected Options: Advanced Features: None User Interface: English Front Panel: 5-inch Color Touchscreen With 4 Pushbuttons Slot A Power Supply Voltage: 24-48 Vdc Slot A Digital Input Voltage: 48 Vdc/Vac Slot B Ethernet (Port 1): Dual 10/100BASE-T Ethernet The protocols SNTP, IEEE 1588-2008 firmware-based PTP, PRP, and Modbus TCP are included. Slot B Multimode Fiber ST (Port 2):No Slot B Rear Serial Port (Port 3): EIA-232 IEC 61850 Protocol: Yes DNP3 Protocol: No IEC 60870-5-103 Protocol: No EtherNet/IP Protocol: No Slot C: 4 DI / 4 DO Fast High Current Hybrid (Form A) Slot C Digital Input Voltage: 48 Vdc/Vac Slot D: Empty Slot D Digital Input Voltage: NA Slot E: Empty Slot E Digital Input Voltage: NA Slot Z Voltage Inputs: 3-Phase LEA AC Voltage (8 Vac) Slot Z Current Inputs: 5 Amp Phase, 5 Amp Neutral Conformal Coat: No DMA Bundle: No | EA | EA |  | TRUE |  | P | PPD | DAYTON |  | 77360-7
135921 | 3 | 1 | States | Dayton | Andrew Olson | TRUE | 2026-09-04T00:00:00 | 2026-10-09T00:00:00 | 2026-10-09T00:00:00 | 1 | 0 | 1 | 581.17 | 1162.34 | 55369 | USA | D01 | 215 | POWER/MATION DIVISION INC | 55486-0314 | EPXMBE001 | RSTi-EP Slice I/O Modbus TCP Network Adapter | PUR | EPXMBE001 RSTi-EP Slice I/O Modbus TCP Network Adapter | EA | EA |  | TRUE |  | P | FXG | Dayton | 2026-09-04T00:00:00 | 76920-39-1
135921 | 2 | 1 | States | Dayton | Andrew Olson | TRUE | 2026-09-04T00:00:00 | 2026-12-14T00:00:00 | 2026-12-14T00:00:00 | 6 | 0 | 6 | 187.79 | 1126.74 | 55369 | USA | D01 | 215 | POWER/MATION DIVISION INC | 55486-0314 | EP-225F | RSTi-EP I/O - Digital Output, 16 Points, Positive Logic, 24VDC, 0.5A, 1 Wire | PUR | EP-225F Digital Output, 16 Points, Positive Logic, 24Vdc, 0.5A, 1-Wire | EA | EA |  | TRUE |  | P | FXG | Dayton |  | 76828-36-1
135921 | 6 | 2 | States | Dayton | Andrew Olson | TRUE | 2026-09-04T00:00:00 | 2026-12-14T00:00:00 | 2026-12-14T00:00:00 | 1 | 0 | 1 | 2916.39 | 5832.78 | 55369 | USA | D01 | 215 | POWER/MATION DIVISION INC | 55486-0314 | IC695RMX128 | IC695RMX128 RX3i - Redundant memory exchange module, 128MB | PUR | RX3i - Redundant memory exchange module, 128MB | EA | EA |  | TRUE |  | P | FXG | DAYTON | 2026-12-14T00:00:00 | 76828-36-1
135921 | 1 | 1 | States | Dayton | Andrew Olson | TRUE | 2026-09-04T00:00:00 | 2026-12-14T00:00:00 | 2026-12-14T00:00:00 | 6 | 0 | 6 | 164.65 | 987.9 | 55369 | USA | D01 | 215 | POWER/MATION DIVISION INC | 55486-0314 | EP-125F | RSTi-EP I/O - Digital Input, 16 Points, Positive Logic, 24VDC, 1 Wire | PUR | EP-125F Digital Input, 16 Points, Positive Logic, 24Vdc, 1-Wire | EA | EA |  | TRUE |  | P | FXG | Dayton |  | 76828-36-1
135921 | 3 | 2 | States | Dayton | Andrew Olson | TRUE | 2026-09-04T00:00:00 | 2026-12-21T00:00:00 | 2026-12-21T00:00:00 | 1 | 0 | 1 | 581.17 | 1162.34 | 55369 | USA | D01 | 215 | POWER/MATION DIVISION INC | 55486-0314 | EPXMBE001 | RSTi-EP Slice I/O Modbus TCP Network Adapter | PUR | EPXMBE001 RSTi-EP Slice I/O Modbus TCP Network Adapter | EA | EA |  | TRUE |  | P | FXG | Dayton | 2026-12-21T00:00:00 | 76828-36-1
135921 | 4 | 1 | States | Dayton | Andrew Olson | TRUE | 2026-09-04T00:00:00 | 2026-12-21T00:00:00 | 2026-12-21T00:00:00 | 1 | 0 | 1 | 557.02 | 557.02 | 55369 | USA | D01 | 215 | POWER/MATION DIVISION INC | 55486-0314 | EPXPNS001 | RSTi-EP I/O - PROFINET IRT Network Adapter | PUR | RSTi-EP I/O - PROFINET IRT Network Adapter | EA | EA |  | TRUE |  | P | FXG | Dayton |  | 76828-36-1
136053 | 6 | 1 | States | Champlin | Andrew Olson | TRUE | 2026-09-11T00:00:00 | 2026-09-24T00:00:00 | 2026-09-24T00:00:00 | 150 | 0 | 150 | 2.47 | 370.5 | 55316 | USA | D01 | 215 | POWER/MATION DIVISION INC | 55486-0314 | 3212200 | PT4 - TWIN/1P - FEED THROUGH TERMINAL BLOCK | PUR | PT4 - TWIN/1P - FEED THROUGH TERMINAL BLOCK | EA | EA |  | TRUE |  | P | FXG | 100
136053 | 2 | 1 | States | Champlin | Andrew Olson | TRUE | 2026-09-11T00:00:00 | 2026-09-24T00:00:00 | 2026-09-24T00:00:00 | 3 | 0 | 3 | 1.01 | 3.03 | 55316 | USA | D01 | 215 | POWER/MATION DIVISION INC | 55486-0314 | 3036767 | D-ST 6-TWIN END COVER | PUR | D-ST 6-TWIN END COVER | EA | EA |  | TRUE |  | P | FXG | 100
136053 | 5 | 1 | States | Champlin | Andrew Olson | TRUE | 2026-09-11T00:00:00 | 2026-10-30T00:00:00 | 2026-10-30T00:00:00 | 50 | 0 | 50 | 2.74 | 137 | 55316 | USA | D01 | 215 | POWER/MATION DIVISION INC | 55486-0314 | 3211977 | PP-H 4/1-RIGHT - PLUG | PUR | PP-H 4/1-RIGHT - PLUG | EA | EA |  | TRUE |  | P | FXG | 100 | 2026-09-24T00:00:00
136053 | 1 | 1 | States | Champlin | Andrew Olson | TRUE | 2026-09-11T00:00:00 | 2026-10-30T00:00:00 | 2026-10-30T00:00:00 | 9 | 0 | 9 | 5.39 | 48.51 | 55316 | USA | D01 | 215 | POWER/MATION DIVISION INC | 55486-0314 | 3036466 | D ST 6 - TWIN TERMINAL BLOCK, ST6, FEED-THRU, 41A, 800V, GRY, 2 CONNECTIONS, SPRING-CAGE | PUR | D ST 6 - TWIN TERMINAL BLOCK, ST6, FEED-THRU, 41A, 800V, GRY, 2 CONNECTIONS, SPRING-CAGE | EA | EA |  | TRUE |  | P | FXG | 100 | 2026-09-24T00:00:00
136053 | 3 | 1 | States | Champlin | Andrew Olson | TRUE | 2026-09-11T00:00:00 | 2026-10-30T00:00:00 | 2026-10-30T00:00:00 | 50 | 0 | 50 | 2.81 | 140.5 | 55316 | USA | D01 | 215 | POWER/MATION DIVISION INC | 55486-0314 | 3211948 | PP-H 4/1-LEFT - PLUG | PUR | PP-H 4/1-LEFT - PLUG | EA | EA |  | TRUE |  | P | FXG | 100 | 2026-09-24T00:00:00
136053 | 4 | 1 | States | Champlin | Andrew Olson | TRUE | 2026-09-11T00:00:00 | 2026-10-30T00:00:00 | 2026-10-30T00:00:00 | 50 | 0 | 50 | 2.81 | 140.5 | 55316 | USA | D01 | 215 | POWER/MATION DIVISION INC | 55486-0314 | 3211965 | PP-H 4/1-MID - PLUG | PUR | PP-H 4/1-MID - PLUG | EA | EA |  | TRUE |  | P | FXG | 100 | 2026-09-24T00:00:00
136053 | 7 | 1 | States | Champlin | Andrew Olson | TRUE | 2026-09-11T00:00:00 | 2026-10-30T00:00:00 | 2026-10-30T00:00:00 | 50 | 0 | 50 | 0.75 | 37.5 | 55316 | USA | D01 | 215 | POWER/MATION DIVISION INC | 55486-0314 | 3212203 | D-PT4-TWIN /1P - END COVER | PUR | D-PT4-TWIN /1P - END COVER | EA | EA |  | TRUE |  | P | FXG | 100 | 2026-09-24T00:00:00
136035 | 1 | 1 | States | Champlin | Andrew Olson | TRUE | 2026-09-11T00:00:00 | 2026-09-21T00:00:00 | 2026-09-21T00:00:00 | 1 | 0 | 1 | 1079.57 | 1079.57 | 55316 | USA | D01 | 215 | POWER/MATION DIVISION INC | 55486-0314 | EPXCPE205 | PACSystems RSTi-EP Backplane Controller; 2xRJ45 1Gbps Ethernet; 1xRS-232 Serial; 0.5MBUser Memory | MEC | PACSystems RSTi-EP Backplane Controller; 2xRJ45 1Gbps Ethernet; 1xRS-232 Serial; 0.5MBUser Memory | EA | EA |  | TRUE |  | P | FXG | 100 | 2026-09-14T00:00:00
135289 | 4 | 1 | States | Champlin | Andrew Olson | TRUE | 2026-08-07T00:00:00 | 2026-10-26T00:00:00 | 2026-10-26T00:00:00 | 40 | 0 | 40 | 385.2 | 15408 | 55316-3157 | USA | D01 | 215 | POWER/MATION DIVISION INC | 55486-0314 | 2904602 | Primary-switched QUINT POWER power supply with free choice of output characteristic curve, SFB (selective fuse breaking) technology, and NFC interface, input: 1-phase, output: 24 V DC/20 A | PUR | Primary-switched QUINT POWER power supply with free choice of output characteristic curve, SFB (selective fuse breaking) technology, and NFC interface, input: 1-phase, output: 24 V DC/20 A | EA | EA |  | TRUE |  | P | FXG | 100
135289 | 1 | 1 | States | Champlin | Andrew Olson | TRUE | 2026-08-07T00:00:00 | 2026-11-30T00:00:00 | 2026-11-30T00:00:00 | 2 | 0 | 2 | 465.17 | 930.34 | 55316-3157 | USA | D01 | 215 | POWER/MATION DIVISION INC | 55486-0314 | 1249598 | Narrow Ethernet switch, wide temperature range, twelve RJ45 ports with 10/100 Mbps on all ports, two SFP ports with 100/1000 Mbps, automatic data transmission speed detection, autocrossing function, and QoS | PUR | Narrow Ethernet switch, wide temperature range, twelve RJ45 ports with 10/100 Mbps on all ports, two SFP ports with 100/1000 Mbps, automatic data transmission speed detection, autocrossing function, and QoS | EA | EA |  | TRUE |  | P | FXG | 100
135289 | 7 | 1 | States | Champlin | Andrew Olson | TRUE | 2026-08-07T00:00:00 | 2026-10-26T00:00:00 | 2026-10-26T00:00:00 | 150 | 0 | 150 | 9.71 | 1456.5 | 55316-3157 | USA | D01 | 215 | POWER/MATION DIVISION INC | 55486-0314 | 3031322 | Protective conductor terminal block, number of connections: 4, connection method: Spring-cage connection, Rated cross section: 2.5 mm2, cross section: 0.08 mm2 - 4 mm2, mounting type: NS 35/7,5, NS 35/15, color: green-yellow | PUR | Protective conductor terminal block, number of connections: 4, connection method: Spring-cage connection, Rated cross section: 2.5 mm2, cross section: 0.08 mm2 - 4 mm2, mounting type: NS 35/7,5, NS 35/15, color: green-yellow | EA | EA |  | TRUE |  | P | FXG | 100
135289 | 6 | 1 | States | Champlin | Andrew Olson | TRUE | 2026-08-07T00:00:00 | 2026-11-02T00:00:00 | 2026-11-02T00:00:00 | 10500 | 0 | 10500 | 2.92 | 30660 | 55316-3157 | USA | D01 | 215 | POWER/MATION DIVISION INC | 55486-0314 | 3031306 | ST 2 5-QUATTRO Feed-through terminal block, Connectionmethod: Spring-cage connection, Crosssection: 0.08 mm^2 - 4 mm^2, AWG: 28 - 12,Width: 5.2 mm, Color: gray, Mounting type:NS 35/7,5, NS 35/15 | PUR | ST 2 5-QUATTRO Feed-through terminal block, Connectionmethod: Spring-cage connection, Crosssection: 0.08 mm^2 - 4 mm^2, AWG: 28 - 12,Width: 5.2 mm, Color: gray, Mounting type:NS 35/7,5, NS 35/15 | EA | EA |  | TRUE |  | P | FXG | 100
135289 | 3 | 1 | States | Champlin | Andrew Olson | TRUE | 2026-08-07T00:00:00 | 2026-10-26T00:00:00 | 2026-10-26T00:00:00 | 2200 | 0 | 2200 | 12.82 | 28204 | 55316-3157 | USA | D01 | 215 | POWER/MATION DIVISION INC | 55486-0314 | 2900299 | PLC-INTERFACE, consisting of PLC-BPT.../21 basic terminal block with Push-in connection and plug-in miniature relay with power contact, for mounting on NS 35/7,5 DIN rail, 1 changeover contact, input voltage 24 V DC | PUR | PLC-INTERFACE, consisting of PLC-BPT.../21 basic terminal block with Push-in connection and plug-in miniature relay with power contact, for mounting on NS 35/7,5 DIN rail, 1 changeover contact, input voltage 24 V DC | EA | EA |  | TRUE |  | P | FXG | 100
135289 | 8 | 1 | States | Champlin | Andrew Olson | TRUE | 2026-08-07T00:00:00 | 2026-10-26T00:00:00 | 2026-10-26T00:00:00 | 125 | 0 | 125 | 75 | 9375 | 55316-3157 | USA | D01 | 215 | POWER/MATION DIVISION INC | 55486-0314 | EP-7641 | 1 Channel 24VDC Output Flow 10A | PUR | 1 Channel 24VDC Output Flow 10A | EA | EA |  | TRUE |  | P | FXG | 100
135289 | 2 | 1 | States | Champlin | Andrew Olson | TRUE | 2026-08-07T00:00:00 | 2026-11-02T00:00:00 | 2026-11-02T00:00:00 | 24 | 0 | 24 | 475.61 | 11414.64 | 55316-3157 | USA | D01 | 215 | POWER/MATION DIVISION INC | 55486-0314 | 1330611 | MC 1000E-MM LC, Fiber optic converter with LC fiber optic connection (1310 nm) for converting 100Base-TX to multimode fiber optics. Auto MDI(X) function, DIN rail mountable with ruggedized EMI protection and wide temperature range. | PUR | MC 1000E-MM LC, Fiber optic converter with LC fiber optic connection (1310 nm) for converting 100Base-TX to multimode fiber optics. Auto MDI(X) function, DIN rail mountable with ruggedized EMI protection and wide temperature range. | EA | EA |  | TRUE |  | P | FXG | 100
135289 | 5 | 1 | States | Champlin | Andrew Olson | TRUE | 2026-08-07T00:00:00 | 2026-12-15T00:00:00 | 2026-12-15T00:00:00 | 20 | 0 | 20 | 26.96 | 539.2 | 55316-3157 | USA | D01 | 215 | POWER/MATION DIVISION INC | 55486-0314 | 2966786 | Continuous plug-in bridge, length: 500 mm, color: red | PUR | Continuous plug-in bridge, length: 500 mm, color: red | EA | EA |  | TRUE |  | P | FXG | 100
135314 | 1 | 1 | States | Champlin | Andrew Olson | TRUE | 2026-08-10T00:00:00 | 2026-11-09T00:00:00 | 2026-11-09T00:00:00 | 106 | 0 | 106 | 19.34 | 2050.04 | 55316-3157 | USA | D01 | 215 | POWER/MATION DIVISION INC | 55486-0314 | M2SS2-11L | Illuminated Selector Switch, Round plastic, Maintained, 2 Position, Blue, 22.5mm | PUR | Illuminated Selector Switch, Round plastic, Maintained, 2 Position, Blue, 22.5mm | EA | EA |  | TRUE |  | P | FXG | 100
134143 | 1 | 1 | States | Champlin | Andrew Olson | TRUE | 2026-06-16T00:00:00 | 2026-10-09T00:00:00 | 2026-10-01T00:00:00 | 6 | 0 | 6 | 581.17 | 3487.02 | 55316-3157 | USA | D01 | 215 | POWER/MATION DIVISION INC | 55486-0314 | EPXMBE001 | RSTi-EP Slice I/O Modbus TCP Network Adapter | PUR | RSTi-EP Slice I/O Modbus TCP Network Adapter | EA | EA |  | TRUE |  | P | FXG | 100
133513 | 4 | 6 | States | Champlin | Andrew Olson | TRUE | 2026-05-21T00:00:00 | 2026-11-04T00:00:00 | 2026-11-04T00:00:00 | 18 | 0 | 18 | 398.96 | 42289.76 | 55316-3157 | USA | D01 | 215 | POWER/MATION DIVISION INC | 55486-0314 | SVL-20-24-480 | Power Supply, DIN Rail, Three Phase, 480W, 24V, 20A, SVL Series | PUR | Power Supply, DIN Rail, Three Phase, 480W, 24V, 20A, SVL Series | EA | EA |  | TRUE |  | P | FXG | 100
133513 | 4 | 3 | States | Champlin | Andrew Olson | TRUE | 2026-05-21T00:00:00 | 2026-09-24T00:00:00 | 2026-09-24T00:00:00 | 39 | 0 | 39 | 398.96 | 42289.76 | 55316-3157 | USA | D01 | 215 | POWER/MATION DIVISION INC | 55486-0314 | SVL-20-24-480 | Power Supply, DIN Rail, Three Phase, 480W, 24V, 20A, SVL Series | PUR | Power Supply, DIN Rail, Three Phase, 480W, 24V, 20A, SVL Series | EA | EA |  | TRUE |  | P | FXG | 100
133513 | 4 | 5 | States | Champlin | Andrew Olson | TRUE | 2026-05-21T00:00:00 | 2026-10-26T00:00:00 | 2026-10-26T00:00:00 | 6 | 0 | 6 | 398.96 | 42289.76 | 55316-3157 | USA | D01 | 215 | POWER/MATION DIVISION INC | 55486-0314 | SVL-20-24-480 | Power Supply, DIN Rail, Three Phase, 480W, 24V, 20A, SVL Series | PUR | Power Supply, DIN Rail, Three Phase, 480W, 24V, 20A, SVL Series | EA | EA |  | TRUE |  | P | FXG | 100
133513 | 4 | 4 | States | Champlin | Andrew Olson | TRUE | 2026-05-21T00:00:00 | 2026-10-12T00:00:00 | 2026-10-12T00:00:00 | 6 | 0 | 6 | 398.96 | 42289.76 | 55316-3157 | USA | D01 | 215 | POWER/MATION DIVISION INC | 55486-0314 | SVL-20-24-480 | Power Supply, DIN Rail, Three Phase, 480W, 24V, 20A, SVL Series | PUR | Power Supply, DIN Rail, Three Phase, 480W, 24V, 20A, SVL Series | EA | EA |  | TRUE |  | P | FXG | 100
133513 | 4 | 7 | States | Champlin | Andrew Olson | TRUE | 2026-05-21T00:00:00 | 2026-11-20T00:00:00 | 2026-11-20T00:00:00 | 10 | 0 | 10 | 398.96 | 42289.76 | 55316-3157 | USA | D01 | 215 | POWER/MATION DIVISION INC | 55486-0314 | SVL-20-24-480 | Power Supply, DIN Rail, Three Phase, 480W, 24V, 20A, SVL Series | PUR | Power Supply, DIN Rail, Three Phase, 480W, 24V, 20A, SVL Series | EA | EA |  | TRUE |  | P | FXG | 100
133052 | 1 | 5 | States | Champlin | Andrew Olson | TRUE | 2026-05-07T00:00:00 | 2026-09-24T00:00:00 | 2026-09-24T00:00:00 | 76 | 58 | 18 | 252.5 | 39642.5 | 55316-3157 | USA | D01 | 215 | POWER/MATION DIVISION INC | 55486-0314 | 1085255 | Ethernet Switch: 16 port, unmanged | PUR | Ethernet Switch: 16 port, unmanged | EA | EA |  | TRUE |  | P | FXG | 100
133052 | 2 | 1 | States | Champlin | Andrew Olson | TRUE | 2026-05-07T00:00:00 | 2026-10-12T00:00:00 | 2026-10-12T00:00:00 | 6 | 0 | 6 | 398.96 | 2393.76 | 55316-3157 | USA | D01 | 215 | POWER/MATION DIVISION INC | 55486-0314 | SVL-20-24-480 | Power Supply, DIN Rail, Three Phase, 480W, 24V, 20A, SVL Series | PUR | Power Supply, DIN Rail, Three Phase, 480W, 24V, 20A, SVL Series | EA | EA |  | TRUE |  | P | FXG | 100
136067 | 1 | 1 | States | Dayton | Andrew Olson | TRUE | 2026-09-14T00:00:00 | 2026-11-03T00:00:00 | 2026-11-03T00:00:00 | 55 | 0 | 55 | 101.14 | 5562.7 | 55369 | USA | D01 | 215 | POWER/MATION DIVISION INC | 55486-0314 | WLB32ZC285PBQMC | LED Light Bar: 90-264VAC, 285mm, AC connector with flying leads | PUR | LED Light Bar: 90-264VAC, 285mm, AC connector with flying leads | EA | EA |  | TRUE |  | P | FXG | DAYTON | 2026-09-28T00:00:00
134742 | 6 | 1 | States | Champlin | Andrew Olson | TRUE | 2026-07-14T00:00:00 | 2026-10-28T00:00:00 | 2026-10-28T00:00:00 | 14 | 0 | 14 | 2916.39 | 40829.46 | 55316-3157 | USA | D01 | 215 | POWER/MATION DIVISION INC | 55486-0314 | IC695RMX128_ | RX3i Redundant Memory Xchange Module forHigh Availability. 2Megbytes of user sharedmemory. Dual Genius LAN is supportedusing application code that is located on thege-ip.com/support website | PUR | RX3i Redundant Memory Xchange Module forHigh Availability. 2Megbytes of user sharedmemory. Dual Genius LAN is supportedusing application code that is located on thege-ip.com/support website | EA | EA |  | TRUE |  | P | FXG | 100
134742 | 5 | 2 | States | Champlin | Andrew Olson | TRUE | 2026-07-14T00:00:00 | 2026-10-28T00:00:00 | 2026-10-28T00:00:00 | 8 | 0 | 8 | 5415.77 | 43326.16 | 55316-3157 | USA | D01 | 215 | POWER/MATION DIVISION INC | 55486-0314 | IC695CPE330 | RX3i - 1.1GHz Celeron-M Redundancy CPU, 64MB, with 2 Ethernet Ports | PUR | RX3i - 1.1GHz Celeron-M Redundancy CPU, 64MB, with 2 Ethernet Ports | EA | EA |  | TRUE |  | P | FXG | 100
134742 | 2 | 1 | States | Champlin | Andrew Olson | TRUE | 2026-07-14T00:00:00 | 2026-12-17T00:00:00 | 2026-12-17T00:00:00 | 15000 | 0 | 15000 | 0.78 | 11700 | 55316-3157 | USA | D01 | 215 | POWER/MATION DIVISION INC | 55486-0314 | 3031212 | ST 2 5: Feed-Through Terminal Block, Connection Method: Spring-Cage Connection - Cross section: 0.08mm-4mm AWG:28-12, Width: 5.2mm - Color: Gray - Mounting Type: NS 35/7 5 NS 35/15 - Phoenix Contact | PUR | ST 2 5: Feed-Through Terminal Block, Connection Method: Spring-Cage Connection - Cross section: 0.08mm-4mm AWG:28-12, Width: 5.2mm - Color: Gray - Mounting Type: NS 35/7 5 NS 35/15 - Phoenix Contact | EA | EA |  | TRUE |  | P | FXG | 100
134742 | 3 | 1 | States | Champlin | Andrew Olson | TRUE | 2026-07-14T00:00:00 | 2026-10-01T00:00:00 | 2026-10-01T00:00:00 | 50 | 0 | 50 | 8.45 | 422.5 | 55316-3157 | USA | D01 | 215 | POWER/MATION DIVISION INC | 55486-0314 | 3031500 | Protective conductor terminal block, number of connections: 2, number of positions: 1, connection method: Push-X-connection, Rated cross section: 2.5 mm2, cross section: 0.5 mm2 - 4 mm2, mounting type: NS 35/7,5, NS 35/15, color: green-yellow | PUR | Protective conductor terminal block, number of connections: 2, number of positions: 1, connection method: Push-X-connection, Rated cross section: 2.5 mm2, cross section: 0.5 mm2 - 4 mm2, mounting type: NS 35/7,5, NS 35/15, color: green-yellow | EA | EA |  | TRUE |  | P | FXG | 100
134742 | 4 | 1 | States | Champlin | Andrew Olson | TRUE | 2026-07-14T00:00:00 | 2026-09-28T00:00:00 | 2026-09-28T00:00:00 | 4 | 0 | 4 | 285.71 | 1142.84 | 55316-3157 | USA | D01 | 215 | POWER/MATION DIVISION INC | 55486-0314 | CP20.241 | POWER SUPPLY, 480W, 100-240VAC 1PH, 24-28VDC, 20-17.13A | PUR | POWER SUPPLY, 480W, 100-240VAC 1PH, 24-28VDC, 20-17.13A | EA | EA |  | TRUE |  | P | FXG | 100
134742 | 7 | 1 | States | Champlin | Andrew Olson | TRUE | 2026-07-14T00:00:00 | 2026-10-28T00:00:00 | 2026-10-28T00:00:00 | 10 | 0 | 10 | 123.71 | 1237.1 | 55316-3157 | USA | D01 | 215 | POWER/MATION DIVISION INC | 55486-0314 | IC695SPF002 | RX3i 100Base-FX (fiber 2 km) SFP (Multi-mode fiber - MMF) | PUR | RX3i 100Base-FX (fiber 2 km) SFP (Multi-mode fiber - MMF) | EA | EA |  | TRUE |  | P | FXG | 100
134434 | 1 | 1 | States | Champlin | Andrew Olson | TRUE | 2026-06-30T00:00:00 | 2026-12-03T00:00:00 | 2026-10-02T00:00:00 | 600 | 0 | 600 | 2.56 | 1536 | 55316-3157 | USA | D01 | 215 | POWER/MATION DIVISION INC | 55486-0314 | 1343116 | Protective conductor terminal block, number of connections: 2, number of positions: 1, connection method: Push-X-connection, Rated cross section: 2.5 mm2, cross section: 0.5 mm2 - 4 mm2, mounting type: NS 35/7,5, NS 35/15, color: green-yellow | PUR | Protective conductor terminal block, number of connections: 2, number of positions: 1, connection method: Push-X-connection, Rated cross section: 2.5 mm2, cross section: 0.5 mm2 - 4 mm2, mounting type: NS 35/7,5, NS 35/15, color: green-yellow | EA | EA |  | TRUE |  | P | FXG | 100
135968 | 2 | 1 | States | Champlin | Andrew Olson | TRUE | 2026-09-09T00:00:00 | 2026-11-30T00:00:00 | 2026-11-30T00:00:00 | 3 | 0 | 3 | 959.72 | 2879.16 | 55316 | USA | D01 | 215 | POWER/MATION DIVISION INC | 55486-0314 | OPS4-R-20k | Server Redundancy for up to 20,000 Tags | PUR | Server Redundancy for up to 20,000 Tags | EA | EA |  | TRUE |  | P | FXG | 100 |  | 77310-30-1
135968 | 1 | 1 | States | Champlin | Andrew Olson | TRUE | 2026-09-09T00:00:00 | 2026-11-30T00:00:00 | 2026-11-30T00:00:00 | 3 | 0 | 3 | 959.72 | 2879.16 | 55316 | USA | D01 | 215 | POWER/MATION DIVISION INC | 55486-0314 | OPS4-DVT-20k | Telemetry Driver package | PUR | Telemetry Driver package | EA | EA |  | TRUE |  | P | FXG | 100 |  | 77310-30-1
135968 | 4 | 1 | States | Champlin | Andrew Olson | TRUE | 2026-09-09T00:00:00 | 2026-11-30T00:00:00 | 2026-11-30T00:00:00 | 3 | 0 | 3 | 3728 | 11184 | 55316 | USA | D01 | 215 | POWER/MATION DIVISION INC | 55486-0314 | WB4-5-20k | 5 Users Package | PUR | 5 Users Package | EA | EA |  | TRUE |  | P | FXG | 100 |  | 77310-30-1
135968 | 3 | 1 | States | Champlin | Andrew Olson | TRUE | 2026-09-09T00:00:00 | 2026-11-30T00:00:00 | 2026-11-30T00:00:00 | 6 | 0 | 6 | 5309 | 31854 | 55316 | USA | D01 | 215 | POWER/MATION DIVISION INC | 55486-0314 | RTCS4-F-5K | Movicon.NExT PRO Server/Client Runtime 5,000 Tags | PUR | Movicon.NExT PRO Server/Client Runtime 5,000 Tags | EA | EA |  | TRUE |  | P | FXG | 100 |  | 77310-30-1
135565 | 5 | 1 | States | Champlin | Andrew Olson | TRUE | 2026-08-18T00:00:00 | 2026-12-17T00:00:00 | 2026-12-17T00:00:00 | 6 | 0 | 6 | 2837.32 | 17023.92 | 55316-3157 | USA | D01 | 215 | POWER/MATION DIVISION INC | 55486-0314 | EPXCPE220 | PACSystems RSTi-EP Backplane Controller; 3xRJ45 1Gbps Ethernet; 1xRS-232 Serial; 2.0MB User Memory | PUR | PACSystems RSTi-EP Backplane Controller; 3xRJ45 1Gbps Ethernet; 1xRS-232 Serial; 2.0MB User Memory | EA | EA |  | TRUE |  | P | FXG | 100
135565 | 4 | 1 | States | Champlin | Andrew Olson | TRUE | 2026-08-18T00:00:00 | 2026-12-17T00:00:00 | 2026-12-17T00:00:00 | 11 | 0 | 11 | 285.71 | 3142.81 | 55316-3157 | USA | D01 | 215 | POWER/MATION DIVISION INC | 55486-0314 | CP20.241 | POWER SUPPLY, 480W, 100-240VAC 1PH, 24-28VDC, 20-17.13A | PUR | POWER SUPPLY, 480W, 100-240VAC 1PH, 24-28VDC, 20-17.13A | EA | EA |  | TRUE |  | P | FXG | 100
135565 | 1 | 1 | States | Champlin | Andrew Olson | TRUE | 2026-08-18T00:00:00 | 2026-10-20T00:00:00 | 2026-10-20T00:00:00 | 500 | 0 | 500 | 1.74 | 870 | 55316-3157 | USA | D01 | 215 | POWER/MATION DIVISION INC | 55486-0314 | 0800886 | E/NS 35 N End Clamp With Screw Down Lock, Width: 9.5mm - Color: Gray - Phoenix Contact | PUR | E/NS 35 N End Clamp With Screw Down Lock, Width: 9.5mm - Color: Gray - Phoenix Contact | EA | EA |  | TRUE |  | P | FXG | 100
135565 | 2 | 1 | States | Champlin | Andrew Olson | TRUE | 2026-08-18T00:00:00 | 2026-10-20T00:00:00 | 2026-10-20T00:00:00 | 5000 | 0 | 5000 | 0.78 | 3900 | 55316-3157 | USA | D01 | 215 | POWER/MATION DIVISION INC | 55486-0314 | 1343106 | Feed-through terminal block, nom. voltage: 800 V, nominal current: 24 A, number of connections: 2, number of positions: 1, connection method: Push-X-connection, Rated cross section: 2.5 mm2, cross section: 0.5 mm2 - 4 mm2, mounting type: NS 35/7,5, NS 35/15, color: gray | PUR | Feed-through terminal block, nom. voltage: 800 V, nominal current: 24 A, number of connections: 2, number of positions: 1, connection method: Push-X-connection, Rated cross section: 2.5 mm2, cross section: 0.5 mm2 - 4 mm2, mounting type: NS 35/7,5, NS 35/15, color: gray | EA | EA |  | TRUE |  | P | FXG | 100
135565 | 3 | 1 | States | Champlin | Andrew Olson | TRUE | 2026-08-18T00:00:00 | 2026-10-22T00:00:00 | 2026-10-20T00:00:00 | 1000 | 0 | 1000 | 3.58 | 3580 | 55316-3157 | USA | D01 | 215 | POWER/MATION DIVISION INC | 55486-0314 | 1343137 | Protective conductor terminal block, number of connections: 4, number of positions: 1, connection method: Push-X-connection, Rated cross section: 2.5 mm2, cross section: 0.5 mm2 - 4 mm2, mounting type: NS 35/7,5, NS 35/15, color: green-yellow | PUR | Protective conductor terminal block, number of connections: 4, number of positions: 1, connection method: Push-X-connection, Rated cross section: 2.5 mm2, cross section: 0.5 mm2 - 4 mm2, mounting type: NS 35/7,5, NS 35/15, color: green-yellow | EA | EA |  | TRUE |  | P | FXG | 100
135565 | 7 | 1 | States | Champlin | Andrew Olson | TRUE | 2026-08-18T00:00:00 | 2026-11-20T00:00:00 | 2026-11-20T00:00:00 | 10 | 0 | 10 | 3807 | 38070 | 55316-3157 | USA | D01 | 215 | POWER/MATION DIVISION INC | 55486-0314 | IC755CSS15CDA | QuickPanel plus View Control, 15" Color TFT with Multi-touch Projected Capacitive Screen, 2 Ethernet Ports, GE Monogram Bezel, 24VDC Powered | PUR | QuickPanel plus View Control, 15" Color TFT with Multi-touch Projected Capacitive Screen, 2 Ethernet Ports, GE Monogram Bezel, 24VDC Powered | EA | EA |  | TRUE |  | P | FXG | 100
135565 | 6 | 1 | States | Champlin | Andrew Olson | TRUE | 2026-08-18T00:00:00 | 2026-12-17T00:00:00 | 2026-12-17T00:00:00 | 16 | 0 | 16 | 655.04 | 10480.64 | 55316-3157 | USA | D01 | 215 | POWER/MATION DIVISION INC | 55486-0314 | EPXPNS101 | PROFINET SYSTEM REDUNDANCY NETWORK | PUR | PROFINET SYSTEM REDUNDANCY NETWORK | EA | EA |  | TRUE |  | P | FXG | 100
132680 | 8 | 1 | States | Champlin | Andrew Olson | TRUE | 2026-04-22T00:00:00 | 2026-10-09T00:00:00 | 2026-08-31T00:00:00 | 16 | 0 | 16 | 581.17 | 9298.72 | 55316-3157 | USA | D01 | 215 | POWER/MATION DIVISION INC | 55486-0314 | EPXMBE001 | RSTi-EP Slice I/O Modbus TCP Network Adapter | PUR | RSTi-EP Slice I/O Modbus TCP Network Adapter | EA | EA |  | TRUE |  | P | FXG | 100 | 2026-08-31T00:00:00
132680 | 5 | 1 | States | Champlin | Andrew Olson | TRUE | 2026-04-22T00:00:00 | 2026-10-21T00:00:00 | 2026-10-21T00:00:00 | 5000 | 0 | 5000 | 0.78 | 3900 | 55316-3157 | USA | D01 | 215 | POWER/MATION DIVISION INC | 55486-0314 | 3031212 | ST 2 5: Feed-Through Terminal Block, Connection Method: Spring-Cage Connection - Cross section: 0.08mm-4mm AWG:28-12, Width: 5.2mm - Color: Gray - Mounting Type: NS 35/7 5 NS 35/15 - Phoenix Contact | PUR | ST 2 5: Feed-Through Terminal Block, Connection Method: Spring-Cage Connection - Cross section: 0.08mm-4mm AWG:28-12, Width: 5.2mm - Color: Gray - Mounting Type: NS 35/7 5 NS 35/15 - Phoenix Contact | EA | EA |  | TRUE |  | P | FXG | 100
133147 | 1 | 3 | States | Champlin | Andrew Olson | TRUE | 2026-05-11T00:00:00 | 2026-09-03T00:00:00 | 2026-09-03T00:00:00 | 4900 | 4407 | 493 | 0.78 | 14999.4 | 55316-3157 | USA | D01 | 215 | POWER/MATION DIVISION INC | 55486-0314 | 1343106 | Feed-through terminal block, nom. voltage: 800 V, nominal current: 24 A, number of connections: 2, number of positions: 1, connection method: Push-X-connection, Rated cross section: 2.5 mm2, cross section: 0.5 mm2 - 4 mm2, mounting type: NS 35/7,5, NS 35/15, color: gray | PUR | Feed-through terminal block, nom. voltage: 800 V, nominal current: 24 A, number of connections: 2, number of positions: 1, connection method: Push-X-connection, Rated cross section: 2.5 mm2, cross section: 0.5 mm2 - 4 mm2, mounting type: NS 35/7,5, NS 35/15, color: gray | EA | EA |  | TRUE |  | P | FXG | 100
133147 | 2 | 3 | States | Champlin | Andrew Olson | TRUE | 2026-05-11T00:00:00 | 2026-09-03T00:00:00 | 2026-09-03T00:00:00 | 350 | 0 | 350 | 2.56 | 3404.8 | 55316-3157 | USA | D01 | 215 | POWER/MATION DIVISION INC | 55486-0314 | 1343116 | Protective conductor terminal block, number of connections: 2, number of positions: 1, connection method: Push-X-connection, Rated cross section: 2.5 mm2, cross section: 0.5 mm2 - 4 mm2, mounting type: NS 35/7,5, NS 35/15, color: green-yellow | PUR | Protective conductor terminal block, number of connections: 2, number of positions: 1, connection method: Push-X-connection, Rated cross section: 2.5 mm2, cross section: 0.5 mm2 - 4 mm2, mounting type: NS 35/7,5, NS 35/15, color: green-yellow | EA | EA |  | TRUE |  | P | FXG | 100
133147 | 7 | 1 | States | Champlin | Andrew Olson | TRUE | 2026-05-11T00:00:00 | 2026-10-21T00:00:00 | 2026-10-21T00:00:00 | 5000 | 0 | 5000 | 0.78 | 3900 | 55316-3157 | USA | D01 | 215 | POWER/MATION DIVISION INC | 55486-0314 | 3031212 | ST 2 5: Feed-Through Terminal Block, Connection Method: Spring-Cage Connection - Cross section: 0.08mm-4mm AWG:28-12, Width: 5.2mm - Color: Gray - Mounting Type: NS 35/7 5 NS 35/15 - Phoenix Contact | PUR | ST 2 5: Feed-Through Terminal Block, Connection Method: Spring-Cage Connection - Cross section: 0.08mm-4mm AWG:28-12, Width: 5.2mm - Color: Gray - Mounting Type: NS 35/7 5 NS 35/15 - Phoenix Contact | EA | EA |  | TRUE |  | P | FXG | 100
133147 | 5 | 4 | States | Champlin | Andrew Olson | TRUE | 2026-05-11T00:00:00 | 2026-10-12T00:00:00 | 2026-10-12T00:00:00 | 200 | 0 | 200 | 2.04 | 1654.44 | 55316-3157 | USA | D01 | 215 | POWER/MATION DIVISION INC | 55486-0314 | 3030187 | FBS 4-5: Plug-In Bridge, Number Of Positions: 4 - Color: Red - Phoenix Contact | PUR | FBS 4-5: Plug-In Bridge, Number Of Positions: 4 - Color: Red - Phoenix Contact | EA | EA |  | TRUE |  | P | FXG | 100
133508 | 7 | 3 | States | Champlin | Andrew Olson | TRUE | 2026-05-21T00:00:00 | 2026-09-24T00:00:00 | 2026-09-24T00:00:00 | 24 | 0 | 24 | 655.04 | 46507.84 | 55316-3157 | USA | D01 | 215 | POWER/MATION DIVISION INC | 55486-0314 | EPXPNS101 | PROFINET SYSTEM REDUNDANCY NETWORK | PUR | PROFINET SYSTEM REDUNDANCY NETWORK | EA | EA |  | TRUE |  | P | FXG | 100
133508 | 6 | 2 | States | Champlin | Andrew Olson | TRUE | 2026-05-21T00:00:00 | 2026-10-09T00:00:00 | 2026-08-25T00:00:00 | 89 | 0 | 89 | 581.17 | 137156.12 | 55316-3157 | USA | D01 | 215 | POWER/MATION DIVISION INC | 55486-0314 | EPXMBE001 | RSTi-EP Slice I/O Modbus TCP Network Adapter | PUR | RSTi-EP Slice I/O Modbus TCP Network Adapter | EA | EA |  | TRUE |  | P | FXG | 100 | 2026-08-25T00:00:00
133508 | 1 | 4 | States | Champlin | Andrew Olson | TRUE | 2026-05-21T00:00:00 | 2026-09-24T00:00:00 | 2026-09-24T00:00:00 | 9 | 0 | 9 | 85.5 | 2992.5 | 55316-3157 | USA | D01 | 215 | POWER/MATION DIVISION INC | 55486-0314 | 4127.01 | Door switch | PUR | Door switch | EA | EA |  | TRUE |  | P | FXG | 100
133508 | 3 | 6 | States | Champlin | Andrew Olson | TRUE | 2026-05-21T00:00:00 | 2026-10-26T00:00:00 | 2026-10-26T00:00:00 | 92 | 0 | 92 | 187.79 | 109669.36 | 55316-3157 | USA | D01 | 215 | POWER/MATION DIVISION INC | 55486-0314 | EP-225F | RSTi-EP I/O - Digital Output, 16 Points, Positive Logic, 24VDC, 0.5A, 1 Wire | PUR | RSTi-EP I/O - Digital Output, 16 Points, Positive Logic, 24VDC, 0.5A, 1 Wire | EA | EA |  | TRUE |  | P | FXG | 100
133508 | 6 | 5 | States | Champlin | Andrew Olson | TRUE | 2026-05-21T00:00:00 | 2026-11-04T00:00:00 | 2026-11-04T00:00:00 | 24 | 0 | 24 | 581.17 | 137156.12 | 55316-3157 | USA | D01 | 215 | POWER/MATION DIVISION INC | 55486-0314 | EPXMBE001 | RSTi-EP Slice I/O Modbus TCP Network Adapter | PUR | RSTi-EP Slice I/O Modbus TCP Network Adapter | EA | EA |  | TRUE |  | P | FXG | 100
133508 | 7 | 4 | States | Champlin | Andrew Olson | TRUE | 2026-05-21T00:00:00 | 2026-10-26T00:00:00 | 2026-10-26T00:00:00 | 6 | 0 | 6 | 655.04 | 46507.84 | 55316-3157 | USA | D01 | 215 | POWER/MATION DIVISION INC | 55486-0314 | EPXPNS101 | PROFINET SYSTEM REDUNDANCY NETWORK | PUR | PROFINET SYSTEM REDUNDANCY NETWORK | EA | EA |  | TRUE |  | P | FXG | 100
133508 | 7 | 5 | States | Champlin | Andrew Olson | TRUE | 2026-05-21T00:00:00 | 2026-11-20T00:00:00 | 2026-11-20T00:00:00 | 10 | 0 | 10 | 655.04 | 46507.84 | 55316-3157 | USA | D01 | 215 | POWER/MATION DIVISION INC | 55486-0314 | EPXPNS101 | PROFINET SYSTEM REDUNDANCY NETWORK | PUR | PROFINET SYSTEM REDUNDANCY NETWORK | EA | EA |  | TRUE |  | P | FXG | 100
133508 | 4 | 2 | States | Champlin | Andrew Olson | TRUE | 2026-05-21T00:00:00 | 2026-08-25T00:00:00 | 2026-08-25T00:00:00 | 141 | 0 | 141 | 75 | 25425 | 55316-3157 | USA | D01 | 215 | POWER/MATION DIVISION INC | 55486-0314 | EP-7641 | 1 Channel 24VDC Output Flow 10A | PUR | 1 Channel 24VDC Output Flow 10A | EA | EA |  | TRUE |  | P | FXG | 100
133508 | 4 | 5 | States | Champlin | Andrew Olson | TRUE | 2026-05-21T00:00:00 | 2026-11-20T00:00:00 | 2026-11-20T00:00:00 | 39 | 0 | 39 | 75 | 25425 | 55316-3157 | USA | D01 | 215 | POWER/MATION DIVISION INC | 55486-0314 | EP-7641 | 1 Channel 24VDC Output Flow 10A | PUR | 1 Channel 24VDC Output Flow 10A | EA | EA |  | TRUE |  | P | FXG | 100
133508 | 4 | 3 | States | Champlin | Andrew Olson | TRUE | 2026-05-21T00:00:00 | 2026-09-24T00:00:00 | 2026-09-24T00:00:00 | 129 | 0 | 129 | 75 | 25425 | 55316-3157 | USA | D01 | 215 | POWER/MATION DIVISION INC | 55486-0314 | EP-7641 | 1 Channel 24VDC Output Flow 10A | PUR | 1 Channel 24VDC Output Flow 10A | EA | EA |  | TRUE |  | P | FXG | 100
133508 | 2 | 6 | States | Champlin | Andrew Olson | TRUE | 2026-05-21T00:00:00 | 2026-10-26T00:00:00 | 2026-10-26T00:00:00 | 137 | 0 | 137 | 164.65 | 124146.1 | 55316-3157 | USA | D01 | 215 | POWER/MATION DIVISION INC | 55486-0314 | EP-125F | RSTi-EP I/O - Digital Input, 16 Points, Positive Logic, 24VDC, 1 Wire | PUR | RSTi-EP I/O - Digital Input, 16 Points, Positive Logic, 24VDC, 1 Wire | EA | EA |  | TRUE |  | P | FXG | 100
133508 | 1 | 5 | States | Champlin | Andrew Olson | TRUE | 2026-05-21T00:00:00 | 2026-10-26T00:00:00 | 2026-10-26T00:00:00 | 7 | 0 | 7 | 85.5 | 2992.5 | 55316-3157 | USA | D01 | 215 | POWER/MATION DIVISION INC | 55486-0314 | 4127.01 | Door switch | PUR | Door switch | EA | EA |  | TRUE |  | P | FXG | 100
133508 | 6 | 4 | States | Champlin | Andrew Olson | TRUE | 2026-05-21T00:00:00 | 2026-10-09T00:00:00 | 2026-09-24T00:00:00 | 23 | 0 | 23 | 581.17 | 137156.12 | 55316-3157 | USA | D01 | 215 | POWER/MATION DIVISION INC | 55486-0314 | EPXMBE001 | RSTi-EP Slice I/O Modbus TCP Network Adapter | PUR | RSTi-EP Slice I/O Modbus TCP Network Adapter | EA | EA |  | TRUE |  | P | FXG | 100
135993 | 1 | 1 | States | Champlin | Andrew Olson | TRUE | 2026-09-10T00:00:00 | 2026-09-24T00:00:00 | 2026-09-24T00:00:00 | 10 | 0 | 10 | 1.03 | 10.3 | 55316 | USA | D01 | 215 | POWER/MATION DIVISION INC | 55486-0314 | 3030433 | End cover - D-ST 6 | PUR | End cover - D-ST 6 | EA | EA |  | TRUE |  | P | FXG | 100
134342 | 2 | 4 | States | Champlin | Andrew Olson | TRUE | 2026-06-24T00:00:00 | 2026-10-26T00:00:00 | 2026-10-26T00:00:00 | 228 | 0 | 228 | 93.15 | 86350.05 | 55316-3157 | USA | D01 | 215 | POWER/MATION DIVISION INC | 55486-0314 | CTSPS-52/1200/1.0/0.33 | Current transformer, 1200A Split Core, Hinged type, 52mm window | PUR | Current transformer, 1200A Split Core, Hinged type, 52mm window | EA | EA |  | TRUE |  | P | FXG | 100
134342 | 2 | 3 | States | Champlin | Andrew Olson | TRUE | 2026-06-24T00:00:00 | 2026-09-24T00:00:00 | 2026-09-24T00:00:00 | 228 | 0 | 228 | 93.15 | 86350.05 | 55316-3157 | USA | D01 | 215 | POWER/MATION DIVISION INC | 55486-0314 | CTSPS-52/1200/1.0/0.33 | Current transformer, 1200A Split Core, Hinged type, 52mm window | PUR | Current transformer, 1200A Split Core, Hinged type, 52mm window | EA | EA |  | TRUE |  | P | FXG | 100
135670 | 1 | 1 | States | Dayton | Andrew Olson | TRUE | 2026-08-24T00:00:00 | 2026-11-13T00:00:00 | 2026-11-13T00:00:00 | 1 | 0 | 1 | 6065.56 | 6065.56 | 55369 | USA | D01 | 215 | POWER/MATION DIVISION INC | 55486-0314 | ATEV1130012FMT1SSXXXXXX1 | 12 Amp Filtered 130VDCCharger, 240VAC | PUR | 12 Amp Filtered 130VDCCharger, 240VAC | EA | EA |  | TRUE |  | P | FXG | DAYTON | 2026-09-14T00:00:00
135554 | 1 | 2 | States | Champlin | Andrew Olson | TRUE | 2026-08-18T00:00:00 | 2026-11-20T00:00:00 | 2026-11-20T00:00:00 | 14 | 0 | 14 | 333.33 | 5333.28 | 55316-3157 | USA | D01 | 215 | POWER/MATION DIVISION INC | 55486-0314 | UZK24-122 | Battery module with battery | PUR | Battery module with battery | EA | EA |  | TRUE |  | P | FXG | 100
135554 | 1 | 1 | States | Champlin | Andrew Olson | TRUE | 2026-08-18T00:00:00 | 2026-10-26T00:00:00 | 2026-10-26T00:00:00 | 2 | 0 | 2 | 333.33 | 5333.28 | 55316-3157 | USA | D01 | 215 | POWER/MATION DIVISION INC | 55486-0314 | UZK24-122 | Battery module with battery | PUR | Battery module with battery | EA | EA |  | TRUE |  | P | FXG | 100
134054 | 3 | 1 | States | Champlin | Andrew Olson | TRUE | 2026-06-12T00:00:00 | 2026-10-23T00:00:00 | 2026-10-23T00:00:00 | 8 | 0 | 8 | 58.74 | 469.92 | 55316-3157 | USA | D01 | 215 | POWER/MATION DIVISION INC | 55486-0314 | IC694ACC310 | RX3i - Empty Slot Filler | OSV | RX3i - Empty Slot Filler | EA | EA |  | TRUE |  | P | FXG | 100
134054 | 1 | 1 | States | Champlin | Andrew Olson | TRUE | 2026-06-12T00:00:00 | 2026-10-09T00:00:00 | 2026-08-03T00:00:00 | 80 | 0 | 80 | 581.17 | 46493.6 | 55316-3157 | USA | D01 | 215 | POWER/MATION DIVISION INC | 55486-0314 | EPXMBE001 | RSTi-EP Slice I/O Modbus TCP Network Adapter | PUR | RSTi-EP Slice I/O Modbus TCP Network Adapter | EA | EA |  | TRUE |  | P | FXG | 100 | 2026-08-03T00:00:00
134054 | 5 | 1 | States | Champlin | Andrew Olson | TRUE | 2026-06-12T00:00:00 | 2026-10-23T00:00:00 | 2026-10-23T00:00:00 | 2 | 0 | 2 | 5415.77 | 10831.54 | 55316-3157 | USA | D01 | 215 | POWER/MATION DIVISION INC | 55486-0314 | IC695CPE330 | RX3i - 1.1GHz Celeron-M Redundancy CPU, 64MB, with 2 Ethernet Ports | PUR | RX3i - 1.1GHz Celeron-M Redundancy CPU, 64MB, with 2 Ethernet Ports | EA | EA |  | TRUE |  | P | FXG | 100
135925 | 4 | 4 | States | Champlin | Andrew Olson | TRUE | 2026-09-04T00:00:00 | 2026-12-11T00:00:00 | 2026-12-11T00:00:00 | 5 | 0 | 5 | 187.79 | 2253.48 | 55316 | USA | D01 | 215 | POWER/MATION DIVISION INC | 55486-0314 | EP-225F | RSTi-EP I/O - Digital Output, 16 Points, Positive Logic, 24VDC, 0.5A, 1 Wire | PUR | EP-225F Digital Output, 16 Points, Positive Logic, 24Vdc, 0.5A, 1-Wire | EA | EA |  | TRUE |  | P | FXG | 100 |  | 76898-39-1
135925 | 6 | 1 | States | Champlin | Andrew Olson | TRUE | 2026-09-04T00:00:00 | 2026-11-03T00:00:00 | 2026-11-03T00:00:00 | 1 | 0 | 1 | 581.17 | 1162.34 | 55316 | USA | D01 | 215 | POWER/MATION DIVISION INC | 55486-0314 | EPXMBE001 | RSTi-EP Slice I/O Modbus TCP Network Adapter | PUR | EPXMBE001 RSTi-EP Slice I/O Modbus TCP Network Adapter | EA | EA |  | TRUE |  | P | FXG | 100 |  | 76806-34-1
135925 | 1 | 1 | States | Champlin | Andrew Olson | TRUE | 2026-09-04T00:00:00 | 2026-11-03T00:00:00 | 2026-11-03T00:00:00 | 2 | 0 | 2 | 475.61 | 1902.44 | 55316 | USA | D01 | 215 | POWER/MATION DIVISION INC | 55486-0314 | 1330611 | MC 1000E-MM LC, Fiber optic converter with LC fiber optic connection (1310 nm) for converting 100Base-TX to multimode fiber optics. Auto MDI(X) function, DIN rail mountable with ruggedized EMI protection and wide temperature range. | PUR | 1330611 MC 1000E-MM LC, Fiber optic converter with LC fiber optic connection (1310 nm) for converting 100Base-TX to multimode fiber optics. Auto MDI(X) function, DIN rail mountable with ruggedized EMI protection and wide temperature range. | EA | EA |  | TRUE |  | P | FXG | 100 |  | 76806-34-1
135925 | 6 | 2 | States | Champlin | Andrew Olson | TRUE | 2026-09-04T00:00:00 | 2026-12-11T00:00:00 | 2026-12-11T00:00:00 | 1 | 0 | 1 | 581.17 | 1162.34 | 55316 | USA | D01 | 215 | POWER/MATION DIVISION INC | 55486-0314 | EPXMBE001 | RSTi-EP Slice I/O Modbus TCP Network Adapter | PUR | EPXMBE001 RSTi-EP Slice I/O Modbus TCP Network Adapter | EA | EA |  | TRUE |  | P | FXG | 100 |  | 76898-39-1
135925 | 5 | 1 | States | Champlin | Andrew Olson | TRUE | 2026-09-04T00:00:00 | 2026-11-03T00:00:00 | 2026-11-03T00:00:00 | 5 | 0 | 5 | 75 | 750 | 55316 | USA | D01 | 215 | POWER/MATION DIVISION INC | 55486-0314 | EP-7641 | 1 Channel 24VDC Output Flow 10A | PUR | EP-7641 1 Channel 24VDC Output Flow 10A | EA | EA |  | TRUE |  | P | FXG | 100 |  | 76806-34-1
135925 | 3 | 3 | States | Champlin | Andrew Olson | TRUE | 2026-09-04T00:00:00 | 2026-12-11T00:00:00 | 2026-12-11T00:00:00 | 1 | 0 | 1 | 164.65 | 1975.8 | 55316 | USA | D01 | 215 | POWER/MATION DIVISION INC | 55486-0314 | EP-125F | RSTi-EP I/O - Digital Input, 16 Points, Positive Logic, 24VDC, 1 Wire | PUR | EP-125F Digital Input, 16 Points, Positive Logic, 24Vdc, 1-Wire | EA | EA |  | TRUE |  | P | FXG | 100 |  | 76898-39-1
135925 | 2 | 2 | States | Champlin | Andrew Olson | TRUE | 2026-09-04T00:00:00 | 2026-12-11T00:00:00 | 2026-12-11T00:00:00 | 1 | 0 | 1 | 630.6 | 1261.2 | 55316 | USA | D01 | 215 | POWER/MATION DIVISION INC | 55486-0314 | 2904603 | Primary-switched QUINT POWER power supply with free choice of output characteristic curve, SFB (selective fuse breaking) technology, and NFC interface, input: 1-phase, output: 24 V DC/40 A | PUR | 2904603 Primary-switched QUINT POWER power supply with free choice of output characteristic curve, SFB (selective fuse breaking) technology, and NFC interface, input: 1-phase, output: 24 V DC/40 A | EA | EA |  | TRUE |  | P | FXG | 100 |  | 76898-39-1
135925 | 3 | 1 | States | Champlin | Andrew Olson | TRUE | 2026-09-04T00:00:00 | 2026-11-03T00:00:00 | 2026-11-03T00:00:00 | 1 | 0 | 1 | 164.65 | 1975.8 | 55316 | USA | D01 | 215 | POWER/MATION DIVISION INC | 55486-0314 | EP-125F | RSTi-EP I/O - Digital Input, 16 Points, Positive Logic, 24VDC, 1 Wire | PUR | EP-125F Digital Input, 16 Points, Positive Logic, 24Vdc, 1-Wire | EA | EA |  | TRUE |  | P | FXG | 100 |  | 76806-34-1
135925 | 7 | 1 | States | Champlin | Andrew Olson | TRUE | 2026-09-04T00:00:00 | 2026-12-11T00:00:00 | 2026-12-11T00:00:00 | 1 | 0 | 1 | 655.04 | 655.04 | 55316 | USA | D01 | 215 | POWER/MATION DIVISION INC | 55486-0314 | EPXPNS101 | PROFINET SYSTEM REDUNDANCY NETWORK | PUR | EPXPNS101- Redundant RSTi-EP PROFINET Scanner | EA | EA |  | TRUE |  | P | FXG | 100 |  | 76898-39-1
135925 | 3 | 4 | States | Champlin | Andrew Olson | TRUE | 2026-09-04T00:00:00 | 2026-12-11T00:00:00 | 2026-12-11T00:00:00 | 5 | 0 | 5 | 164.65 | 1975.8 | 55316 | USA | D01 | 215 | POWER/MATION DIVISION INC | 55486-0314 | EP-125F | RSTi-EP I/O - Digital Input, 16 Points, Positive Logic, 24VDC, 1 Wire | PUR | EP-125F Digital Input, 16 Points, Positive Logic, 24Vdc, 1-Wire | EA | EA |  | TRUE |  | P | FXG | 100 |  | 76898-39-1
135925 | 3 | 2 | States | Champlin | Andrew Olson | TRUE | 2026-09-04T00:00:00 | 2026-11-03T00:00:00 | 2026-11-03T00:00:00 | 5 | 0 | 5 | 164.65 | 1975.8 | 55316 | USA | D01 | 215 | POWER/MATION DIVISION INC | 55486-0314 | EP-125F | RSTi-EP I/O - Digital Input, 16 Points, Positive Logic, 24VDC, 1 Wire | PUR | EP-125F Digital Input, 16 Points, Positive Logic, 24Vdc, 1-Wire | EA | EA |  | TRUE |  | P | FXG | 100 |  | 76806-34-1
135925 | 5 | 2 | States | Champlin | Andrew Olson | TRUE | 2026-09-04T00:00:00 | 2026-12-11T00:00:00 | 2026-12-11T00:00:00 | 5 | 0 | 5 | 75 | 750 | 55316 | USA | D01 | 215 | POWER/MATION DIVISION INC | 55486-0314 | EP-7641 | 1 Channel 24VDC Output Flow 10A | PUR | EP-7641 1 Channel 24VDC Output Flow 10A | EA | EA |  | TRUE |  | P | FXG | 100 |  | 76898-39-1
135925 | 4 | 1 | States | Champlin | Andrew Olson | TRUE | 2026-09-04T00:00:00 | 2026-11-03T00:00:00 | 2026-11-03T00:00:00 | 1 | 0 | 1 | 187.79 | 2253.48 | 55316 | USA | D01 | 215 | POWER/MATION DIVISION INC | 55486-0314 | EP-225F | RSTi-EP I/O - Digital Output, 16 Points, Positive Logic, 24VDC, 0.5A, 1 Wire | PUR | EP-225F Digital Output, 16 Points, Positive Logic, 24Vdc, 0.5A, 1-Wire | EA | EA |  | TRUE |  | P | FXG | 100 |  | 76806-34-1
135925 | 1 | 2 | States | Champlin | Andrew Olson | TRUE | 2026-09-04T00:00:00 | 2026-12-11T00:00:00 | 2026-12-11T00:00:00 | 2 | 0 | 2 | 475.61 | 1902.44 | 55316 | USA | D01 | 215 | POWER/MATION DIVISION INC | 55486-0314 | 1330611 | MC 1000E-MM LC, Fiber optic converter with LC fiber optic connection (1310 nm) for converting 100Base-TX to multimode fiber optics. Auto MDI(X) function, DIN rail mountable with ruggedized EMI protection and wide temperature range. | PUR | 1330611 MC 1000E-MM LC, Fiber optic converter with LC fiber optic connection (1310 nm) for converting 100Base-TX to multimode fiber optics. Auto MDI(X) function, DIN rail mountable with ruggedized EMI protection and wide temperature range. | EA | EA |  | TRUE |  | P | FXG | 100 |  | 76898-39-1
135925 | 4 | 3 | States | Champlin | Andrew Olson | TRUE | 2026-09-04T00:00:00 | 2026-12-11T00:00:00 | 2026-12-11T00:00:00 | 1 | 0 | 1 | 187.79 | 2253.48 | 55316 | USA | D01 | 215 | POWER/MATION DIVISION INC | 55486-0314 | EP-225F | RSTi-EP I/O - Digital Output, 16 Points, Positive Logic, 24VDC, 0.5A, 1 Wire | PUR | EP-225F Digital Output, 16 Points, Positive Logic, 24Vdc, 0.5A, 1-Wire | EA | EA |  | TRUE |  | P | FXG | 100 |  | 76898-39-1
135925 | 2 | 1 | States | Champlin | Andrew Olson | TRUE | 2026-09-04T00:00:00 | 2026-11-03T00:00:00 | 2026-11-03T00:00:00 | 1 | 0 | 1 | 630.6 | 1261.2 | 55316 | USA | D01 | 215 | POWER/MATION DIVISION INC | 55486-0314 | 2904603 | Primary-switched QUINT POWER power supply with free choice of output characteristic curve, SFB (selective fuse breaking) technology, and NFC interface, input: 1-phase, output: 24 V DC/40 A | PUR | 2904603 Primary-switched QUINT POWER power supply with free choice of output characteristic curve, SFB (selective fuse breaking) technology, and NFC interface, input: 1-phase, output: 24 V DC/40 A | EA | EA |  | TRUE |  | P | FXG | 100 |  | 76806-34-1
135925 | 4 | 2 | States | Champlin | Andrew Olson | TRUE | 2026-09-04T00:00:00 | 2026-11-03T00:00:00 | 2026-11-03T00:00:00 | 5 | 0 | 5 | 187.79 | 2253.48 | 55316 | USA | D01 | 215 | POWER/MATION DIVISION INC | 55486-0314 | EP-225F | RSTi-EP I/O - Digital Output, 16 Points, Positive Logic, 24VDC, 0.5A, 1 Wire | PUR | EP-225F Digital Output, 16 Points, Positive Logic, 24Vdc, 0.5A, 1-Wire | EA | EA |  | TRUE |  | P | FXG | 100 |  | 76806-34-1
135617 | 8 | 1 | States | Champlin | Andrew Olson | TRUE | 2026-08-20T00:00:00 | 2026-12-15T00:00:00 | 2026-12-15T00:00:00 | 2000 | 0 | 2000 | 0.82 | 1640 | 55316 | USA | D01 | 215 | POWER/MATION DIVISION INC | 55486-0314 | 3030417 | D-ST 2 5: End Cover, Length: 48.66mm Width: 2.2mm Height: 29.1mm - Color: Gray - Phoenix Contact | TBK | D-ST 2 5: End Cover, Length: 48.66mm Width: 2.2mm Height: 29.1mm - Color: Gray - Phoenix Contact | EA | EA |  | TRUE |  | P | FXG | 100
135617 | 2 | 1 | States | Champlin | Andrew Olson | TRUE | 2026-08-20T00:00:00 | 2026-10-26T00:00:00 | 2026-10-26T00:00:00 | 25 | 0 | 25 | 129.16 | 3229 | 55316 | USA | D01 | 215 | POWER/MATION DIVISION INC | 55486-0314 | 1085256 | Ethernet Switch: 8 port, unmanged | PUR | Ethernet Switch: 8 port, unmanged | EA | EA |  | TRUE |  | P | FXG | 100
135617 | 3 | 1 | States | Champlin | Andrew Olson | TRUE | 2026-08-20T00:00:00 | 2026-10-19T00:00:00 | 2026-09-28T00:00:00 | 20000 | 0 | 20000 | 0.78 | 85800 | 55316 | USA | D01 | 215 | POWER/MATION DIVISION INC | 55486-0314 | 1343106 | Feed-through terminal block, nom. voltage: 800 V, nominal current: 24 A, number of connections: 2, number of positions: 1, connection method: Push-X-connection, Rated cross section: 2.5 mm2, cross section: 0.5 mm2 - 4 mm2, mounting type: NS 35/7,5, NS 35/15, color: gray | PUR | Feed-through terminal block, nom. voltage: 800 V, nominal current: 24 A, number of connections: 2, number of positions: 1, connection method: Push-X-connection, Rated cross section: 2.5 mm2, cross section: 0.5 mm2 - 4 mm2, mounting type: NS 35/7,5, NS 35/15, color: gray | EA | EA |  | TRUE |  | P | FXG | 100
135617 | 7 | 1 | States | Champlin | Andrew Olson | TRUE | 2026-08-20T00:00:00 | 2026-12-15T00:00:00 | 2026-12-15T00:00:00 | 1000 | 0 | 1000 | 1.27 | 1270 | 55316 | USA | D01 | 215 | POWER/MATION DIVISION INC | 55486-0314 | 3030174 | FBS 3-5: Plug-In Bridge, Number Of Positions: 3 - Color: Red - Phoenix Contact | PUR | FBS 3-5: Plug-In Bridge, Number Of Positions: 3 - Color: Red - Phoenix Contact | EA | EA |  | TRUE |  | P | FXG | 100
135617 | 6 | 1 | States | Champlin | Andrew Olson | TRUE | 2026-08-20T00:00:00 | 2026-11-16T00:00:00 | 2026-11-16T00:00:00 | 6000 | 0 | 6000 | 0.65 | 3900 | 55316 | USA | D01 | 215 | POWER/MATION DIVISION INC | 55486-0314 | 3030161 | FBS 2-5: Plug-In Bridge, Number Of Positions: 2 - Color: Red - Phoenix Contact | PUR | FBS 2-5: Plug-In Bridge, Number Of Positions: 2 - Color: Red - Phoenix Contact | EA | EA |  | TRUE |  | P | FXG | 100
135617 | 1 | 1 | States | Champlin | Andrew Olson | TRUE | 2026-08-20T00:00:00 | 2026-10-26T00:00:00 | 2026-10-26T00:00:00 | 1000 | 0 | 1000 | 1.74 | 1740 | 55316 | USA | D01 | 215 | POWER/MATION DIVISION INC | 55486-0314 | 0800886 | E/NS 35 N End Clamp With Screw Down Lock, Width: 9.5mm - Color: Gray - Phoenix Contact | PUR | E/NS 35 N End Clamp With Screw Down Lock, Width: 9.5mm - Color: Gray - Phoenix Contact | EA | EA |  | TRUE |  | P | FXG | 100
135617 | 3 | 4 | States | Champlin | Andrew Olson | TRUE | 2026-08-20T00:00:00 | 2027-04-26T00:00:00 | 2027-04-26T00:00:00 | 40000 | 0 | 40000 | 0.78 | 85800 | 55316 | USA | D01 | 215 | POWER/MATION DIVISION INC | 55486-0314 | 1343106 | Feed-through terminal block, nom. voltage: 800 V, nominal current: 24 A, number of connections: 2, number of positions: 1, connection method: Push-X-connection, Rated cross section: 2.5 mm2, cross section: 0.5 mm2 - 4 mm2, mounting type: NS 35/7,5, NS 35/15, color: gray | PUR | Feed-through terminal block, nom. voltage: 800 V, nominal current: 24 A, number of connections: 2, number of positions: 1, connection method: Push-X-connection, Rated cross section: 2.5 mm2, cross section: 0.5 mm2 - 4 mm2, mounting type: NS 35/7,5, NS 35/15, color: gray | EA | EA |  | TRUE |  | P | FXG | 100
135617 | 3 | 2 | States | Champlin | Andrew Olson | TRUE | 2026-08-20T00:00:00 | 2026-11-23T00:00:00 | 2026-11-23T00:00:00 | 25000 | 0 | 25000 | 0.78 | 85800 | 55316 | USA | D01 | 215 | POWER/MATION DIVISION INC | 55486-0314 | 1343106 | Feed-through terminal block, nom. voltage: 800 V, nominal current: 24 A, number of connections: 2, number of positions: 1, connection method: Push-X-connection, Rated cross section: 2.5 mm2, cross section: 0.5 mm2 - 4 mm2, mounting type: NS 35/7,5, NS 35/15, color: gray | PUR | Feed-through terminal block, nom. voltage: 800 V, nominal current: 24 A, number of connections: 2, number of positions: 1, connection method: Push-X-connection, Rated cross section: 2.5 mm2, cross section: 0.5 mm2 - 4 mm2, mounting type: NS 35/7,5, NS 35/15, color: gray | EA | EA |  | TRUE |  | P | FXG | 100
135617 | 4 | 1 | States | Champlin | Andrew Olson | TRUE | 2026-08-20T00:00:00 | 2026-12-03T00:00:00 | 2026-09-24T00:00:00 | 8650 | 0 | 8650 | 2.56 | 22144 | 55316 | USA | D01 | 215 | POWER/MATION DIVISION INC | 55486-0314 | 1343116 | Protective conductor terminal block, number of connections: 2, number of positions: 1, connection method: Push-X-connection, Rated cross section: 2.5 mm2, cross section: 0.5 mm2 - 4 mm2, mounting type: NS 35/7,5, NS 35/15, color: green-yellow | PUR | Protective conductor terminal block, number of connections: 2, number of positions: 1, connection method: Push-X-connection, Rated cross section: 2.5 mm2, cross section: 0.5 mm2 - 4 mm2, mounting type: NS 35/7,5, NS 35/15, color: green-yellow | EA | EA |  | TRUE |  | P | FXG | 100
135617 | 3 | 3 | States | Champlin | Andrew Olson | TRUE | 2026-08-20T00:00:00 | 2026-12-21T00:00:00 | 2026-12-21T00:00:00 | 25000 | 0 | 25000 | 0.78 | 85800 | 55316 | USA | D01 | 215 | POWER/MATION DIVISION INC | 55486-0314 | 1343106 | Feed-through terminal block, nom. voltage: 800 V, nominal current: 24 A, number of connections: 2, number of positions: 1, connection method: Push-X-connection, Rated cross section: 2.5 mm2, cross section: 0.5 mm2 - 4 mm2, mounting type: NS 35/7,5, NS 35/15, color: gray | PUR | Feed-through terminal block, nom. voltage: 800 V, nominal current: 24 A, number of connections: 2, number of positions: 1, connection method: Push-X-connection, Rated cross section: 2.5 mm2, cross section: 0.5 mm2 - 4 mm2, mounting type: NS 35/7,5, NS 35/15, color: gray | EA | EA |  | TRUE |  | P | FXG | 100
135617 | 5 | 1 | States | Champlin | Andrew Olson | TRUE | 2026-08-20T00:00:00 | 2026-12-15T00:00:00 | 2026-12-15T00:00:00 | 250 | 0 | 250 | 3.58 | 895 | 55316 | USA | D01 | 215 | POWER/MATION DIVISION INC | 55486-0314 | 1343137 | Protective conductor terminal block, number of connections: 4, number of positions: 1, connection method: Push-X-connection, Rated cross section: 2.5 mm2, cross section: 0.5 mm2 - 4 mm2, mounting type: NS 35/7,5, NS 35/15, color: green-yellow | PUR | Protective conductor terminal block, number of connections: 4, number of positions: 1, connection method: Push-X-connection, Rated cross section: 2.5 mm2, cross section: 0.5 mm2 - 4 mm2, mounting type: NS 35/7,5, NS 35/15, color: green-yellow | EA | EA |  | TRUE |  | P | FXG | 100
132293 | 2 | 1 | States | Champlin | Andrew Olson | TRUE | 2026-04-07T00:00:00 | 2026-10-26T00:00:00 | 2026-10-26T00:00:00 | 1 | 0 | 1 | 655.04 | 655.04 | 55316-3157 | USA | D01 | 215 | POWER/MATION DIVISION INC | 55486-0314 | EPXPNS101 | PROFINET SYSTEM REDUNDANCY NETWORK | PUR | PROFINET SYSTEM REDUNDANCY NETWORK | EA | EA |  | TRUE |  | P | FXG | 100
134787 | 1 | 1 | States | Dayton | Andrew Olson | TRUE | 2026-07-15T00:00:00 | 2026-09-21T00:00:00 | 2026-09-08T00:00:00 | 250 | 0 | 250 | 3.74 | 935 | 55369-6417 | USA | D01 | 215 | POWER/MATION DIVISION INC | 55486-0314 | 1329493 | Feed-through terminal block, nom. voltage: 1000 V, nominal current: 41 A, number of connections: 2, number of positions: 1, connection method: Push-X-connection, Rated cross section: 6 mm2, cross section: 0.5 mm2 - 10 mm2, mounting type: NS 35/7,5, NS 35/15, color: gray | PUR | Feed-through terminal block, nom. voltage: 1000 V, nominal current: 41 A, number of connections: 2, number of positions: 1, connection method: Push-X-connection, Rated cross section: 6 mm2, cross section: 0.5 mm2 - 10 mm2, mounting type: NS 35/7,5, NS 35/15, color: gray | EA | EA |  | TRUE |  | P | FXG | DAYTON | 2026-09-08T00:00:00
133507 | 9 | 1 | States | Champlin | Andrew Olson | TRUE | 2026-05-21T00:00:00 | 2026-10-01T00:00:00 | 2026-10-01T00:00:00 | 118 | 0 | 118 | 9.71 | 1145.78 | 55316-3157 | USA | D01 | 215 | POWER/MATION DIVISION INC | 55486-0314 | 3031322 | Protective conductor terminal block, number of connections: 4, connection method: Spring-cage connection, Rated cross section: 2.5 mm2, cross section: 0.08 mm2 - 4 mm2, mounting type: NS 35/7,5, NS 35/15, color: green-yellow | TBK | Protective conductor terminal block, number of connections: 4, connection method: Spring-cage connection, Rated cross section: 2.5 mm2, cross section: 0.08 mm2 - 4 mm2, mounting type: NS 35/7,5, NS 35/15, color: green-yellow | EA | EA |  | TRUE |  | P | FXG | 100
133507 | 8 | 3 | States | Champlin | Andrew Olson | TRUE | 2026-05-21T00:00:00 | 2026-10-01T00:00:00 | 2026-10-01T00:00:00 | 6000 | 0 | 6000 | 2.92 | 46720 | 55316-3157 | USA | D01 | 215 | POWER/MATION DIVISION INC | 55486-0314 | 3031306 | ST 2 5-QUATTRO Feed-through terminal block, Connectionmethod: Spring-cage connection, Crosssection: 0.08 mm^2 - 4 mm^2, AWG: 28 - 12,Width: 5.2 mm, Color: gray, Mounting type:NS 35/7,5, NS 35/15 | PUR | ST 2 5-QUATTRO Feed-through terminal block, Connectionmethod: Spring-cage connection, Crosssection: 0.08 mmÂ² - 4 mmÂ², AWG: 28 - 12,Width: 5.2 mm, Color: gray, Mounting type:NS 35/7,5, NS 35/15 | EA | EA |  | TRUE |  | P | FXG | 100
133507 | 6 | 2 | States | Champlin | Andrew Olson | TRUE | 2026-05-21T00:00:00 | 2026-10-08T00:00:00 | 2026-10-08T00:00:00 | 5000 | 0 | 5000 | 0.78 | 10990.2 | 55316-3157 | USA | D01 | 215 | POWER/MATION DIVISION INC | 55486-0314 | 3031212 | ST 2 5: Feed-Through Terminal Block, Connection Method: Spring-Cage Connection - Cross section: 0.08mm-4mm AWG:28-12, Width: 5.2mm - Color: Gray - Mounting Type: NS 35/7 5 NS 35/15 - Phoenix Contact | PUR | ST 2 5: Feed-Through Terminal Block, Connection Method: Spring-Cage Connection - Cross section: 0.08mm-4mm AWG:28-12, Width: 5.2mm - Color: Gray - Mounting Type: NS 35/7 5 NS 35/15 - Phoenix Contact | EA | EA |  | TRUE |  | P | FXG | 100
133507 | 3 | 3 | States | Champlin | Andrew Olson | TRUE | 2026-05-21T00:00:00 | 2026-09-24T00:00:00 | 2026-09-24T00:00:00 | 1240 | 0 | 1240 | 1.27 | 4306.57 | 55316-3157 | USA | D01 | 215 | POWER/MATION DIVISION INC | 55486-0314 | 3030174 | FBS 3-5: Plug-In Bridge, Number Of Positions: 3 - Color: Red - Phoenix Contact | PUR | FBS 3-5: Plug-In Bridge, Number Of Positions: 3 - Color: Red - Phoenix Contact | EA | EA |  | TRUE |  | P | FXG | 100
133507 | 3 | 4 | States | Champlin | Andrew Olson | TRUE | 2026-05-21T00:00:00 | 2026-10-12T00:00:00 | 2026-10-12T00:00:00 | 1000 | 0 | 1000 | 1.27 | 4306.57 | 55316-3157 | USA | D01 | 215 | POWER/MATION DIVISION INC | 55486-0314 | 3030174 | FBS 3-5: Plug-In Bridge, Number Of Positions: 3 - Color: Red - Phoenix Contact | PUR | FBS 3-5: Plug-In Bridge, Number Of Positions: 3 - Color: Red - Phoenix Contact | EA | EA |  | TRUE |  | P | FXG | 100
133507 | 5 | 1 | States | Champlin | Andrew Olson | TRUE | 2026-05-21T00:00:00 | 2026-09-22T00:00:00 | 2026-09-22T00:00:00 | 1109 | 0 | 1109 | 0.82 | 1729.38 | 55316-3157 | USA | D01 | 215 | POWER/MATION DIVISION INC | 55486-0314 | 3030417 | D-ST 2 5: End Cover, Length: 48.66mm Width: 2.2mm Height: 29.1mm - Color: Gray - Phoenix Contact | TBK | D-ST 2 5: End Cover, Length: 48.66mm Width: 2.2mm Height: 29.1mm - Color: Gray - Phoenix Contact | EA | EA |  | TRUE |  | P | FXG | 100
133507 | 6 | 1 | States | Champlin | Andrew Olson | TRUE | 2026-05-21T00:00:00 | 2026-09-24T00:00:00 | 2026-09-24T00:00:00 | 9090 | 0 | 9090 | 0.78 | 10990.2 | 55316-3157 | USA | D01 | 215 | POWER/MATION DIVISION INC | 55486-0314 | 3031212 | ST 2 5: Feed-Through Terminal Block, Connection Method: Spring-Cage Connection - Cross section: 0.08mm-4mm AWG:28-12, Width: 5.2mm - Color: Gray - Mounting Type: NS 35/7 5 NS 35/15 - Phoenix Contact | PUR | ST 2 5: Feed-Through Terminal Block, Connection Method: Spring-Cage Connection - Cross section: 0.08mm-4mm AWG:28-12, Width: 5.2mm - Color: Gray - Mounting Type: NS 35/7 5 NS 35/15 - Phoenix Contact | EA | EA |  | TRUE |  | P | FXG | 100
133507 | 2 | 1 | States | Champlin | Andrew Olson | TRUE | 2026-05-21T00:00:00 | 2026-09-24T00:00:00 | 2026-09-24T00:00:00 | 44 | 0 | 44 | 26.96 | 1186.24 | 55316-3157 | USA | D01 | 215 | POWER/MATION DIVISION INC | 55486-0314 | 2966786 | Continuous plug-in bridge, length: 500 mm, color: red | PUR | Continuous plug-in bridge, length: 500 mm, color: red | EA | EA |  | TRUE |  | P | FXG | 100
133507 | 8 | 4 | States | Champlin | Andrew Olson | TRUE | 2026-05-21T00:00:00 | 2026-11-02T00:00:00 | 2026-11-02T00:00:00 | 3600 | 0 | 3600 | 2.92 | 46720 | 55316-3157 | USA | D01 | 215 | POWER/MATION DIVISION INC | 55486-0314 | 3031306 | ST 2 5-QUATTRO Feed-through terminal block, Connectionmethod: Spring-cage connection, Crosssection: 0.08 mm^2 - 4 mm^2, AWG: 28 - 12,Width: 5.2 mm, Color: gray, Mounting type:NS 35/7,5, NS 35/15 | PUR | ST 2 5-QUATTRO Feed-through terminal block, Connectionmethod: Spring-cage connection, Crosssection: 0.08 mmÂ² - 4 mmÂ², AWG: 28 - 12,Width: 5.2 mm, Color: gray, Mounting type:NS 35/7,5, NS 35/15 | EA | EA |  | TRUE |  | P | FXG | 100
133507 | 4 | 3 | States | Champlin | Andrew Olson | TRUE | 2026-05-21T00:00:00 | 2026-09-24T00:00:00 | 2026-09-24T00:00:00 | 2240 | 0 | 2240 | 2.04 | 6054.72 | 55316-3157 | USA | D01 | 215 | POWER/MATION DIVISION INC | 55486-0314 | 3030187 | FBS 4-5: Plug-In Bridge, Number Of Positions: 4 - Color: Red - Phoenix Contact | PUR | FBS 4-5: Plug-In Bridge, Number Of Positions: 4 - Color: Red - Phoenix Contact | EA | EA |  | TRUE |  | P | FXG | 100
133507 | 7 | 3 | States | Champlin | Andrew Olson | TRUE | 2026-05-21T00:00:00 | 2026-09-24T00:00:00 | 2026-09-24T00:00:00 | 500 | 0 | 500 | 2.54 | 4330.7 | 55316-3157 | USA | D01 | 215 | POWER/MATION DIVISION INC | 55486-0314 | 3031238 | ST 2 5-PE: Ground Modular Terminal Block, Connection Method: Spring-Cage Connection - Cross section: 0.08mm-4mm AWG:28-12, Width: 5.2mm - Color: Green/Yellow - Mounting Type: NS 35/7 5 NS 35/15 - Phoenix Contact | PUR | ST 2 5-PE: Ground Modular Terminal Block, Connection Method: Spring-Cage Connection - Cross section: 0.08mm-4mm AWG:28-12, Width: 5.2mm - Color: Green/Yellow - Mounting Type: NS 35/7 5 NS 35/15 - Phoenix Contact | EA | EA |  | TRUE |  | P | FXG | 100
133742 | 18 | 1 | States | Champlin | Andrew Olson | TRUE | 2026-05-29T00:00:00 | 2026-10-26T00:00:00 | 2026-10-26T00:00:00 | 500 | 0 | 500 | 2.54 | 1270 | 55316-3157 | USA | D01 | 215 | POWER/MATION DIVISION INC | 55486-0314 | 3031238 | ST 2 5-PE: Ground Modular Terminal Block, Connection Method: Spring-Cage Connection - Cross section: 0.08mm-4mm AWG:28-12, Width: 5.2mm - Color: Green/Yellow - Mounting Type: NS 35/7 5 NS 35/15 - Phoenix Contact | PUR | ST 2 5-PE: Ground Modular Terminal Block, Connection Method: Spring-Cage Connection - Cross section: 0.08mm-4mm AWG:28-12, Width: 5.2mm - Color: Green/Yellow - Mounting Type: NS 35/7 5 NS 35/15 - Phoenix Contact | EA | EA |  | TRUE |  | P | FXG | 100
133742 | 6 | 1 | States | Champlin | Andrew Olson | TRUE | 2026-05-29T00:00:00 | 2026-10-26T00:00:00 | 2026-10-26T00:00:00 | 5 | 0 | 5 | 6592 | 32960 | 55316-3157 | USA | D01 | 215 | POWER/MATION DIVISION INC | 55486-0314 | 1574601 | Managed switch, sixteen SFP ports (100/1000 Mbps), -40 to +85°C | PUR | Managed switch, sixteen SFP ports (100/1000 Mbps), -40 to +85°C | EA | EA |  | TRUE |  | P | FXG | 100
133742 | 12 | 1 | States | Champlin | Andrew Olson | TRUE | 2026-05-29T00:00:00 | 2026-11-25T00:00:00 | 2026-11-25T00:00:00 | 20 | 0 | 20 | 133.54 | 2670.8 | 55316-3157 | USA | D01 | 215 | POWER/MATION DIVISION INC | 55486-0314 | 2907719 | Diode module, DIN rail mtd, 12-24 V DC/2x20 A or 1x40 A | PUR | Diode module, DIN rail mtd, 12-24 V DC/2x20 A or 1x40 A | EA | EA |  | TRUE |  | P | FXG | 100
133742 | 5 | 1 | States | Champlin | Andrew Olson | TRUE | 2026-05-29T00:00:00 | 2026-10-26T00:00:00 | 2026-10-26T00:00:00 | 20 | 0 | 20 | 475.61 | 9512.2 | 55316-3157 | USA | D01 | 215 | POWER/MATION DIVISION INC | 55486-0314 | 1330611 | MC 1000E-MM LC, Fiber optic converter with LC fiber optic connection (1310 nm) for converting 100Base-TX to multimode fiber optics. Auto MDI(X) function, DIN rail mountable with ruggedized EMI protection and wide temperature range. | PUR | MC 1000E-MM LC, Fiber optic converter with LC fiber optic connection (1310 nm) for converting 100Base-TX to multimode fiber optics. Auto MDI(X) function, DIN rail mountable with ruggedized EMI protection and wide temperature range. | EA | EA |  | TRUE |  | P | FXG | 100
133742 | 10 | 1 | States | Champlin | Andrew Olson | TRUE | 2026-05-29T00:00:00 | 2026-10-26T00:00:00 | 2026-10-26T00:00:00 | 10 | 0 | 10 | 385.2 | 3852 | 55316-3157 | USA | D01 | 215 | POWER/MATION DIVISION INC | 55486-0314 | 2904602 | Primary-switched QUINT POWER power supply with free choice of output characteristic curve, SFB (selective fuse breaking) technology, and NFC interface, input: 1-phase, output: 24 V DC/20 A | PUR | Primary-switched QUINT POWER power supply with free choice of output characteristic curve, SFB (selective fuse breaking) technology, and NFC interface, input: 1-phase, output: 24 V DC/20 A | EA | EA |  | TRUE |  | P | FXG | 100
133742 | 13 | 1 | States | Champlin | Andrew Olson | TRUE | 2026-05-29T00:00:00 | 2026-10-26T00:00:00 | 2026-10-26T00:00:00 | 1000 | 0 | 1000 | 0.65 | 650 | 55316-3157 | USA | D01 | 215 | POWER/MATION DIVISION INC | 55486-0314 | 3030161 | FBS 2-5: Plug-In Bridge, Number Of Positions: 2 - Color: Red - Phoenix Contact | PUR | FBS 2-5: Plug-In Bridge, Number Of Positions: 2 - Color: Red - Phoenix Contact | EA | EA |  | TRUE |  | P | FXG | 100
133742 | 14 | 1 | States | Champlin | Andrew Olson | TRUE | 2026-05-29T00:00:00 | 2026-10-26T00:00:00 | 2026-10-26T00:00:00 | 1000 | 0 | 1000 | 1.27 | 1270 | 55316-3157 | USA | D01 | 215 | POWER/MATION DIVISION INC | 55486-0314 | 3030174 | FBS 3-5: Plug-In Bridge, Number Of Positions: 3 - Color: Red - Phoenix Contact | PUR | FBS 3-5: Plug-In Bridge, Number Of Positions: 3 - Color: Red - Phoenix Contact | EA | EA |  | TRUE |  | P | FXG | 100
133742 | 19 | 1 | States | Champlin | Andrew Olson | TRUE | 2026-05-29T00:00:00 | 2026-10-26T00:00:00 | 2026-10-26T00:00:00 | 2500 | 0 | 2500 | 2.92 | 7300 | 55316-3157 | USA | D01 | 215 | POWER/MATION DIVISION INC | 55486-0314 | 3031306 | ST 2 5-QUATTRO Feed-through terminal block, Connectionmethod: Spring-cage connection, Crosssection: 0.08 mm^2 - 4 mm^2, AWG: 28 - 12,Width: 5.2 mm, Color: gray, Mounting type:NS 35/7,5, NS 35/15 | PUR | ST 2 5-QUATTRO Feed-through terminal block, Connectionmethod: Spring-cage connection, Crosssection: 0.08 mmÂ² - 4 mmÂ², AWG: 28 - 12,Width: 5.2 mm, Color: gray, Mounting type:NS 35/7,5, NS 35/15 | EA | EA |  | TRUE |  | P | FXG | 100
133742 | 7 | 1 | States | Champlin | Andrew Olson | TRUE | 2026-05-29T00:00:00 | 2026-10-26T00:00:00 | 2026-10-26T00:00:00 | 100 | 0 | 100 | 178.28 | 17828 | 55316-3157 | USA | D01 | 215 | POWER/MATION DIVISION INC | 55486-0314 | 2891754 | SFP module, multimode fiber, 1 km, 1310 nm, LC, 1 Gbps | PUR | SFP module, multimode fiber, 1 km, 1310 nm, LC, 1 Gbps | EA | EA |  | TRUE |  | P | FXG | 100
133742 | 9 | 1 | States | Champlin | Andrew Olson | TRUE | 2026-05-29T00:00:00 | 2026-08-25T00:00:00 | 2026-08-25T00:00:00 | 5 | 0 | 5 | 78.22 | 391.1 | 55316-3157 | USA | D01 | 215 | POWER/MATION DIVISION INC | 55486-0314 | 2904290 | INTERFACE MODULE - PUSH-IN CONNECTION TO RJ45 CONNECTION | PUR | INTERFACE MODULE - PUSH-IN CONNECTION TO RJ45 CONNECTION | EA | EA |  | TRUE |  | P | FXG | 100
133742 | 16 | 1 | States | Champlin | Andrew Olson | TRUE | 2026-05-29T00:00:00 | 2026-10-26T00:00:00 | 2026-10-26T00:00:00 | 1000 | 0 | 1000 | 0.82 | 820 | 55316-3157 | USA | D01 | 215 | POWER/MATION DIVISION INC | 55486-0314 | 3030417 | D-ST 2 5: End Cover, Length: 48.66mm Width: 2.2mm Height: 29.1mm - Color: Gray - Phoenix Contact | TBK | D-ST 2 5: End Cover, Length: 48.66mm Width: 2.2mm Height: 29.1mm - Color: Gray - Phoenix Contact | EA | EA |  | TRUE |  | P | FXG | 100
133742 | 20 | 1 | States | Champlin | Andrew Olson | TRUE | 2026-05-29T00:00:00 | 2026-10-26T00:00:00 | 2026-10-26T00:00:00 | 40 | 0 | 40 | 9.71 | 388.4 | 55316-3157 | USA | D01 | 215 | POWER/MATION DIVISION INC | 55486-0314 | 3031322 | Protective conductor terminal block, number of connections: 4, connection method: Spring-cage connection, Rated cross section: 2.5 mm2, cross section: 0.08 mm2 - 4 mm2, mounting type: NS 35/7,5, NS 35/15, color: green-yellow | TBK | Protective conductor terminal block, number of connections: 4, connection method: Spring-cage connection, Rated cross section: 2.5 mm2, cross section: 0.08 mm2 - 4 mm2, mounting type: NS 35/7,5, NS 35/15, color: green-yellow | EA | EA |  | TRUE |  | P | FXG | 100
133742 | 1 | 1 | States | Champlin | Andrew Olson | TRUE | 2026-05-29T00:00:00 | 2026-10-26T00:00:00 | 2026-10-26T00:00:00 | 2000 | 0 | 2000 | 1.74 | 3480 | 55316-3157 | USA | D01 | 215 | POWER/MATION DIVISION INC | 55486-0314 | 0800886 | E/NS 35 N End Clamp With Screw Down Lock, Width: 9.5mm - Color: Gray - Phoenix Contact | PUR | E/NS 35 N End Clamp With Screw Down Lock, Width: 9.5mm - Color: Gray - Phoenix Contact | EA | EA |  | TRUE |  | P | FXG | 100
133742 | 4 | 1 | States | Champlin | Andrew Olson | TRUE | 2026-05-29T00:00:00 | 2026-10-26T00:00:00 | 2026-10-26T00:00:00 | 10 | 0 | 10 | 465.17 | 4651.7 | 55316-3157 | USA | D01 | 215 | POWER/MATION DIVISION INC | 55486-0314 | 1249598 | Narrow Ethernet switch, wide temperature range, twelve RJ45 ports with 10/100 Mbps on all ports, two SFP ports with 100/1000 Mbps, automatic data transmission speed detection, autocrossing function, and QoS | PUR | Narrow Ethernet switch, wide temperature range, twelve RJ45 ports with 10/100 Mbps on all ports, two SFP ports with 100/1000 Mbps, automatic data transmission speed detection, autocrossing function, and QoS | EA | EA |  | TRUE |  | P | FXG | 100
133742 | 8 | 1 | States | Champlin | Andrew Olson | TRUE | 2026-05-29T00:00:00 | 2026-10-26T00:00:00 | 2026-10-26T00:00:00 | 500 | 0 | 500 | 12.82 | 6410 | 55316-3157 | USA | D01 | 215 | POWER/MATION DIVISION INC | 55486-0314 | 2900299 | PLC-INTERFACE, consisting of PLC-BPT.../21 basic terminal block with Push-in connection and plug-in miniature relay with power contact, for mounting on NS 35/7,5 DIN rail, 1 changeover contact, input voltage 24 V DC | PUR | PLC-INTERFACE, consisting of PLC-BPT.../21 basic terminal block with Push-in connection and plug-in miniature relay with power contact, for mounting on NS 35/7,5 DIN rail, 1 changeover contact, input voltage 24 V DC | EA | EA |  | TRUE |  | P | FXG | 100
132608 | 1 | 3 | States | Champlin | Andrew Olson | TRUE | 2026-04-20T00:00:00 | 2026-10-20T00:00:00 | 2026-10-20T00:00:00 | 500 | 0 | 500 | 1.68 | 3279.36 | 55316-3157 | USA | D01 | 215 | POWER/MATION DIVISION INC | 55486-0314 | 0800886 | E/NS 35 N End Clamp With Screw Down Lock, Width: 9.5mm - Color: Gray - Phoenix Contact | PUR | E/NS 35 N End Clamp With Screw Down Lock, Width: 9.5mm - Color: Gray - Phoenix Contact | EA | EA |  | TRUE |  | P | FXG | 100
133488 | 3 | 2 | States | Dayton | Andrew Olson | TRUE | 2026-05-21T00:00:00 | 2026-10-01T00:00:00 | 2026-10-01T00:00:00 | 20 | 0 | 20 | 9.71 | 388.4 | 55369-6417 | USA | D01 | 215 | POWER/MATION DIVISION INC | 55486-0314 | 3031322 | Protective conductor terminal block, number of connections: 4, connection method: Spring-cage connection, Rated cross section: 2.5 mm2, cross section: 0.08 mm2 - 4 mm2, mounting type: NS 35/7,5, NS 35/15, color: green-yellow | TBK | Protective conductor terminal block, number of connections: 4, connection method: Spring-cage connection, Rated cross section: 2.5 mm2, cross section: 0.08 mm2 - 4 mm2, mounting type: NS 35/7,5, NS 35/15, color: green-yellow | EA | EA |  | TRUE |  | P | FXG | Dayton
133488 | 2 | 1 | States | Dayton | Andrew Olson | TRUE | 2026-05-21T00:00:00 | 2026-10-01T00:00:00 | 2026-10-01T00:00:00 | 694 | 0 | 694 | 2.92 | 4596.08 | 55369-6417 | USA | D01 | 215 | POWER/MATION DIVISION INC | 55486-0314 | 3031306 | ST 2 5-QUATTRO Feed-through terminal block, Connectionmethod: Spring-cage connection, Crosssection: 0.08 mm^2 - 4 mm^2, AWG: 28 - 12,Width: 5.2 mm, Color: gray, Mounting type:NS 35/7,5, NS 35/15 | PUR | ST 2 5-QUATTRO Feed-through terminal block, Connectionmethod: Spring-cage connection, Crosssection: 0.08 mmÂ² - 4 mmÂ², AWG: 28 - 12,Width: 5.2 mm, Color: gray, Mounting type:NS 35/7,5, NS 35/15 | EA | EA |  | TRUE |  | P | FXG | Dayton
133488 | 3 | 3 | States | Dayton | Andrew Olson | TRUE | 2026-05-21T00:00:00 | 2026-11-01T00:00:00 | 2026-11-01T00:00:00 | 12 | 0 | 12 | 9.71 | 388.4 | 55369-6417 | USA | D01 | 215 | POWER/MATION DIVISION INC | 55486-0314 | 3031322 | Protective conductor terminal block, number of connections: 4, connection method: Spring-cage connection, Rated cross section: 2.5 mm2, cross section: 0.08 mm2 - 4 mm2, mounting type: NS 35/7,5, NS 35/15, color: green-yellow | TBK | Protective conductor terminal block, number of connections: 4, connection method: Spring-cage connection, Rated cross section: 2.5 mm2, cross section: 0.08 mm2 - 4 mm2, mounting type: NS 35/7,5, NS 35/15, color: green-yellow | EA | EA |  | TRUE |  | P | FXG | Dayton
133488 | 1 | 4 | States | Dayton | Andrew Olson | TRUE | 2026-05-21T00:00:00 | 2026-12-01T00:00:00 | 2026-12-01T00:00:00 | 30 | 0 | 30 | 0.97 | 291 | 55369-6417 | USA | D01 | 215 | POWER/MATION DIVISION INC | 55486-0314 | 3030514 | D-ST 2 5-QUATTRO End cover, Length: 72 mm, Width: 2.2 mm,Height: 36.5 mm, Color: gray | TBK | D-ST 2 5-QUATTRO End cover, Length: 72 mm, Width: 2.2 mm,Height: 36.5 mm, Color: gray | EA | EA |  | TRUE |  | P | FXG | Dayton
133488 | 2 | 2 | States | Dayton | Andrew Olson | TRUE | 2026-05-21T00:00:00 | 2026-11-01T00:00:00 | 2026-11-01T00:00:00 | 660 | 0 | 660 | 2.92 | 4596.08 | 55369-6417 | USA | D01 | 215 | POWER/MATION DIVISION INC | 55486-0314 | 3031306 | ST 2 5-QUATTRO Feed-through terminal block, Connectionmethod: Spring-cage connection, Crosssection: 0.08 mm^2 - 4 mm^2, AWG: 28 - 12,Width: 5.2 mm, Color: gray, Mounting type:NS 35/7,5, NS 35/15 | PUR | ST 2 5-QUATTRO Feed-through terminal block, Connectionmethod: Spring-cage connection, Crosssection: 0.08 mmÂ² - 4 mmÂ², AWG: 28 - 12,Width: 5.2 mm, Color: gray, Mounting type:NS 35/7,5, NS 35/15 | EA | EA |  | TRUE |  | P | FXG | Dayton
133488 | 1 | 3 | States | Dayton | Andrew Olson | TRUE | 2026-05-21T00:00:00 | 2026-11-01T00:00:00 | 2026-11-01T00:00:00 | 90 | 0 | 90 | 0.97 | 291 | 55369-6417 | USA | D01 | 215 | POWER/MATION DIVISION INC | 55486-0314 | 3030514 | D-ST 2 5-QUATTRO End cover, Length: 72 mm, Width: 2.2 mm,Height: 36.5 mm, Color: gray | TBK | D-ST 2 5-QUATTRO End cover, Length: 72 mm, Width: 2.2 mm,Height: 36.5 mm, Color: gray | EA | EA |  | TRUE |  | P | FXG | Dayton
133488 | 1 | 2 | States | Dayton | Andrew Olson | TRUE | 2026-05-21T00:00:00 | 2026-10-01T00:00:00 | 2026-10-01T00:00:00 | 150 | 0 | 150 | 0.97 | 291 | 55369-6417 | USA | D01 | 215 | POWER/MATION DIVISION INC | 55486-0314 | 3030514 | D-ST 2 5-QUATTRO End cover, Length: 72 mm, Width: 2.2 mm,Height: 36.5 mm, Color: gray | TBK | D-ST 2 5-QUATTRO End cover, Length: 72 mm, Width: 2.2 mm,Height: 36.5 mm, Color: gray | EA | EA |  | TRUE |  | P | FXG | Dayton
133488 | 2 | 3 | States | Dayton | Andrew Olson | TRUE | 2026-05-21T00:00:00 | 2026-12-01T00:00:00 | 2026-12-01T00:00:00 | 220 | 0 | 220 | 2.92 | 4596.08 | 55369-6417 | USA | D01 | 215 | POWER/MATION DIVISION INC | 55486-0314 | 3031306 | ST 2 5-QUATTRO Feed-through terminal block, Connectionmethod: Spring-cage connection, Crosssection: 0.08 mm^2 - 4 mm^2, AWG: 28 - 12,Width: 5.2 mm, Color: gray, Mounting type:NS 35/7,5, NS 35/15 | PUR | ST 2 5-QUATTRO Feed-through terminal block, Connectionmethod: Spring-cage connection, Crosssection: 0.08 mmÂ² - 4 mmÂ², AWG: 28 - 12,Width: 5.2 mm, Color: gray, Mounting type:NS 35/7,5, NS 35/15 | EA | EA |  | TRUE |  | P | FXG | Dayton
133488 | 3 | 4 | States | Dayton | Andrew Olson | TRUE | 2026-05-21T00:00:00 | 2026-12-01T00:00:00 | 2026-12-01T00:00:00 | 4 | 0 | 4 | 9.71 | 388.4 | 55369-6417 | USA | D01 | 215 | POWER/MATION DIVISION INC | 55486-0314 | 3031322 | Protective conductor terminal block, number of connections: 4, connection method: Spring-cage connection, Rated cross section: 2.5 mm2, cross section: 0.08 mm2 - 4 mm2, mounting type: NS 35/7,5, NS 35/15, color: green-yellow | TBK | Protective conductor terminal block, number of connections: 4, connection method: Spring-cage connection, Rated cross section: 2.5 mm2, cross section: 0.08 mm2 - 4 mm2, mounting type: NS 35/7,5, NS 35/15, color: green-yellow | EA | EA |  | TRUE |  | P | FXG | Dayton
133743 | 1 | 1 | States | Champlin | Andrew Olson | TRUE | 2026-05-29T00:00:00 | 2026-10-26T00:00:00 | 2026-10-26T00:00:00 | 10 | 0 | 10 | 85.5 | 855 | 55316-3157 | USA | D01 | 215 | POWER/MATION DIVISION INC | 55486-0314 | 4127.01 | Door switch | PUR | Door switch | EA | EA |  | TRUE |  | P | FXG | 100
133743 | 10 | 1 | States | Champlin | Andrew Olson | TRUE | 2026-05-29T00:00:00 | 2026-11-25T00:00:00 | 2026-11-25T00:00:00 | 6 | 0 | 6 | 1402.54 | 8415.24 | 55316-3157 | USA | D01 | 215 | POWER/MATION DIVISION INC | 55486-0314 | IC695ETM001 | RX3i - Ethernet Module, (2)RJ-45 ports, (1)IP address | PUR | RX3i - Ethernet Module, (2)RJ-45 ports, (1)IP address | EA | EA |  | TRUE |  | P | FXG | 100
133743 | 3 | 1 | States | Champlin | Andrew Olson | TRUE | 2026-05-29T00:00:00 | 2026-10-26T00:00:00 | 2026-10-26T00:00:00 | 57 | 0 | 57 | 187.79 | 10704.03 | 55316-3157 | USA | D01 | 215 | POWER/MATION DIVISION INC | 55486-0314 | EP-225F | RSTi-EP I/O - Digital Output, 16 Points, Positive Logic, 24VDC, 0.5A, 1 Wire | PUR | RSTi-EP I/O - Digital Output, 16 Points, Positive Logic, 24VDC, 0.5A, 1 Wire | EA | EA |  | TRUE |  | P | FXG | 100
133743 | 2 | 1 | States | Champlin | Andrew Olson | TRUE | 2026-05-29T00:00:00 | 2026-10-26T00:00:00 | 2026-10-26T00:00:00 | 87 | 0 | 87 | 164.65 | 14324.55 | 55316-3157 | USA | D01 | 215 | POWER/MATION DIVISION INC | 55486-0314 | EP-125F | RSTi-EP I/O - Digital Input, 16 Points, Positive Logic, 24VDC, 1 Wire | PUR | RSTi-EP I/O - Digital Input, 16 Points, Positive Logic, 24VDC, 1 Wire | EA | EA |  | TRUE |  | P | FXG | 100
133743 | 6 | 1 | States | Champlin | Andrew Olson | TRUE | 2026-05-29T00:00:00 | 2026-10-26T00:00:00 | 2026-10-26T00:00:00 | 10 | 0 | 10 | 655.04 | 6550.4 | 55316-3157 | USA | D01 | 215 | POWER/MATION DIVISION INC | 55486-0314 | EPXPNS101 | PROFINET SYSTEM REDUNDANCY NETWORK | PUR | PROFINET SYSTEM REDUNDANCY NETWORK | EA | EA |  | TRUE |  | P | FXG | 100
133743 | 7 | 1 | States | Champlin | Andrew Olson | TRUE | 2026-05-29T00:00:00 | 2026-10-26T00:00:00 | 2026-10-26T00:00:00 | 18 | 0 | 18 | 58.74 | 1057.32 | 55316-3157 | USA | D01 | 215 | POWER/MATION DIVISION INC | 55486-0314 | IC694ACC310 | RX3i - Empty Slot Filler | OSV | RX3i - Empty Slot Filler | EA | EA |  | TRUE |  | P | FXG | 100
133743 | 13 | 1 | States | Champlin | Andrew Olson | TRUE | 2026-05-29T00:00:00 | 2026-11-25T00:00:00 | 2026-11-25T00:00:00 | 8 | 0 | 8 | 2916.4 | 23331.2 | 55316-3157 | USA | D01 | 215 | POWER/MATION DIVISION INC | 55486-0314 | IC695RMX128_ | RX3i Redundant Memory Xchange Module forHigh Availability. 2Megbytes of user sharedmemory. Dual Genius LAN is supportedusing application code that is located on thege-ip.com/support website | PUR | RX3i Redundant Memory Xchange Module forHigh Availability. 2Megbytes of user sharedmemory. Dual Genius LAN is supportedusing application code that is located on thege-ip.com/support website | EA | EA |  | TRUE |  | P | FXG | 100
133743 | 5 | 1 | States | Champlin | Andrew Olson | TRUE | 2026-05-29T00:00:00 | 2026-10-26T00:00:00 | 2026-10-26T00:00:00 | 18 | 0 | 18 | 581.17 | 10461.06 | 55316-3157 | USA | D01 | 215 | POWER/MATION DIVISION INC | 55486-0314 | EPXMBE001 | RSTi-EP Slice I/O Modbus TCP Network Adapter | PUR | RSTi-EP Slice I/O Modbus TCP Network Adapter | EA | EA |  | TRUE |  | P | FXG | 100
133743 | 12 | 1 | States | Champlin | Andrew Olson | TRUE | 2026-05-29T00:00:00 | 2026-11-25T00:00:00 | 2026-11-25T00:00:00 | 12 | 0 | 12 | 396 | 4752 | 55316-3157 | USA | D01 | 215 | POWER/MATION DIVISION INC | 55486-0314 | IC695PSD140_ | Multipurpose Power Supply is suitable for usein load-sharing and redund ancy application. Itmust be installed in a PACsystems RX3i(IC695catalog number) Universal Backplane | PUR | Multipurpose Power Supply is suitable for usein load-sharing and redund ancy application. Itmust be installed in a PACsystems RX3i(IC695catalog number) Universal Backplane | EA | EA |  | TRUE |  | P | FXG | 100
133743 | 14 | 1 | States | Champlin | Andrew Olson | TRUE | 2026-05-29T00:00:00 | 2026-11-25T00:00:00 | 2026-11-25T00:00:00 | 24 | 0 | 24 | 123.71 | 2969.04 | 55316-3157 | USA | D01 | 215 | POWER/MATION DIVISION INC | 55486-0314 | IC695SPF002 | RX3i 100Base-FX (fiber 2 km) SFP (Multi-mode fiber - MMF) | PUR | RX3i 100Base-FX (fiber 2 km) SFP (Multi-mode fiber - MMF) | EA | EA |  | TRUE |  | P | FXG | 100
133743 | 8 | 1 | States | Champlin | Andrew Olson | TRUE | 2026-05-29T00:00:00 | 2026-10-26T00:00:00 | 2026-10-26T00:00:00 | 6 | 0 | 6 | 720 | 4320 | 55316-3157 | USA | D01 | 215 | POWER/MATION DIVISION INC | 55486-0314 | IC695CHS012 | UNIVERSAL BACK PLANE, 12 SLOT | OSV | UNIVERSAL BACK PLANE, 12 SLOT | EA | EA |  | TRUE |  | P | FXG | 100
133743 | 11 | 1 | States | Champlin | Andrew Olson | TRUE | 2026-05-29T00:00:00 | 2026-11-25T00:00:00 | 2026-11-25T00:00:00 | 6 | 0 | 6 | 1490.5 | 8943 | 55316-3157 | USA | D01 | 215 | POWER/MATION DIVISION INC | 55486-0314 | IC695PNC001 | RX3i - Profinet Controller - Emerson Automation Solutions | OSV | RX3i - Profinet Controller - Emerson Automation Solutions | EA | EA |  | TRUE |  | P | FXG | 100
133743 | 4 | 1 | States | Champlin | Andrew Olson | TRUE | 2026-05-29T00:00:00 | 2026-10-26T00:00:00 | 2026-10-26T00:00:00 | 40 | 0 | 40 | 75 | 3000 | 55316-3157 | USA | D01 | 215 | POWER/MATION DIVISION INC | 55486-0314 | EP-7641 | 1 Channel 24VDC Output Flow 10A | PUR | 1 Channel 24VDC Output Flow 10A | EA | EA |  | TRUE |  | P | FXG | 100
133743 | 18 | 1 | States | Champlin | Andrew Olson | TRUE | 2026-05-29T00:00:00 | 2026-11-25T00:00:00 | 2026-11-25T00:00:00 | 3 | 0 | 3 | 101.14 | 303.42 | 55316-3157 | USA | D01 | 215 | POWER/MATION DIVISION INC | 55486-0314 | WLB32ZC285PBQMC | LED Light Bar: 90-264VAC, 285mm, AC connector with flying leads | PUR | LED Light Bar: 90-264VAC, 285mm, AC connector with flying leads | EA | EA |  | TRUE |  | P | FXG | 100
133743 | 9 | 1 | States | Champlin | Andrew Olson | TRUE | 2026-05-29T00:00:00 | 2026-11-25T00:00:00 | 2026-11-25T00:00:00 | 6 | 0 | 6 | 5415.77 | 32494.62 | 55316-3157 | USA | D01 | 215 | POWER/MATION DIVISION INC | 55486-0314 | IC695CPE330 | RX3i - 1.1GHz Celeron-M Redundancy CPU, 64MB, with 2 Ethernet Ports | PUR | RX3i - 1.1GHz Celeron-M Redundancy CPU, 64MB, with 2 Ethernet Ports | EA | EA |  | TRUE |  | P | FXG | 100
134536 | 3 | 1 | States | Champlin | Andrew Olson | TRUE | 2026-07-06T00:00:00 | 2026-10-09T00:00:00 | 2026-08-28T00:00:00 | 10 | 0 | 10 | 581.17 | 5811.7 | 55316-3157 | USA | D01 | 215 | POWER/MATION DIVISION INC | 55486-0314 | EPXMBE001 | RSTi-EP Slice I/O Modbus TCP Network Adapter | PUR | RSTi-EP Slice I/O Modbus TCP Network Adapter | EA | EA |  | TRUE |  | P | FXG | 100
134536 | 9 | 1 | States | Champlin | Andrew Olson | TRUE | 2026-07-06T00:00:00 | 2026-10-01T00:00:00 | 2026-10-01T00:00:00 | 12 | 0 | 12 | 398.96 | 4787.52 | 55316-3157 | USA | D01 | 215 | POWER/MATION DIVISION INC | 55486-0314 | SVL-20-24-480 | Power Supply, DIN Rail, Three Phase, 480W, 24V, 20A, SVL Series | PUR | Power Supply, DIN Rail, Three Phase, 480W, 24V, 20A, SVL Series | EA | EA |  | TRUE |  | P | FXG | 100
133259 | 10 | 2 | States | Champlin | Andrew Olson | TRUE | 2026-05-13T00:00:00 | 2026-10-26T00:00:00 | 2026-10-26T00:00:00 | 6 | 0 | 6 | 630.6 | 7567.2 | 55316-3157 | USA | D01 | 215 | POWER/MATION DIVISION INC | 55486-0314 | 2904603 | Primary-switched QUINT POWER power supply with free choice of output characteristic curve, SFB (selective fuse breaking) technology, and NFC interface, input: 1-phase, output: 24 V DC/40 A | PUR | Primary-switched QUINT POWER power supply with free choice of output characteristic curve, SFB (selective fuse breaking) technology, and NFC interface, input: 1-phase, output: 24 V DC/40 A | EA | EA |  | TRUE |  | P | FXG | 100
133259 | 9 | 2 | States | Champlin | Andrew Olson | TRUE | 2026-05-13T00:00:00 | 2026-10-26T00:00:00 | 2026-10-26T00:00:00 | 6 | 0 | 6 | 385.2 | 4237.2 | 55316-3157 | USA | D01 | 215 | POWER/MATION DIVISION INC | 55486-0314 | 2904602 | Primary-switched QUINT POWER power supply with free choice of output characteristic curve, SFB (selective fuse breaking) technology, and NFC interface, input: 1-phase, output: 24 V DC/20 A | PUR | Primary-switched QUINT POWER power supply with free choice of output characteristic curve, SFB (selective fuse breaking) technology, and NFC interface, input: 1-phase, output: 24 V DC/20 A | EA | EA |  | TRUE |  | P | FXG | 100
133259 | 8 | 2 | States | Champlin | Andrew Olson | TRUE | 2026-05-13T00:00:00 | 2026-10-26T00:00:00 | 2026-10-26T00:00:00 | 276 | 0 | 276 | 12.82 | 5692.08 | 55316-3157 | USA | D01 | 215 | POWER/MATION DIVISION INC | 55486-0314 | 2900299 | PLC-INTERFACE, consisting of PLC-BPT.../21 basic terminal block with Push-in connection and plug-in miniature relay with power contact, for mounting on NS 35/7,5 DIN rail, 1 changeover contact, input voltage 24 V DC | PUR | PLC-INTERFACE, consisting of PLC-BPT.../21 basic terminal block with Push-in connection and plug-in miniature relay with power contact, for mounting on NS 35/7,5 DIN rail, 1 changeover contact, input voltage 24 V DC | EA | EA |  | TRUE |  | P | FXG | 100
133259 | 1 | 1 | States | Champlin | Andrew Olson | TRUE | 2026-05-13T00:00:00 | 2026-09-24T00:00:00 | 2026-09-24T00:00:00 | 23 | 0 | 23 | 252.5 | 24745 | 55316-3157 | USA | D01 | 215 | POWER/MATION DIVISION INC | 55486-0314 | 1085255 | Ethernet Switch: 16 port, unmanged | PUR | Ethernet Switch: 16 port, unmanged | EA | EA |  | TRUE |  | P | FXG | 100
133259 | 2 | 2 | States | Champlin | Andrew Olson | TRUE | 2026-05-13T00:00:00 | 2026-10-26T00:00:00 | 2026-10-26T00:00:00 | 6 | 0 | 6 | 465.17 | 5116.87 | 55316-3157 | USA | D01 | 215 | POWER/MATION DIVISION INC | 55486-0314 | 1249598 | Narrow Ethernet switch, wide temperature range, twelve RJ45 ports with 10/100 Mbps on all ports, two SFP ports with 100/1000 Mbps, automatic data transmission speed detection, autocrossing function, and QoS | PUR | Narrow Ethernet switch, wide temperature range, twelve RJ45 ports with 10/100 Mbps on all ports, two SFP ports with 100/1000 Mbps, automatic data transmission speed detection, autocrossing function, and QoS | EA | EA |  | TRUE |  | P | FXG | 100
133259 | 5 | 1 | States | Champlin | Andrew Olson | TRUE | 2026-05-13T00:00:00 | 2026-09-24T00:00:00 | 2026-09-24T00:00:00 | 200 | 0 | 200 | 2.56 | 512 | 55316-3157 | USA | D01 | 215 | POWER/MATION DIVISION INC | 55486-0314 | 1343116 | Protective conductor terminal block, number of connections: 2, number of positions: 1, connection method: Push-X-connection, Rated cross section: 2.5 mm2, cross section: 0.5 mm2 - 4 mm2, mounting type: NS 35/7,5, NS 35/15, color: green-yellow | PUR | Protective conductor terminal block, number of connections: 2, number of positions: 1, connection method: Push-X-connection, Rated cross section: 2.5 mm2, cross section: 0.5 mm2 - 4 mm2, mounting type: NS 35/7,5, NS 35/15, color: green-yellow | EA | EA |  | TRUE |  | P | FXG | 100
133259 | 1 | 2 | States | Champlin | Andrew Olson | TRUE | 2026-05-13T00:00:00 | 2026-10-21T00:00:00 | 2026-10-21T00:00:00 | 33 | 0 | 33 | 252.5 | 24745 | 55316-3157 | USA | D01 | 215 | POWER/MATION DIVISION INC | 55486-0314 | 1085255 | Ethernet Switch: 16 port, unmanged | PUR | Ethernet Switch: 16 port, unmanged | EA | EA |  | TRUE |  | P | FXG | 100
133259 | 12 | 2 | States | Champlin | Andrew Olson | TRUE | 2026-05-13T00:00:00 | 2026-10-26T00:00:00 | 2026-10-26T00:00:00 | 500 | 0 | 500 | 1.27 | 1270 | 55316-3157 | USA | D01 | 215 | POWER/MATION DIVISION INC | 55486-0314 | 3030174 | FBS 3-5: Plug-In Bridge, Number Of Positions: 3 - Color: Red - Phoenix Contact | PUR | FBS 3-5: Plug-In Bridge, Number Of Positions: 3 - Color: Red - Phoenix Contact | EA | EA |  | TRUE |  | P | FXG | 100
133259 | 6 | 1 | States | Champlin | Andrew Olson | TRUE | 2026-05-13T00:00:00 | 2026-09-30T00:00:00 | 2026-08-26T00:00:00 | 3 | 0 | 3 | 6592 | 39552 | 55316-3157 | USA | D01 | 215 | POWER/MATION DIVISION INC | 55486-0314 | 1574601 | Managed switch, sixteen SFP ports (100/1000 Mbps), -40 to +85°C | PUR | Managed switch, sixteen SFP ports (100/1000 Mbps), -40 to +85°C | EA | EA |  | TRUE |  | P | FXG | 100 | 2026-08-26T00:00:00
133259 | 3 | 2 | States | Champlin | Andrew Olson | TRUE | 2026-05-13T00:00:00 | 2026-10-26T00:00:00 | 2026-10-26T00:00:00 | 12 | 0 | 12 | 475.61 | 10463.42 | 55316-3157 | USA | D01 | 215 | POWER/MATION DIVISION INC | 55486-0314 | 1330611 | MC 1000E-MM LC, Fiber optic converter with LC fiber optic connection (1310 nm) for converting 100Base-TX to multimode fiber optics. Auto MDI(X) function, DIN rail mountable with ruggedized EMI protection and wide temperature range. | PUR | MC 1000E-MM LC, Fiber optic converter with LC fiber optic connection (1310 nm) for converting 100Base-TX to multimode fiber optics. Auto MDI(X) function, DIN rail mountable with ruggedized EMI protection and wide temperature range. | EA | EA |  | TRUE |  | P | FXG | 100
133259 | 7 | 2 | States | Champlin | Andrew Olson | TRUE | 2026-05-13T00:00:00 | 2026-10-26T00:00:00 | 2026-10-26T00:00:00 | 60 | 0 | 60 | 178.28 | 19610.8 | 55316-3157 | USA | D01 | 215 | POWER/MATION DIVISION INC | 55486-0314 | 2891754 | SFP module, multimode fiber, 1 km, 1310 nm, LC, 1 Gbps | PUR | SFP module, multimode fiber, 1 km, 1310 nm, LC, 1 Gbps | EA | EA |  | TRUE |  | P | FXG | 100
133259 | 6 | 2 | States | Champlin | Andrew Olson | TRUE | 2026-05-13T00:00:00 | 2026-10-26T00:00:00 | 2026-10-26T00:00:00 | 3 | 0 | 3 | 6592 | 39552 | 55316-3157 | USA | D01 | 215 | POWER/MATION DIVISION INC | 55486-0314 | 1574601 | Managed switch, sixteen SFP ports (100/1000 Mbps), -40 to +85°C | PUR | Managed switch, sixteen SFP ports (100/1000 Mbps), -40 to +85°C | EA | EA |  | TRUE |  | P | FXG | 100
132321 | 5 | 1 | States | Dayton | Andrew Olson | TRUE | 2026-04-08T00:00:00 | 2026-10-26T00:00:00 | 2026-10-26T00:00:00 | 22 | 0 | 22 | 164.65 | 3622.3 | 55369-6417 | USA | D01 | 215 | POWER/MATION DIVISION INC | 55486-0314 | EP-125F | RSTi-EP I/O - Digital Input, 16 Points, Positive Logic, 24VDC, 1 Wire | PUR | RSTi-EP I/O - Digital Input, 16 Points, Positive Logic, 24VDC, 1 Wire | EA | EA |  | TRUE |  | P | FXG | Dayton
132321 | 7 | 1 | States | Dayton | Andrew Olson | TRUE | 2026-04-08T00:00:00 | 2026-10-26T00:00:00 | 2026-12-22T00:00:00 | 4 | 0 | 4 | 344.43 | 1377.72 | 55369-6417 | USA | D01 | 215 | POWER/MATION DIVISION INC | 55486-0314 | EP-3264 | RSTi-EP I/O - Analog Input, 4 Channels Voltage/Current 16 Bits with Diagnostics 2, 3, or 4 Wire | PUR | RSTi-EP I/O - Analog Input, 4 Channels Voltage/Current 16 Bits with Diagnostics 2, 3, or 4 Wire | EA | EA |  | TRUE |  | P | FXG | DAYTON
132321 | 1 | 1 | States | Dayton | Andrew Olson | TRUE | 2026-04-08T00:00:00 | 2026-10-26T00:00:00 | 2026-10-26T00:00:00 | 2 | 0 | 2 | 245.14 | 490.28 | 55369-6417 | USA | D01 | 215 | POWER/MATION DIVISION INC | 55486-0314 | 1085255 | Ethernet Switch: 16 port, unmanged | PUR | Ethernet Switch: 16 port, unmanged | EA | EA |  | TRUE |  | P | FXG | Dayton
132321 | 8 | 1 | States | Dayton | Andrew Olson | TRUE | 2026-04-08T00:00:00 | 2026-08-03T00:00:00 | 2026-08-03T00:00:00 | 11 | 0 | 11 | 655.04 | 7205.44 | 55369-6417 | USA | D01 | 215 | POWER/MATION DIVISION INC | 55486-0314 | EPXPNS101 | PROFINET SYSTEM REDUNDANCY NETWORK | PUR | PROFINET SYSTEM REDUNDANCY NETWORK | EA | EA |  | TRUE |  | P | FXG | Dayton
132321 | 10 | 1 | States | Dayton | Andrew Olson | TRUE | 2026-04-08T00:00:00 | 2026-10-26T00:00:00 | 2026-12-22T00:00:00 | 2 | 0 | 2 | 5268.8 | 10537.6 | 55369-6417 | USA | D01 | 215 | POWER/MATION DIVISION INC | 55486-0314 | IC695CPE400 | "EMERSON INTELLIGENT PLATFORMS PACSystems RX3i Rackless CPU with mounting plates" | PUR | "EMERSON INTELLIGENT PLATFORMS PACSystems RX3i Rackless CPU with mounting plates" | EA | EA |  | TRUE |  | P | FXG | DAYTON
132321 | 6 | 1 | States | Dayton | Andrew Olson | TRUE | 2026-04-08T00:00:00 | 2026-10-26T00:00:00 | 2026-10-26T00:00:00 | 22 | 0 | 22 | 187.79 | 4131.38 | 55369-6417 | USA | D01 | 215 | POWER/MATION DIVISION INC | 55486-0314 | EP-225F | RSTi-EP I/O - Digital Output, 16 Points, Positive Logic, 24VDC, 0.5A, 1 Wire | PUR | RSTi-EP I/O - Digital Output, 16 Points, Positive Logic, 24VDC, 0.5A, 1 Wire | EA | EA |  | TRUE |  | P | FXG | Dayton
132321 | 11 | 1 | States | Dayton | Andrew Olson | TRUE | 2026-04-08T00:00:00 | 2026-10-26T00:00:00 | 2026-10-26T00:00:00 | 1 | 0 | 1 | 3807 | 3807 | 55369-6417 | USA | D01 | 215 | POWER/MATION DIVISION INC | 55486-0314 | IC755CSS15CDA | QuickPanel plus View Control, 15" Color TFT with Multi-touch Projected Capacitive Screen, 2 Ethernet Ports, GE Monogram Bezel, 24VDC Powered | PUR | QuickPanel plus View Control, 15" Color TFT with Multi-touch Projected Capacitive Screen, 2 Ethernet Ports, GE Monogram Bezel, 24VDC Powered | EA | EA |  | TRUE |  | P | FXG | DAYTON
132321 | 4 | 1 | States | Dayton | Andrew Olson | TRUE | 2026-04-08T00:00:00 | 2026-12-22T00:00:00 | 2026-12-22T00:00:00 | 1 | 0 | 1 | 259.26 | 259.26 | 55369-6417 | USA | D01 | 215 | POWER/MATION DIVISION INC | 55486-0314 | DDR-480D-24 | DC-DC Converter, 480W, 33.6-67.2V Input, 24V Output, 20A Din Rail Mount | PUR | DC-DC Converter, DIN Rail, 480W, 24V,20A,67.2-154V In, DDR-480 Series | EA | EA |  | TRUE |  | P | FXG | DAYTON
132321 | 3 | 1 | States | Dayton | Andrew Olson | TRUE | 2026-04-08T00:00:00 | 2026-12-22T00:00:00 | 2026-12-22T00:00:00 | 1 | 0 | 1 | 85.5 | 85.5 | 55369-6417 | USA | D01 | 215 | POWER/MATION DIVISION INC | 55486-0314 | 4127.01 | Door switch | PUR | Door switch | EA | EA |  | TRUE |  | P | FXG | DAYTON
135356 | 2 | 1 | States | Champlin | Andrew Olson | TRUE | 2026-08-11T00:00:00 | 2026-10-28T00:00:00 | 2026-10-28T00:00:00 | 2 | 0 | 2 | 4259 | 8518 | 55316-3157 | USA | D01 | 215 | POWER/MATION DIVISION INC | 55486-0314 | RPB7P3N3B0N0F | Din rail/backpanel mount IPC | PUR | Din rail/backpanel mount IPC | EA | EA |  | TRUE |  | P | FXG | 100
135356 | 1 | 1 | States | Champlin | Andrew Olson | TRUE | 2026-08-11T00:00:00 | 2026-12-15T00:00:00 | 2026-12-15T00:00:00 | 8 | 0 | 8 | 3.58 | 28.64 | 55316-3157 | USA | D01 | 215 | POWER/MATION DIVISION INC | 55486-0314 | 1343137 | Protective conductor terminal block, number of connections: 4, number of positions: 1, connection method: Push-X-connection, Rated cross section: 2.5 mm2, cross section: 0.5 mm2 - 4 mm2, mounting type: NS 35/7,5, NS 35/15, color: green-yellow | PUR | Protective conductor terminal block, number of connections: 4, number of positions: 1, connection method: Push-X-connection, Rated cross section: 2.5 mm2, cross section: 0.5 mm2 - 4 mm2, mounting type: NS 35/7,5, NS 35/15, color: green-yellow | EA | EA |  | TRUE |  | P | FXG | 100
136149 | 1 | 1 | States | Dayton | Andrew Olson | TRUE | 2026-09-16T00:00:00 | 2027-03-01T00:00:00 | 2027-03-01T00:00:00 | 4 | 0 | 4 | 4057.14 | 24342.84 | 55369 | USA | D01 | 215 | POWER/MATION DIVISION INC | 55486-0314 | PRO-PM172-ABB-MVS-ACDC | Panel Meter Model PRO-172, Revenue Class .2%, 16 GB memory, Two Ethernet port, RS485, USB communication ports. Designed for ABB voltage and current sensor LEA inputs | PUR | Panel Meter Model PRO-172, Revenue Class .2%, 16 GB memory, Two Ethernet port, RS485, USB communication ports. Designed for ABB voltage and current sensor LEA inputs | EA | EA |  | TRUE |  | P | FXG | DAYTON
136149 | 1 | 2 | States | Dayton | Andrew Olson | TRUE | 2026-09-16T00:00:00 | 2027-04-26T00:00:00 | 2027-04-26T00:00:00 | 2 | 0 | 2 | 4057.14 | 24342.84 | 55369 | USA | D01 | 215 | POWER/MATION DIVISION INC | 55486-0314 | PRO-PM172-ABB-MVS-ACDC | Panel Meter Model PRO-172, Revenue Class .2%, 16 GB memory, Two Ethernet port, RS485, USB communication ports. Designed for ABB voltage and current sensor LEA inputs | PUR | Panel Meter Model PRO-172, Revenue Class .2%, 16 GB memory, Two Ethernet port, RS485, USB communication ports. Designed for ABB voltage and current sensor LEA inputs | EA | EA |  | TRUE |  | P | FXG | DAYTON
135441 | 1 | 1 | States | Dayton | Andrew Olson | TRUE | 2026-08-13T00:00:00 | 2026-10-06T00:00:00 | 2026-10-06T00:00:00 | 150 | 0 | 150 | 3.74 | 561 | 55369-6417 | USA | D01 | 215 | POWER/MATION DIVISION INC | 55486-0314 | 1329493 | Feed-through terminal block, nom. voltage: 1000 V, nominal current: 41 A, number of connections: 2, number of positions: 1, connection method: Push-X-connection, Rated cross section: 6 mm2, cross section: 0.5 mm2 - 10 mm2, mounting type: NS 35/7,5, NS 35/15, color: gray | PUR | Feed-through terminal block, nom. voltage: 1000 V, nominal current: 41 A, number of connections: 2, number of positions: 1, connection method: Push-X-connection, Rated cross section: 6 mm2, cross section: 0.5 mm2 - 10 mm2, mounting type: NS 35/7,5, NS 35/15, color: gray | EA | EA |  | TRUE |  | P | FXG | DAYTON
133275 | 6 | 1 | States | Dayton | Andrew Olson | TRUE | 2026-05-14T00:00:00 | 2026-09-25T00:00:00 | 2026-08-10T00:00:00 | 34 | 0 | 34 | 945.02 | 42525.9 | 55369-6417 | USA | D01 | 215 | POWER/MATION DIVISION INC | 55486-0314 | CWGIB | DIN RAIL Voltage Test Switches, PHOENIX - 18 POLE - SEL751 FEEDERS | PUR | PTRE 6-2/X18 FORGENT SET 18P | EA | EA |  | TRUE |  | P | FXG | DAYTON | 2026-08-10T00:00:00
133275 | 5 | 2 | States | Dayton | Andrew Olson | TRUE | 2026-05-14T00:00:00 | 2026-09-25T00:00:00 | 2026-08-10T00:00:00 | 20 | 0 | 20 | 477.75 | 29620.5 | 55369-6417 | USA | D01 | 215 | POWER/MATION DIVISION INC | 55486-0314 | EB95N | DIN RAIL Voltage Test Switches, PHONEIX - 9 POLE - SEL751 MAIN / SEL751 METER | PUR | PTRE 6-2/X9 FORGENT SET 9P | EA | EA |  | TRUE |  | P | FXG | DAYTON | 2026-08-10T00:00:00
133275 | 6 | 2 | States | Dayton | Andrew Olson | TRUE | 2026-05-14T00:00:00 | 2026-09-25T00:00:00 | 2026-08-10T00:00:00 | 11 | 0 | 11 | 945.02 | 42525.9 | 55369-6417 | USA | D01 | 215 | POWER/MATION DIVISION INC | 55486-0314 | CWGIB | DIN RAIL Voltage Test Switches, PHOENIX - 18 POLE - SEL751 FEEDERS | PUR | PTRE 6-2/X18 FORGENT SET 18P | EA | EA |  | TRUE |  | P | FXG | DAYTON | 2026-08-10T00:00:00
133275 | 5 | 1 | States | Dayton | Andrew Olson | TRUE | 2026-05-14T00:00:00 | 2026-09-25T00:00:00 | 2026-08-10T00:00:00 | 42 | 0 | 42 | 477.75 | 29620.5 | 55369-6417 | USA | D01 | 215 | POWER/MATION DIVISION INC | 55486-0314 | EB95N | DIN RAIL Voltage Test Switches, PHONEIX - 9 POLE - SEL751 MAIN / SEL751 METER | PUR | PTRE 6-2/X9 FORGENT SET 9P | EA | EA |  | TRUE |  | P | FXG | DAYTON | 2026-08-10T00:00:00
135477 | 3 | 1 | States | Dayton | Andrew Olson | TRUE | 2026-08-14T00:00:00 | 2026-12-22T00:00:00 | 2026-12-22T00:00:00 | 150 | 0 | 150 | 85.5 | 12825 | 55369-6417 | USA | D01 | 215 | POWER/MATION DIVISION INC | 55486-0314 | 4127.01 | Door switch | PUR | Door switch | EA | EA |  | TRUE |  | P | FXG | DAYTON
135477 | 6 | 1 | States | Dayton | Andrew Olson | TRUE | 2026-08-14T00:00:00 | 2026-10-09T00:00:00 | 2026-09-28T00:00:00 | 2 | 0 | 2 | 581.17 | 1162.34 | 55369-6417 | USA | D01 | 215 | POWER/MATION DIVISION INC | 55486-0314 | EPXMBE001 | RSTi-EP Slice I/O Modbus TCP Network Adapter | PUR | RSTi-EP Slice I/O Modbus TCP Network Adapter | EA | EA |  | TRUE |  | P | FXG | Dayton | 2026-08-26T00:00:00
135477 | 7 | 1 | States | Dayton | Andrew Olson | TRUE | 2026-08-14T00:00:00 | 2026-12-14T00:00:00 | 2026-12-14T00:00:00 | 1 | 0 | 1 | 557.02 | 557.02 | 55369-6417 | USA | D01 | 215 | POWER/MATION DIVISION INC | 55486-0314 | EPXPNS001 | RSTi-EP I/O - PROFINET IRT Network Adapter | PUR | RSTi-EP I/O - PROFINET IRT Network Adapter | EA | EA |  | TRUE |  | P | FXG | Dayton
133261 | 6 | 1 | States | Champlin | Andrew Olson | TRUE | 2026-05-13T00:00:00 | 2026-10-27T00:00:00 | 2026-10-26T00:00:00 | 12 | 0 | 12 | 396 | 4752 | 55316-3157 | USA | D01 | 215 | POWER/MATION DIVISION INC | 55486-0314 | IC695PSD140_ | Multipurpose Power Supply is suitable for usein load-sharing and redund ancy application. Itmust be installed in a PACsystems RX3i(IC695catalog number) Universal Backplane | PUR | Multipurpose Power Supply is suitable for usein load-sharing and redund ancy application. Itmust be installed in a PACsystems RX3i(IC695catalog number) Universal Backplane | EA | EA |  | TRUE |  | P | FXG | 100
133261 | 4 | 2 | States | Champlin | Andrew Olson | TRUE | 2026-05-13T00:00:00 | 2026-10-27T00:00:00 | 2026-10-26T00:00:00 | 6 | 0 | 6 | 1402.54 | 16830.48 | 55316-3157 | USA | D01 | 215 | POWER/MATION DIVISION INC | 55486-0314 | IC695ETM001 | RX3i - Ethernet Module, (2)RJ-45 ports, (1)IP address | PUR | RX3i - Ethernet Module, (2)RJ-45 ports, (1)IP address | EA | EA |  | TRUE |  | P | FXG | 100
133261 | 7 | 1 | States | Champlin | Andrew Olson | TRUE | 2026-05-13T00:00:00 | 2026-10-27T00:00:00 | 2026-10-26T00:00:00 | 2 | 0 | 2 | 2916.4 | 5832.8 | 55316-3157 | USA | D01 | 215 | POWER/MATION DIVISION INC | 55486-0314 | IC695RMX128_ | RX3i Redundant Memory Xchange Module forHigh Availability. 2Megbytes of user sharedmemory. Dual Genius LAN is supportedusing application code that is located on thege-ip.com/support website | PUR | RX3i Redundant Memory Xchange Module forHigh Availability. 2Megbytes of user sharedmemory. Dual Genius LAN is supportedusing application code that is located on thege-ip.com/support website | EA | EA |  | TRUE |  | P | FXG | 100
133261 | 15 | 2 | States | Champlin | Andrew Olson | TRUE | 2026-05-13T00:00:00 | 2026-10-12T00:00:00 | 2026-10-12T00:00:00 | 6 | 0 | 6 | 398.96 | 17554.24 | 55316-3157 | USA | D01 | 215 | POWER/MATION DIVISION INC | 55486-0314 | SVL-20-24-480 | Power Supply, DIN Rail, Three Phase, 480W, 24V, 20A, SVL Series | PUR | Power Supply, DIN Rail, Three Phase, 480W, 24V, 20A, SVL Series | EA | EA |  | TRUE |  | P | FXG | 100
133261 | 8 | 2 | States | Champlin | Andrew Olson | TRUE | 2026-05-13T00:00:00 | 2026-10-27T00:00:00 | 2026-10-26T00:00:00 | 24 | 0 | 24 | 123.71 | 5690.66 | 55316-3157 | USA | D01 | 215 | POWER/MATION DIVISION INC | 55486-0314 | IC695SPF002 | RX3i 100Base-FX (fiber 2 km) SFP (Multi-mode fiber - MMF) | PUR | RX3i 100Base-FX (fiber 2 km) SFP (Multi-mode fiber - MMF) | EA | EA |  | TRUE |  | P | FXG | 100
133261 | 15 | 4 | States | Champlin | Andrew Olson | TRUE | 2026-05-13T00:00:00 | 2026-11-04T00:00:00 | 2026-11-04T00:00:00 | 18 | 0 | 18 | 398.96 | 17554.24 | 55316-3157 | USA | D01 | 215 | POWER/MATION DIVISION INC | 55486-0314 | SVL-20-24-480 | Power Supply, DIN Rail, Three Phase, 480W, 24V, 20A, SVL Series | PUR | Power Supply, DIN Rail, Three Phase, 480W, 24V, 20A, SVL Series | EA | EA |  | TRUE |  | P | FXG | 100
133261 | 15 | 3 | States | Champlin | Andrew Olson | TRUE | 2026-05-13T00:00:00 | 2026-10-26T00:00:00 | 2026-10-26T00:00:00 | 6 | 0 | 6 | 398.96 | 17554.24 | 55316-3157 | USA | D01 | 215 | POWER/MATION DIVISION INC | 55486-0314 | SVL-20-24-480 | Power Supply, DIN Rail, Three Phase, 480W, 24V, 20A, SVL Series | PUR | Power Supply, DIN Rail, Three Phase, 480W, 24V, 20A, SVL Series | EA | EA |  | TRUE |  | P | FXG | 100
133261 | 1 | 2 | States | Champlin | Andrew Olson | TRUE | 2026-05-13T00:00:00 | 2026-10-27T00:00:00 | 2026-10-26T00:00:00 | 18 | 0 | 18 | 58.74 | 2114.64 | 55316-3157 | USA | D01 | 215 | POWER/MATION DIVISION INC | 55486-0314 | IC694ACC310 | RX3i - Empty Slot Filler | OSV | RX3i - Empty Slot Filler | EA | EA |  | TRUE |  | P | FXG | 100
133261 | 3 | 2 | States | Champlin | Andrew Olson | TRUE | 2026-05-13T00:00:00 | 2026-10-27T00:00:00 | 2026-10-26T00:00:00 | 6 | 0 | 6 | 5415.77 | 43326.16 | 55316-3157 | USA | D01 | 215 | POWER/MATION DIVISION INC | 55486-0314 | IC695CPE330 | RX3i - 1.1GHz Celeron-M Redundancy CPU, 64MB, with 2 Ethernet Ports | PUR | RX3i - 1.1GHz Celeron-M Redundancy CPU, 64MB, with 2 Ethernet Ports | EA | EA |  | TRUE |  | P | FXG | 100
133261 | 5 | 2 | States | Champlin | Andrew Olson | TRUE | 2026-05-13T00:00:00 | 2026-10-26T00:00:00 | 2026-10-26T00:00:00 | 6 | 0 | 6 | 1490.5 | 17886 | 55316-3157 | USA | D01 | 215 | POWER/MATION DIVISION INC | 55486-0314 | IC695PNC001 | RX3i - Profinet Controller - Emerson Automation Solutions | OSV | RX3i - Profinet Controller - Emerson Automation Solutions | EA | EA |  | TRUE |  | P | FXG | 100
133576 | 6 | 3 | States | Champlin | Andrew Olson | TRUE | 2026-05-22T00:00:00 | 2026-11-20T00:00:00 | 2026-11-20T00:00:00 | 825 | 0 | 825 | 2.04 | 3060 | 55316-3157 | USA | D01 | 215 | POWER/MATION DIVISION INC | 55486-0314 | 3030187 | FBS 4-5: Plug-In Bridge, Number Of Positions: 4 - Color: Red - Phoenix Contact | PUR | FBS 4-5: Plug-In Bridge, Number Of Positions: 4 - Color: Red - Phoenix Contact | EA | EA |  | TRUE |  | P | FXG | 100
133576 | 1 | 1 | States | Champlin | Andrew Olson | TRUE | 2026-05-22T00:00:00 | 2026-10-12T00:00:00 | 2026-10-12T00:00:00 | 3829 | 0 | 3829 | 1.74 | 6662.46 | 55316-3157 | USA | D01 | 215 | POWER/MATION DIVISION INC | 55486-0314 | 0800886 | E/NS 35 N End Clamp With Screw Down Lock, Width: 9.5mm - Color: Gray - Phoenix Contact | PUR | E/NS 35 N End Clamp With Screw Down Lock, Width: 9.5mm - Color: Gray - Phoenix Contact | EA | EA |  | TRUE |  | P | FXG | 100
133576 | 6 | 1 | States | Champlin | Andrew Olson | TRUE | 2026-05-22T00:00:00 | 2026-10-26T00:00:00 | 2026-10-26T00:00:00 | 675 | 0 | 675 | 2.04 | 3060 | 55316-3157 | USA | D01 | 215 | POWER/MATION DIVISION INC | 55486-0314 | 3030187 | FBS 4-5: Plug-In Bridge, Number Of Positions: 4 - Color: Red - Phoenix Contact | PUR | FBS 4-5: Plug-In Bridge, Number Of Positions: 4 - Color: Red - Phoenix Contact | EA | EA |  | TRUE |  | P | FXG | 100
133576 | 4 | 3 | States | Champlin | Andrew Olson | TRUE | 2026-05-22T00:00:00 | 2026-10-01T00:00:00 | 2026-10-01T00:00:00 | 1000 | 0 | 1000 | 0.65 | 1950 | 55316-3157 | USA | D01 | 215 | POWER/MATION DIVISION INC | 55486-0314 | 3030161 | FBS 2-5: Plug-In Bridge, Number Of Positions: 2 - Color: Red - Phoenix Contact | PUR | FBS 2-5: Plug-In Bridge, Number Of Positions: 2 - Color: Red - Phoenix Contact | EA | EA |  | TRUE |  | P | FXG | 100
133576 | 11 | 1 | States | Champlin | Andrew Olson | TRUE | 2026-05-22T00:00:00 | 2026-10-26T00:00:00 | 2026-10-26T00:00:00 | 1000 | 0 | 1000 | 2.54 | 2540 | 55316-3157 | USA | D01 | 215 | POWER/MATION DIVISION INC | 55486-0314 | 3031238 | ST 2 5-PE: Ground Modular Terminal Block, Connection Method: Spring-Cage Connection - Cross section: 0.08mm-4mm AWG:28-12, Width: 5.2mm - Color: Green/Yellow - Mounting Type: NS 35/7 5 NS 35/15 - Phoenix Contact | PUR | ST 2 5-PE: Ground Modular Terminal Block, Connection Method: Spring-Cage Connection - Cross section: 0.08mm-4mm AWG:28-12, Width: 5.2mm - Color: Green/Yellow - Mounting Type: NS 35/7 5 NS 35/15 - Phoenix Contact | EA | EA |  | TRUE |  | P | FXG | 100
133576 | 3 | 1 | States | Champlin | Andrew Olson | TRUE | 2026-05-22T00:00:00 | 2026-10-26T00:00:00 | 2026-10-26T00:00:00 | 702 | 0 | 702 | 12.82 | 8999.64 | 55316-3157 | USA | D01 | 215 | POWER/MATION DIVISION INC | 55486-0314 | 2900299 | PLC-INTERFACE, consisting of PLC-BPT.../21 basic terminal block with Push-in connection and plug-in miniature relay with power contact, for mounting on NS 35/7,5 DIN rail, 1 changeover contact, input voltage 24 V DC | PUR | PLC-INTERFACE, consisting of PLC-BPT.../21 basic terminal block with Push-in connection and plug-in miniature relay with power contact, for mounting on NS 35/7,5 DIN rail, 1 changeover contact, input voltage 24 V DC | EA | EA |  | TRUE |  | P | FXG | 100
133601 | 1 | 2 | States | Champlin | Andrew Olson | TRUE | 2026-05-26T00:00:00 | 2026-10-26T00:00:00 | 2026-10-26T00:00:00 | 18 | 0 | 18 | 396 | 16632 | 55316-3157 | USA | D01 | 215 | POWER/MATION DIVISION INC | 55486-0314 | IC695PSD140_ | Multipurpose Power Supply is suitable for usein load-sharing and redund ancy application. Itmust be installed in a PACsystems RX3i(IC695catalog number) Universal Backplane | PUR | Multipurpose Power Supply is suitable for usein load-sharing and redund ancy application. Itmust be installed in a PACsystems RX3i(IC695catalog number) Universal Backplane | EA | EA |  | TRUE |  | P | FXG | 100
133601 | 2 | 4 | States | Champlin | Andrew Olson | TRUE | 2026-05-26T00:00:00 | 2026-12-07T00:00:00 | 2026-12-07T00:00:00 | 4 | 0 | 4 | 2916.4 | 81659.2 | 55316-3157 | USA | D01 | 215 | POWER/MATION DIVISION INC | 55486-0314 | IC695RMX128_ | RX3i Redundant Memory Xchange Module forHigh Availability. 2Megbytes of user sharedmemory. Dual Genius LAN is supportedusing application code that is located on thege-ip.com/support website | PUR | RX3i Redundant Memory Xchange Module forHigh Availability. 2Megbytes of user sharedmemory. Dual Genius LAN is supportedusing application code that is located on thege-ip.com/support website | EA | EA |  | TRUE |  | P | FXG | 100
133601 | 2 | 2 | States | Champlin | Andrew Olson | TRUE | 2026-05-26T00:00:00 | 2026-10-26T00:00:00 | 2026-10-26T00:00:00 | 12 | 0 | 12 | 2916.4 | 81659.2 | 55316-3157 | USA | D01 | 215 | POWER/MATION DIVISION INC | 55486-0314 | IC695RMX128_ | RX3i Redundant Memory Xchange Module forHigh Availability. 2Megbytes of user sharedmemory. Dual Genius LAN is supportedusing application code that is located on thege-ip.com/support website | PUR | RX3i Redundant Memory Xchange Module forHigh Availability. 2Megbytes of user sharedmemory. Dual Genius LAN is supportedusing application code that is located on thege-ip.com/support website | EA | EA |  | TRUE |  | P | FXG | 100
133601 | 1 | 4 | States | Champlin | Andrew Olson | TRUE | 2026-05-26T00:00:00 | 2026-12-07T00:00:00 | 2026-12-07T00:00:00 | 6 | 0 | 6 | 396 | 16632 | 55316-3157 | USA | D01 | 215 | POWER/MATION DIVISION INC | 55486-0314 | IC695PSD140_ | Multipurpose Power Supply is suitable for usein load-sharing and redund ancy application. Itmust be installed in a PACsystems RX3i(IC695catalog number) Universal Backplane | PUR | Multipurpose Power Supply is suitable for usein load-sharing and redund ancy application. Itmust be installed in a PACsystems RX3i(IC695catalog number) Universal Backplane | EA | EA |  | TRUE |  | P | FXG | 100
133601 | 2 | 1 | States | Champlin | Andrew Olson | TRUE | 2026-05-26T00:00:00 | 2026-10-12T00:00:00 | 2026-10-12T00:00:00 | 4 | 0 | 4 | 2916.4 | 81659.2 | 55316-3157 | USA | D01 | 215 | POWER/MATION DIVISION INC | 55486-0314 | IC695RMX128_ | RX3i Redundant Memory Xchange Module forHigh Availability. 2Megbytes of user sharedmemory. Dual Genius LAN is supportedusing application code that is located on thege-ip.com/support website | PUR | RX3i Redundant Memory Xchange Module forHigh Availability. 2Megbytes of user sharedmemory. Dual Genius LAN is supportedusing application code that is located on thege-ip.com/support website | EA | EA |  | TRUE |  | P | FXG | 100
133601 | 2 | 3 | States | Champlin | Andrew Olson | TRUE | 2026-05-26T00:00:00 | 2026-11-25T00:00:00 | 2026-11-25T00:00:00 | 8 | 0 | 8 | 2916.4 | 81659.2 | 55316-3157 | USA | D01 | 215 | POWER/MATION DIVISION INC | 55486-0314 | IC695RMX128_ | RX3i Redundant Memory Xchange Module forHigh Availability. 2Megbytes of user sharedmemory. Dual Genius LAN is supportedusing application code that is located on thege-ip.com/support website | PUR | RX3i Redundant Memory Xchange Module forHigh Availability. 2Megbytes of user sharedmemory. Dual Genius LAN is supportedusing application code that is located on thege-ip.com/support website | EA | EA |  | TRUE |  | P | FXG | 100
133601 | 1 | 3 | States | Champlin | Andrew Olson | TRUE | 2026-05-26T00:00:00 | 2026-11-25T00:00:00 | 2026-11-25T00:00:00 | 12 | 0 | 12 | 396 | 16632 | 55316-3157 | USA | D01 | 215 | POWER/MATION DIVISION INC | 55486-0314 | IC695PSD140_ | Multipurpose Power Supply is suitable for usein load-sharing and redund ancy application. Itmust be installed in a PACsystems RX3i(IC695catalog number) Universal Backplane | PUR | Multipurpose Power Supply is suitable for usein load-sharing and redund ancy application. Itmust be installed in a PACsystems RX3i(IC695catalog number) Universal Backplane | EA | EA |  | TRUE |  | P | FXG | 100
133601 | 1 | 1 | States | Champlin | Andrew Olson | TRUE | 2026-05-26T00:00:00 | 2026-10-12T00:00:00 | 2026-10-12T00:00:00 | 6 | 0 | 6 | 396 | 16632 | 55316-3157 | USA | D01 | 215 | POWER/MATION DIVISION INC | 55486-0314 | IC695PSD140_ | Multipurpose Power Supply is suitable for usein load-sharing and redund ancy application. Itmust be installed in a PACsystems RX3i(IC695catalog number) Universal Backplane | PUR | Multipurpose Power Supply is suitable for usein load-sharing and redund ancy application. Itmust be installed in a PACsystems RX3i(IC695catalog number) Universal Backplane | EA | EA |  | TRUE |  | P | FXG | 100
133512 | 1 | 4 | States | Champlin | Andrew Olson | TRUE | 2026-05-21T00:00:00 | 2026-10-26T00:00:00 | 2026-10-26T00:00:00 | 18 | 0 | 18 | 58.74 | 10925.64 | 55316-3157 | USA | D01 | 215 | POWER/MATION DIVISION INC | 55486-0314 | IC694ACC310 | RX3i - Empty Slot Filler | OSV | RX3i - Empty Slot Filler | EA | EA |  | TRUE |  | P | FXG | 100
133512 | 2 | 4 | States | Champlin | Andrew Olson | TRUE | 2026-05-21T00:00:00 | 2026-10-26T00:00:00 | 2026-10-26T00:00:00 | 6 | 0 | 6 | 720 | 44640 | 55316-3157 | USA | D01 | 215 | POWER/MATION DIVISION INC | 55486-0314 | IC695CHS012 | UNIVERSAL BACK PLANE, 12 SLOT | OSV | UNIVERSAL BACK PLANE, 12 SLOT | EA | EA |  | TRUE |  | P | FXG | 100
133512 | 8 | 5 | States | Champlin | Andrew Olson | TRUE | 2026-05-21T00:00:00 | 2026-11-20T00:00:00 | 2026-11-20T00:00:00 | 24 | 0 | 24 | 123.71 | 30680.08 | 55316-3157 | USA | D01 | 215 | POWER/MATION DIVISION INC | 55486-0314 | IC695SPF002 | RX3i 100Base-FX (fiber 2 km) SFP (Multi-mode fiber - MMF) | PUR | RX3i 100Base-FX (fiber 2 km) SFP (Multi-mode fiber - MMF) | EA | EA |  | TRUE |  | P | FXG | 100
133512 | 5 | 4 | States | Champlin | Andrew Olson | TRUE | 2026-05-21T00:00:00 | 2026-10-27T00:00:00 | 2026-10-26T00:00:00 | 6 | 0 | 6 | 1490.5 | 92411 | 55316-3157 | USA | D01 | 215 | POWER/MATION DIVISION INC | 55486-0314 | IC695PNC001 | RX3i - Profinet Controller - Emerson Automation Solutions | OSV | RX3i - Profinet Controller - Emerson Automation Solutions | EA | EA |  | TRUE |  | P | FXG | 100
133512 | 11 | 4 | States | Champlin | Andrew Olson | TRUE | 2026-05-21T00:00:00 | 2026-10-26T00:00:00 | 2026-10-26T00:00:00 | 3 | 0 | 3 | 101.14 | 3438.76 | 55316-3157 | USA | D01 | 215 | POWER/MATION DIVISION INC | 55486-0314 | WLB32ZC285PBQMC | LED Light Bar: 90-264VAC, 285mm, AC connector with flying leads | PUR | LED Light Bar: 90-264VAC, 285mm, AC connector with flying leads | EA | EA |  | TRUE |  | P | FXG | 100
133512 | 3 | 5 | States | Champlin | Andrew Olson | TRUE | 2026-05-21T00:00:00 | 2026-11-20T00:00:00 | 2026-11-20T00:00:00 | 6 | 0 | 6 | 5415.77 | 335777.74 | 55316-3157 | USA | D01 | 215 | POWER/MATION DIVISION INC | 55486-0314 | IC695CPE330 | RX3i - 1.1GHz Celeron-M Redundancy CPU, 64MB, with 2 Ethernet Ports | PUR | RX3i - 1.1GHz Celeron-M Redundancy CPU, 64MB, with 2 Ethernet Ports | EA | EA |  | TRUE |  | P | FXG | 100
133512 | 11 | 5 | States | Champlin | Andrew Olson | TRUE | 2026-05-21T00:00:00 | 2026-11-20T00:00:00 | 2026-11-20T00:00:00 | 3 | 0 | 3 | 101.14 | 3438.76 | 55316-3157 | USA | D01 | 215 | POWER/MATION DIVISION INC | 55486-0314 | WLB32ZC285PBQMC | LED Light Bar: 90-264VAC, 285mm, AC connector with flying leads | PUR | LED Light Bar: 90-264VAC, 285mm, AC connector with flying leads | EA | EA |  | TRUE |  | P | FXG | 100
133512 | 3 | 3 | States | Champlin | Andrew Olson | TRUE | 2026-05-21T00:00:00 | 2026-09-24T00:00:00 | 2026-09-24T00:00:00 | 18 | 0 | 18 | 5415.77 | 335777.74 | 55316-3157 | USA | D01 | 215 | POWER/MATION DIVISION INC | 55486-0314 | IC695CPE330 | RX3i - 1.1GHz Celeron-M Redundancy CPU, 64MB, with 2 Ethernet Ports | PUR | RX3i - 1.1GHz Celeron-M Redundancy CPU, 64MB, with 2 Ethernet Ports | EA | EA |  | TRUE |  | P | FXG | 100
133512 | 7 | 5 | States | Champlin | Andrew Olson | TRUE | 2026-05-21T00:00:00 | 2026-10-26T00:00:00 | 2026-10-26T00:00:00 | 12 | 0 | 12 | 2916.4 | 326636.8 | 55316-3157 | USA | D01 | 215 | POWER/MATION DIVISION INC | 55486-0314 | IC695RMX128_ | RX3i Redundant Memory Xchange Module forHigh Availability. 2Megbytes of user sharedmemory. Dual Genius LAN is supportedusing application code that is located on thege-ip.com/support website | PUR | RX3i Redundant Memory Xchange Module forHigh Availability. 2Megbytes of user sharedmemory. Dual Genius LAN is supportedusing application code that is located on thege-ip.com/support website | EA | EA |  | TRUE |  | P | FXG | 100
133512 | 6 | 3 | States | Champlin | Andrew Olson | TRUE | 2026-05-21T00:00:00 | 2026-09-24T00:00:00 | 2026-09-24T00:00:00 | 36 | 0 | 36 | 396 | 66528 | 55316-3157 | USA | D01 | 215 | POWER/MATION DIVISION INC | 55486-0314 | IC695PSD140_ | Multipurpose Power Supply is suitable for usein load-sharing and redund ancy application. Itmust be installed in a PACsystems RX3i(IC695catalog number) Universal Backplane | PUR | Multipurpose Power Supply is suitable for usein load-sharing and redund ancy application. Itmust be installed in a PACsystems RX3i(IC695catalog number) Universal Backplane | EA | EA |  | TRUE |  | P | FXG | 100
133512 | 5 | 5 | States | Champlin | Andrew Olson | TRUE | 2026-05-21T00:00:00 | 2026-11-20T00:00:00 | 2026-11-20T00:00:00 | 6 | 0 | 6 | 1490.5 | 92411 | 55316-3157 | USA | D01 | 215 | POWER/MATION DIVISION INC | 55486-0314 | IC695PNC001 | RX3i - Profinet Controller - Emerson Automation Solutions | OSV | RX3i - Profinet Controller - Emerson Automation Solutions | EA | EA |  | TRUE |  | P | FXG | 100
133512 | 5 | 3 | States | Champlin | Andrew Olson | TRUE | 2026-05-21T00:00:00 | 2026-09-24T00:00:00 | 2026-09-24T00:00:00 | 18 | 0 | 18 | 1490.5 | 92411 | 55316-3157 | USA | D01 | 215 | POWER/MATION DIVISION INC | 55486-0314 | IC695PNC001 | RX3i - Profinet Controller - Emerson Automation Solutions | OSV | RX3i - Profinet Controller - Emerson Automation Solutions | EA | EA |  | TRUE |  | P | FXG | 100
133512 | 8 | 3 | States | Champlin | Andrew Olson | TRUE | 2026-05-21T00:00:00 | 2026-09-24T00:00:00 | 2026-09-24T00:00:00 | 72 | 0 | 72 | 123.71 | 30680.08 | 55316-3157 | USA | D01 | 215 | POWER/MATION DIVISION INC | 55486-0314 | IC695SPF002 | RX3i 100Base-FX (fiber 2 km) SFP (Multi-mode fiber - MMF) | PUR | RX3i 100Base-FX (fiber 2 km) SFP (Multi-mode fiber - MMF) | EA | EA |  | TRUE |  | P | FXG | 100
133512 | 4 | 3 | States | Champlin | Andrew Olson | TRUE | 2026-05-21T00:00:00 | 2026-09-24T00:00:00 | 2026-09-24T00:00:00 | 18 | 0 | 18 | 1402.54 | 86957.48 | 55316-3157 | USA | D01 | 215 | POWER/MATION DIVISION INC | 55486-0314 | IC695ETM001 | RX3i - Ethernet Module, (2)RJ-45 ports, (1)IP address | PUR | RX3i - Ethernet Module, (2)RJ-45 ports, (1)IP address | EA | EA |  | TRUE |  | P | FXG | 100
133512 | 2 | 3 | States | Champlin | Andrew Olson | TRUE | 2026-05-21T00:00:00 | 2026-09-24T00:00:00 | 2026-09-24T00:00:00 | 18 | 0 | 18 | 720 | 44640 | 55316-3157 | USA | D01 | 215 | POWER/MATION DIVISION INC | 55486-0314 | IC695CHS012 | UNIVERSAL BACK PLANE, 12 SLOT | OSV | UNIVERSAL BACK PLANE, 12 SLOT | EA | EA |  | TRUE |  | P | FXG | 100
133512 | 2 | 5 | States | Champlin | Andrew Olson | TRUE | 2026-05-21T00:00:00 | 2026-11-20T00:00:00 | 2026-11-20T00:00:00 | 6 | 0 | 6 | 720 | 44640 | 55316-3157 | USA | D01 | 215 | POWER/MATION DIVISION INC | 55486-0314 | IC695CHS012 | UNIVERSAL BACK PLANE, 12 SLOT | OSV | UNIVERSAL BACK PLANE, 12 SLOT | EA | EA |  | TRUE |  | P | FXG | 100
133512 | 6 | 4 | States | Champlin | Andrew Olson | TRUE | 2026-05-21T00:00:00 | 2026-10-26T00:00:00 | 2026-10-26T00:00:00 | 18 | 0 | 18 | 396 | 66528 | 55316-3157 | USA | D01 | 215 | POWER/MATION DIVISION INC | 55486-0314 | IC695PSD140_ | Multipurpose Power Supply is suitable for usein load-sharing and redund ancy application. Itmust be installed in a PACsystems RX3i(IC695catalog number) Universal Backplane | PUR | Multipurpose Power Supply is suitable for usein load-sharing and redund ancy application. Itmust be installed in a PACsystems RX3i(IC695catalog number) Universal Backplane | EA | EA |  | TRUE |  | P | FXG | 100
133512 | 7 | 3 | States | Champlin | Andrew Olson | TRUE | 2026-05-21T00:00:00 | 2026-09-29T00:00:00 | 2026-09-24T00:00:00 | 24 | 0 | 24 | 2916.4 | 326636.8 | 55316-3157 | USA | D01 | 215 | POWER/MATION DIVISION INC | 55486-0314 | IC695RMX128_ | RX3i Redundant Memory Xchange Module forHigh Availability. 2Megbytes of user sharedmemory. Dual Genius LAN is supportedusing application code that is located on thege-ip.com/support website | PUR | RX3i Redundant Memory Xchange Module forHigh Availability. 2Megbytes of user sharedmemory. Dual Genius LAN is supportedusing application code that is located on thege-ip.com/support website | EA | EA |  | TRUE |  | P | FXG | 100 | 2026-09-24T00:00:00
133512 | 8 | 4 | States | Champlin | Andrew Olson | TRUE | 2026-05-21T00:00:00 | 2026-10-26T00:00:00 | 2026-10-26T00:00:00 | 24 | 0 | 24 | 123.71 | 30680.08 | 55316-3157 | USA | D01 | 215 | POWER/MATION DIVISION INC | 55486-0314 | IC695SPF002 | RX3i 100Base-FX (fiber 2 km) SFP (Multi-mode fiber - MMF) | PUR | RX3i 100Base-FX (fiber 2 km) SFP (Multi-mode fiber - MMF) | EA | EA |  | TRUE |  | P | FXG | 100
133512 | 6 | 5 | States | Champlin | Andrew Olson | TRUE | 2026-05-21T00:00:00 | 2026-11-20T00:00:00 | 2026-10-26T00:00:00 | 18 | 0 | 18 | 396 | 66528 | 55316-3157 | USA | D01 | 215 | POWER/MATION DIVISION INC | 55486-0314 | IC695PSD140_ | Multipurpose Power Supply is suitable for usein load-sharing and redund ancy application. Itmust be installed in a PACsystems RX3i(IC695catalog number) Universal Backplane | PUR | Multipurpose Power Supply is suitable for usein load-sharing and redund ancy application. Itmust be installed in a PACsystems RX3i(IC695catalog number) Universal Backplane | EA | EA |  | TRUE |  | P | FXG | 100
133512 | 11 | 3 | States | Champlin | Andrew Olson | TRUE | 2026-05-21T00:00:00 | 2026-09-24T00:00:00 | 2026-09-24T00:00:00 | 9 | 0 | 9 | 101.14 | 3438.76 | 55316-3157 | USA | D01 | 215 | POWER/MATION DIVISION INC | 55486-0314 | WLB32ZC285PBQMC | LED Light Bar: 90-264VAC, 285mm, AC connector with flying leads | PUR | LED Light Bar: 90-264VAC, 285mm, AC connector with flying leads | EA | EA |  | TRUE |  | P | FXG | 100
133512 | 1 | 5 | States | Champlin | Andrew Olson | TRUE | 2026-05-21T00:00:00 | 2026-11-20T00:00:00 | 2026-11-20T00:00:00 | 18 | 0 | 18 | 58.74 | 10925.64 | 55316-3157 | USA | D01 | 215 | POWER/MATION DIVISION INC | 55486-0314 | IC694ACC310 | RX3i - Empty Slot Filler | OSV | RX3i - Empty Slot Filler | EA | EA |  | TRUE |  | P | FXG | 100
133512 | 1 | 3 | States | Champlin | Andrew Olson | TRUE | 2026-05-21T00:00:00 | 2026-09-24T00:00:00 | 2026-09-24T00:00:00 | 54 | 0 | 54 | 58.74 | 10925.64 | 55316-3157 | USA | D01 | 215 | POWER/MATION DIVISION INC | 55486-0314 | IC694ACC310 | RX3i - Empty Slot Filler | OSV | RX3i - Empty Slot Filler | EA | EA |  | TRUE |  | P | FXG | 100
133512 | 3 | 4 | States | Champlin | Andrew Olson | TRUE | 2026-05-21T00:00:00 | 2026-10-26T00:00:00 | 2026-10-26T00:00:00 | 6 | 0 | 6 | 5415.77 | 335777.74 | 55316-3157 | USA | D01 | 215 | POWER/MATION DIVISION INC | 55486-0314 | IC695CPE330 | RX3i - 1.1GHz Celeron-M Redundancy CPU, 64MB, with 2 Ethernet Ports | PUR | RX3i - 1.1GHz Celeron-M Redundancy CPU, 64MB, with 2 Ethernet Ports | EA | EA |  | TRUE |  | P | FXG | 100
133512 | 4 | 4 | States | Champlin | Andrew Olson | TRUE | 2026-05-21T00:00:00 | 2026-10-26T00:00:00 | 2026-10-26T00:00:00 | 6 | 0 | 6 | 1402.54 | 86957.48 | 55316-3157 | USA | D01 | 215 | POWER/MATION DIVISION INC | 55486-0314 | IC695ETM001 | RX3i - Ethernet Module, (2)RJ-45 ports, (1)IP address | PUR | RX3i - Ethernet Module, (2)RJ-45 ports, (1)IP address | EA | EA |  | TRUE |  | P | FXG | 100
133512 | 11 | 6 | States | Champlin | Andrew Olson | TRUE | 2026-05-21T00:00:00 | 2026-12-22T00:00:00 | 2026-12-22T00:00:00 | 1 | 0 | 1 | 101.14 | 3438.76 | 55316-3157 | USA | D01 | 215 | POWER/MATION DIVISION INC | 55486-0314 | WLB32ZC285PBQMC | LED Light Bar: 90-264VAC, 285mm, AC connector with flying leads | PUR | LED Light Bar: 90-264VAC, 285mm, AC connector with flying leads | EA | EA |  | TRUE |  | P | FXG | 100
133512 | 4 | 5 | States | Champlin | Andrew Olson | TRUE | 2026-05-21T00:00:00 | 2026-11-20T00:00:00 | 2026-11-20T00:00:00 | 6 | 0 | 6 | 1402.54 | 86957.48 | 55316-3157 | USA | D01 | 215 | POWER/MATION DIVISION INC | 55486-0314 | IC695ETM001 | RX3i - Ethernet Module, (2)RJ-45 ports, (1)IP address | PUR | RX3i - Ethernet Module, (2)RJ-45 ports, (1)IP address | EA | EA |  | TRUE |  | P | FXG | 100
133512 | 7 | 4 | States | Champlin | Andrew Olson | TRUE | 2026-05-21T00:00:00 | 2026-10-26T00:00:00 | 2026-10-26T00:00:00 | 12 | 0 | 12 | 2916.4 | 326636.8 | 55316-3157 | USA | D01 | 215 | POWER/MATION DIVISION INC | 55486-0314 | IC695RMX128_ | RX3i Redundant Memory Xchange Module forHigh Availability. 2Megbytes of user sharedmemory. Dual Genius LAN is supportedusing application code that is located on thege-ip.com/support website | PUR | RX3i Redundant Memory Xchange Module forHigh Availability. 2Megbytes of user sharedmemory. Dual Genius LAN is supportedusing application code that is located on thege-ip.com/support website | EA | EA |  | TRUE |  | P | FXG | 100
133698 | 2 | 3 | States | Dayton | Andrew Olson | TRUE | 2026-05-28T00:00:00 | 2026-09-08T00:00:00 | 2026-09-08T00:00:00 | 10 | 10 | 0 | 3105.71 | 211188.28 | 55369-6417 | USA | D01 | 215 | POWER/MATION DIVISION INC | 55486-0314 | SEI 125/48-PACC | 125 Watts 48 Vdc Output DC UPS with integrated 9Ah battery backup, Alarm Contact Closures | PUR | 125 Watts 48 Vdc Output DC UPS with integrated 9Ah battery backup, Alarm Contact Closures | EA | EA |  | TRUE |  | P | FXG | DAYTON
133698 | 2 | 4 | States | Dayton | Andrew Olson | TRUE | 2026-05-28T00:00:00 | 2026-10-14T00:00:00 | 2026-10-14T00:00:00 | 28 | 0 | 28 | 3105.71 | 211188.28 | 55369-6417 | USA | D01 | 215 | POWER/MATION DIVISION INC | 55486-0314 | SEI 125/48-PACC | 125 Watts 48 Vdc Output DC UPS with integrated 9Ah battery backup, Alarm Contact Closures | PUR | 125 Watts 48 Vdc Output DC UPS with integrated 9Ah battery backup, Alarm Contact Closures | EA | EA |  | TRUE |  | P | FXG | DAYTON
132641 | 5 | 2 | States | Champlin | Andrew Olson | TRUE | 2026-04-21T00:00:00 | 2026-10-23T00:00:00 | 2026-10-22T00:00:00 | 500 | 0 | 500 | 0.82 | 820 | 55316-3157 | USA | D01 | 215 | POWER/MATION DIVISION INC | 55486-0314 | 3030417 | D-ST 2 5: End Cover, Length: 48.66mm Width: 2.2mm Height: 29.1mm - Color: Gray - Phoenix Contact | TBK | D-ST 2 5: End Cover, Length: 48.66mm Width: 2.2mm Height: 29.1mm - Color: Gray - Phoenix Contact | EA | EA |  | TRUE |  | P | FXG | 100
132641 | 8 | 3 | States | Champlin | Andrew Olson | TRUE | 2026-04-21T00:00:00 | 2026-10-26T00:00:00 | 2026-10-26T00:00:00 | 2 | 0 | 2 | 164.65 | 9220.4 | 55316-3157 | USA | D01 | 215 | POWER/MATION DIVISION INC | 55486-0314 | EP-125F | RSTi-EP I/O - Digital Input, 16 Points, Positive Logic, 24VDC, 1 Wire | PUR | RSTi-EP I/O - Digital Input, 16 Points, Positive Logic, 24VDC, 1 Wire | EA | EA |  | TRUE |  | P | FXG | 100
132641 | 6 | 2 | States | Champlin | Andrew Olson | TRUE | 2026-04-21T00:00:00 | 2026-10-21T00:00:00 | 2026-10-21T00:00:00 | 5000 | 0 | 5000 | 0.78 | 7800 | 55316-3157 | USA | D01 | 215 | POWER/MATION DIVISION INC | 55486-0314 | 3031212 | ST 2 5: Feed-Through Terminal Block, Connection Method: Spring-Cage Connection - Cross section: 0.08mm-4mm AWG:28-12, Width: 5.2mm - Color: Gray - Mounting Type: NS 35/7 5 NS 35/15 - Phoenix Contact | PUR | ST 2 5: Feed-Through Terminal Block, Connection Method: Spring-Cage Connection - Cross section: 0.08mm-4mm AWG:28-12, Width: 5.2mm - Color: Gray - Mounting Type: NS 35/7 5 NS 35/15 - Phoenix Contact | EA | EA |  | TRUE |  | P | FXG | 100
132641 | 9 | 3 | States | Champlin | Andrew Olson | TRUE | 2026-04-21T00:00:00 | 2026-10-26T00:00:00 | 2026-10-26T00:00:00 | 2 | 0 | 2 | 187.79 | 9577.29 | 55316-3157 | USA | D01 | 215 | POWER/MATION DIVISION INC | 55486-0314 | EP-225F | RSTi-EP I/O - Digital Output, 16 Points, Positive Logic, 24VDC, 0.5A, 1 Wire | PUR | RSTi-EP I/O - Digital Output, 16 Points, Positive Logic, 24VDC, 0.5A, 1 Wire | EA | EA |  | TRUE |  | P | FXG | 100
132641 | 4 | 4 | States | Champlin | Andrew Olson | TRUE | 2026-04-21T00:00:00 | 2026-10-26T00:00:00 | 2026-10-26T00:00:00 | 200 | 0 | 200 | 2.04 | 1672.8 | 55316-3157 | USA | D01 | 215 | POWER/MATION DIVISION INC | 55486-0314 | 3030187 | FBS 4-5: Plug-In Bridge, Number Of Positions: 4 - Color: Red - Phoenix Contact | PUR | FBS 4-5: Plug-In Bridge, Number Of Positions: 4 - Color: Red - Phoenix Contact | EA | EA |  | TRUE |  | P | FXG | 100
132641 | 10 | 2 | States | Champlin | Andrew Olson | TRUE | 2026-04-21T00:00:00 | 2026-12-22T00:00:00 | 2026-12-22T00:00:00 | 1 | 0 | 1 | 655.04 | 3930.24 | 55316-3157 | USA | D01 | 215 | POWER/MATION DIVISION INC | 55486-0314 | EPXPNS101 | PROFINET SYSTEM REDUNDANCY NETWORK | PUR | PROFINET SYSTEM REDUNDANCY NETWORK | EA | EA |  | TRUE |  | P | FXG | 100
133920 | 1 | 2 | States | Dayton | Andrew Olson | TRUE | 2026-06-08T00:00:00 | 2026-09-24T00:00:00 | 2026-09-24T00:00:00 | 110 | 0 | 110 | 85.5 | 18810 | 55369-6417 | USA | D01 | 215 | POWER/MATION DIVISION INC | 55486-0314 | 4127.01 | Door switch | PUR | Door switch | EA | EA |  | TRUE |  | P | FXG | DAYTON
132282 | 1 | 5 | States | Champlin | Andrew Olson | TRUE | 2026-04-07T00:00:00 | 2026-10-20T00:00:00 | 2026-10-20T00:00:00 | 500 | 0 | 500 | 1.68 | 5866.56 | 55316-3157 | USA | D01 | 215 | POWER/MATION DIVISION INC | 55486-0314 | 0800886 | E/NS 35 N End Clamp With Screw Down Lock, Width: 9.5mm - Color: Gray - Phoenix Contact | PUR | E/NS 35 N End Clamp With Screw Down Lock, Width: 9.5mm - Color: Gray - Phoenix Contact | EA | EA |  | TRUE |  | P | FXG | 100
135873 | 2 | 1 | States | Champlin | Andrew Olson | TRUE | 2026-09-02T00:00:00 | 2026-12-21T00:00:00 | 2026-12-21T00:00:00 | 156 | 0 | 156 | 352.63 | 55010.28 | 55316 | USA | D01 | 215 | POWER/MATION DIVISION INC | 55486-0314 | 2907066 | QUINT4-UPS/24DC/24DC/10 - Uninterruptible power supply | PUR | QUINT4-UPS/24DC/24DC/10 - Uninterruptible power supply | EA | EA |  | TRUE |  | P | FXG | 100
135873 | 1 | 1 | States | Champlin | Andrew Olson | TRUE | 2026-09-02T00:00:00 | 2026-12-21T00:00:00 | 2026-12-21T00:00:00 | 156 | 0 | 156 | 253.75 | 39585 | 55316 | USA | D01 | 215 | POWER/MATION DIVISION INC | 55486-0314 | 1274117 | UPS-BAT/PB/24DC/4AH - Battery module | PUR | UPS-BAT/PB/24DC/4AH - Battery module | EA | EA |  | TRUE |  | P | FXG | 100
132640 | 2 | 3 | States | Champlin | Andrew Olson | TRUE | 2026-04-21T00:00:00 | 2026-10-21T00:00:00 | 2026-10-21T00:00:00 | 10 | 0 | 10 | 245.14 | 11276.44 | 55316-3157 | USA | D01 | 215 | POWER/MATION DIVISION INC | 55486-0314 | 1085255 | Ethernet Switch: 16 port, unmanged | PUR | Ethernet Switch: 16 port, unmanged | EA | EA |  | TRUE |  | P | FXG | 100
133506 | 7 | 3 | States | Champlin | Andrew Olson | TRUE | 2026-05-21T00:00:00 | 2026-09-24T00:00:00 | 2026-09-24T00:00:00 | 192 | 0 | 192 | 178.28 | 113742.64 | 55316-3157 | USA | D01 | 215 | POWER/MATION DIVISION INC | 55486-0314 | 2891754 | SFP module, multimode fiber, 1 km, 1310 nm, LC, 1 Gbps | PUR | SFP module, multimode fiber, 1 km, 1310 nm, LC, 1 Gbps | EA | EA |  | TRUE |  | P | FXG | 100
133506 | 9 | 2 | States | Champlin | Andrew Olson | TRUE | 2026-05-21T00:00:00 | 2026-09-24T00:00:00 | 2026-09-24T00:00:00 | 32 | 0 | 32 | 385.2 | 31201.2 | 55316-3157 | USA | D01 | 215 | POWER/MATION DIVISION INC | 55486-0314 | 2904602 | Primary-switched QUINT POWER power supply with free choice of output characteristic curve, SFB (selective fuse breaking) technology, and NFC interface, input: 1-phase, output: 24 V DC/20 A | PUR | Primary-switched QUINT POWER power supply with free choice of output characteristic curve, SFB (selective fuse breaking) technology, and NFC interface, input: 1-phase, output: 24 V DC/20 A | EA | EA |  | TRUE |  | P | FXG | 100
133506 | 5 | 3 | States | Champlin | Andrew Olson | TRUE | 2026-05-21T00:00:00 | 2026-09-24T00:00:00 | 2026-09-24T00:00:00 | 48 | 0 | 48 | 475.61 | 67536.62 | 55316-3157 | USA | D01 | 215 | POWER/MATION DIVISION INC | 55486-0314 | 1330611 | MC 1000E-MM LC, Fiber optic converter with LC fiber optic connection (1310 nm) for converting 100Base-TX to multimode fiber optics. Auto MDI(X) function, DIN rail mountable with ruggedized EMI protection and wide temperature range. | PUR | MC 1000E-MM LC, Fiber optic converter with LC fiber optic connection (1310 nm) for converting 100Base-TX to multimode fiber optics. Auto MDI(X) function, DIN rail mountable with ruggedized EMI protection and wide temperature range. | EA | EA |  | TRUE |  | P | FXG | 100
133506 | 2 | 3 | States | Champlin | Andrew Olson | TRUE | 2026-05-21T00:00:00 | 2026-09-24T00:00:00 | 2026-09-24T00:00:00 | 133 | 0 | 133 | 252.5 | 70447.5 | 55316-3157 | USA | D01 | 215 | POWER/MATION DIVISION INC | 55486-0314 | 1085255 | Ethernet Switch: 16 port, unmanged | PUR | Ethernet Switch: 16 port, unmanged | EA | EA |  | TRUE |  | P | FXG | 100
133506 | 1 | 3 | States | Champlin | Andrew Olson | TRUE | 2026-05-21T00:00:00 | 2026-09-24T00:00:00 | 2026-09-24T00:00:00 | 2541 | 0 | 2541 | 1.74 | 8651.28 | 55316-3157 | USA | D01 | 215 | POWER/MATION DIVISION INC | 55486-0314 | 0800886 | E/NS 35 N End Clamp With Screw Down Lock, Width: 9.5mm - Color: Gray - Phoenix Contact | PUR | E/NS 35 N End Clamp With Screw Down Lock, Width: 9.5mm - Color: Gray - Phoenix Contact | EA | EA |  | TRUE |  | P | FXG | 100
133506 | 9 | 3 | States | Champlin | Andrew Olson | TRUE | 2026-05-21T00:00:00 | 2026-10-26T00:00:00 | 2026-10-26T00:00:00 | 18 | 0 | 18 | 385.2 | 31201.2 | 55316-3157 | USA | D01 | 215 | POWER/MATION DIVISION INC | 55486-0314 | 2904602 | Primary-switched QUINT POWER power supply with free choice of output characteristic curve, SFB (selective fuse breaking) technology, and NFC interface, input: 1-phase, output: 24 V DC/20 A | PUR | Primary-switched QUINT POWER power supply with free choice of output characteristic curve, SFB (selective fuse breaking) technology, and NFC interface, input: 1-phase, output: 24 V DC/20 A | EA | EA |  | TRUE |  | P | FXG | 100
133506 | 7 | 4 | States | Champlin | Andrew Olson | TRUE | 2026-05-21T00:00:00 | 2026-10-26T00:00:00 | 2026-10-26T00:00:00 | 126 | 0 | 126 | 178.28 | 113742.64 | 55316-3157 | USA | D01 | 215 | POWER/MATION DIVISION INC | 55486-0314 | 2891754 | SFP module, multimode fiber, 1 km, 1310 nm, LC, 1 Gbps | PUR | SFP module, multimode fiber, 1 km, 1310 nm, LC, 1 Gbps | EA | EA |  | TRUE |  | P | FXG | 100
133506 | 10 | 3 | States | Champlin | Andrew Olson | TRUE | 2026-05-21T00:00:00 | 2026-09-24T00:00:00 | 2026-09-24T00:00:00 | 30 | 0 | 30 | 630.6 | 39097.2 | 55316-3157 | USA | D01 | 215 | POWER/MATION DIVISION INC | 55486-0314 | 2904603 | Primary-switched QUINT POWER power supply with free choice of output characteristic curve, SFB (selective fuse breaking) technology, and NFC interface, input: 1-phase, output: 24 V DC/40 A | PUR | Primary-switched QUINT POWER power supply with free choice of output characteristic curve, SFB (selective fuse breaking) technology, and NFC interface, input: 1-phase, output: 24 V DC/40 A | EA | EA |  | TRUE |  | P | FXG | 100
133506 | 8 | 2 | States | Champlin | Andrew Olson | TRUE | 2026-05-21T00:00:00 | 2026-09-24T00:00:00 | 2026-09-24T00:00:00 | 1380 | 0 | 1380 | 12.82 | 36562.64 | 55316-3157 | USA | D01 | 215 | POWER/MATION DIVISION INC | 55486-0314 | 2900299 | PLC-INTERFACE, consisting of PLC-BPT.../21 basic terminal block with Push-in connection and plug-in miniature relay with power contact, for mounting on NS 35/7,5 DIN rail, 1 changeover contact, input voltage 24 V DC | PUR | PLC-INTERFACE, consisting of PLC-BPT.../21 basic terminal block with Push-in connection and plug-in miniature relay with power contact, for mounting on NS 35/7,5 DIN rail, 1 changeover contact, input voltage 24 V DC | EA | EA |  | TRUE |  | P | FXG | 100
133506 | 6 | 3 | States | Champlin | Andrew Olson | TRUE | 2026-05-21T00:00:00 | 2026-09-24T00:00:00 | 2026-09-24T00:00:00 | 15 | 0 | 15 | 6592 | 204352 | 55316-3157 | USA | D01 | 215 | POWER/MATION DIVISION INC | 55486-0314 | 1574601 | Managed switch, sixteen SFP ports (100/1000 Mbps), -40 to +85°C | PUR | Managed switch, sixteen SFP ports (100/1000 Mbps), -40 to +85°C | EA | EA |  | TRUE |  | P | FXG | 100 | 2026-09-24T00:00:00
133506 | 6 | 2 | States | Champlin | Andrew Olson | TRUE | 2026-05-21T00:00:00 | 2026-09-30T00:00:00 | 2026-08-25T00:00:00 | 13 | 8 | 5 | 6592 | 204352 | 55316-3157 | USA | D01 | 215 | POWER/MATION DIVISION INC | 55486-0314 | 1574601 | Managed switch, sixteen SFP ports (100/1000 Mbps), -40 to +85°C | PUR | Managed switch, sixteen SFP ports (100/1000 Mbps), -40 to +85°C | EA | EA |  | TRUE |  | P | FXG | 100 | 2026-08-25T00:00:00
133506 | 4 | 3 | States | Champlin | Andrew Olson | TRUE | 2026-05-21T00:00:00 | 2026-09-24T00:00:00 | 2026-09-24T00:00:00 | 39 | 0 | 39 | 465.17 | 33027.07 | 55316-3157 | USA | D01 | 215 | POWER/MATION DIVISION INC | 55486-0314 | 1249598 | Narrow Ethernet switch, wide temperature range, twelve RJ45 ports with 10/100 Mbps on all ports, two SFP ports with 100/1000 Mbps, automatic data transmission speed detection, autocrossing function, and QoS | PUR | Narrow Ethernet switch, wide temperature range, twelve RJ45 ports with 10/100 Mbps on all ports, two SFP ports with 100/1000 Mbps, automatic data transmission speed detection, autocrossing function, and QoS | EA | EA |  | TRUE |  | P | FXG | 100
133506 | 5 | 4 | States | Champlin | Andrew Olson | TRUE | 2026-05-21T00:00:00 | 2026-10-26T00:00:00 | 2026-10-26T00:00:00 | 30 | 0 | 30 | 475.61 | 67536.62 | 55316-3157 | USA | D01 | 215 | POWER/MATION DIVISION INC | 55486-0314 | 1330611 | MC 1000E-MM LC, Fiber optic converter with LC fiber optic connection (1310 nm) for converting 100Base-TX to multimode fiber optics. Auto MDI(X) function, DIN rail mountable with ruggedized EMI protection and wide temperature range. | PUR | MC 1000E-MM LC, Fiber optic converter with LC fiber optic connection (1310 nm) for converting 100Base-TX to multimode fiber optics. Auto MDI(X) function, DIN rail mountable with ruggedized EMI protection and wide temperature range. | EA | EA |  | TRUE |  | P | FXG | 100
133933 | 5 | 1 | States | Champlin | Andrew Olson | TRUE | 2026-06-08T00:00:00 | 2026-10-26T00:00:00 | 2026-10-26T00:00:00 | 1000 | 0 | 1000 | 0.65 | 650 | 55316-3157 | USA | D01 | 215 | POWER/MATION DIVISION INC | 55486-0314 | 3030161 | FBS 2-5: Plug-In Bridge, Number Of Positions: 2 - Color: Red - Phoenix Contact | PUR | FBS 2-5: Plug-In Bridge, Number Of Positions: 2 - Color: Red - Phoenix Contact | EA | EA |  | TRUE |  | P | FXG | 100
133933 | 3 | 1 | States | Champlin | Andrew Olson | TRUE | 2026-06-08T00:00:00 | 2026-12-03T00:00:00 | 2026-10-26T00:00:00 | 100 | 0 | 100 | 2.56 | 256 | 55316-3157 | USA | D01 | 215 | POWER/MATION DIVISION INC | 55486-0314 | 1343116 | Protective conductor terminal block, number of connections: 2, number of positions: 1, connection method: Push-X-connection, Rated cross section: 2.5 mm2, cross section: 0.5 mm2 - 4 mm2, mounting type: NS 35/7,5, NS 35/15, color: green-yellow | PUR | Protective conductor terminal block, number of connections: 2, number of positions: 1, connection method: Push-X-connection, Rated cross section: 2.5 mm2, cross section: 0.5 mm2 - 4 mm2, mounting type: NS 35/7,5, NS 35/15, color: green-yellow | EA | EA |  | TRUE |  | P | FXG | 100
135043 | 1 | 3 | States | Champlin | Andrew Olson | TRUE | 2026-07-28T00:00:00 | 2026-10-28T00:00:00 | 2026-10-28T00:00:00 | 8 | 0 | 8 | 2319 | 120588 | 55316-3157 | USA | D01 | 215 | POWER/MATION DIVISION INC | 55486-0314 | IC756CSW24IM | 24in RXi Industrial Monitor | PUR | 24in RXi Industrial Monitor | EA | EA |  | TRUE |  | P | FXG | 100 | 2026-10-28T00:00:00
135043 | 1 | 2 | States | Champlin | Andrew Olson | TRUE | 2026-07-28T00:00:00 | 2026-10-15T00:00:00 | 2026-09-28T00:00:00 | 20 | 0 | 20 | 2319 | 120588 | 55316-3157 | USA | D01 | 215 | POWER/MATION DIVISION INC | 55486-0314 | IC756CSW24IM | 24in RXi Industrial Monitor | PUR | 24in RXi Industrial Monitor | EA | EA |  | TRUE |  | P | FXG | 100 | 2026-09-28T00:00:00
135043 | 2 | 1 | States | Champlin | Andrew Olson | TRUE | 2026-07-28T00:00:00 | 2026-10-26T00:00:00 | 2026-09-25T00:00:00 | 24 | 11 | 13 | 4259 | 221468 | 55316-3157 | USA | D01 | 215 | POWER/MATION DIVISION INC | 55486-0314 | RPB7P3N3B0N0F | Din rail/backpanel mount IPC | PUR | Din rail/backpanel mount IPC | EA | EA |  | TRUE |  | P | FXG | 100 | 2026-09-15T00:00:00
135043 | 1 | 1 | States | Champlin | Andrew Olson | TRUE | 2026-07-28T00:00:00 | 2026-10-15T00:00:00 | 2026-09-22T00:00:00 | 24 | 1 | 23 | 2319 | 120588 | 55316-3157 | USA | D01 | 215 | POWER/MATION DIVISION INC | 55486-0314 | IC756CSW24IM | 24in RXi Industrial Monitor | PUR | 24in RXi Industrial Monitor | EA | EA |  | TRUE |  | P | FXG | 100 | 2026-09-15T00:00:00
135043 | 2 | 3 | States | Champlin | Andrew Olson | TRUE | 2026-07-28T00:00:00 | 2026-10-28T00:00:00 | 2026-10-28T00:00:00 | 8 | 0 | 8 | 4259 | 221468 | 55316-3157 | USA | D01 | 215 | POWER/MATION DIVISION INC | 55486-0314 | RPB7P3N3B0N0F | Din rail/backpanel mount IPC | PUR | Din rail/backpanel mount IPC | EA | EA |  | TRUE |  | P | FXG | 100 | 2026-10-28T00:00:00
135043 | 2 | 2 | States | Champlin | Andrew Olson | TRUE | 2026-07-28T00:00:00 | 2026-10-26T00:00:00 | 2026-09-25T00:00:00 | 20 | 0 | 20 | 4259 | 221468 | 55316-3157 | USA | D01 | 215 | POWER/MATION DIVISION INC | 55486-0314 | RPB7P3N3B0N0F | Din rail/backpanel mount IPC | PUR | Din rail/backpanel mount IPC | EA | EA |  | TRUE |  | P | FXG | 100 | 2026-09-28T00:00:00
134306 | 5 | 1 | States | Dayton | Andrew Olson | TRUE | 2026-06-23T00:00:00 | 2026-11-10T00:00:00 | 2026-11-09T00:00:00 | 12 | 0 | 12 | 8611.11 | 103333.32 | 55369-6417 | USA | D01 | 215 | POWER/MATION DIVISION INC | 55486-0314 | CSC-IE-9320-24T4X-E | 24 ports 10/100/1000M RJ45, 4 ports1/10G, Network Essentials | PUR | 24 ports 10/100/1000M RJ45, 4 ports1/10G, Network Essentials | EA | EA |  | TRUE |  | P | FXG | DAYTON
134306 | 3 | 1 | States | Dayton | Andrew Olson | TRUE | 2026-06-23T00:00:00 | 2026-09-25T00:00:00 | 2026-09-15T00:00:00 | 350 | 0 | 350 | 0.99 | 346.5 | 55369-6417 | USA | D01 | 215 | POWER/MATION DIVISION INC | 55486-0314 | 1329515 | D-XTV 6 - End cover, depth: 36 mm, width: 2.2 mm, height: 62.8 mm, color: gray | PUR | D-XTV 6 - End cover, depth: 36 mm, width: 2.2 mm, height: 62.8 mm, color: gray | EA | EA |  | TRUE |  | P | FXG | DAYTON | 2026-09-15T00:00:00
133260 | 11 | 1 | States | Champlin | Andrew Olson | TRUE | 2026-05-13T00:00:00 | 2026-09-25T00:00:00 |  | 7 | 0 | 7 | 0 | 0 | 55316-3157 | USA | D01 | 215 | POWER/MATION DIVISION INC | 55486-0314 | WB4-5-20k | 5 Users Package | PUR | 5 Users Package | EA | EA |  | TRUE |  | P | FXG | 100
133260 | 8 | 2 | States | Champlin | Andrew Olson | TRUE | 2026-05-13T00:00:00 | 2026-10-27T00:00:00 | 2026-10-27T00:00:00 | 27 | 0 | 27 | 75 | 3750 | 55316-3157 | USA | D01 | 215 | POWER/MATION DIVISION INC | 55486-0314 | EP-7641 | 1 Channel 24VDC Output Flow 10A | PUR | 1 Channel 24VDC Output Flow 10A | EA | EA |  | TRUE |  | P | FXG | 100
133260 | 2 | 1 | States | Champlin | Andrew Olson | TRUE | 2026-05-13T00:00:00 | 2026-10-26T00:00:00 | 2026-10-26T00:00:00 | 10000 | 0 | 10000 | 0.78 | 7800 | 55316-3157 | USA | D01 | 215 | POWER/MATION DIVISION INC | 55486-0314 | 3031212 | ST 2 5: Feed-Through Terminal Block, Connection Method: Spring-Cage Connection - Cross section: 0.08mm-4mm AWG:28-12, Width: 5.2mm - Color: Gray - Mounting Type: NS 35/7 5 NS 35/15 - Phoenix Contact | PUR | ST 2 5: Feed-Through Terminal Block, Connection Method: Spring-Cage Connection - Cross section: 0.08mm-4mm AWG:28-12, Width: 5.2mm - Color: Gray - Mounting Type: NS 35/7 5 NS 35/15 - Phoenix Contact | EA | EA |  | TRUE |  | P | FXG | 100
133260 | 6 | 1 | States | Champlin | Andrew Olson | TRUE | 2026-05-13T00:00:00 | 2026-08-26T00:00:00 | 2026-08-25T00:00:00 | 165 | 0 | 165 | 164.65 | 27167.25 | 55316-3157 | USA | D01 | 215 | POWER/MATION DIVISION INC | 55486-0314 | EP-125F | RSTi-EP I/O - Digital Input, 16 Points, Positive Logic, 24VDC, 1 Wire | PUR | RSTi-EP I/O - Digital Input, 16 Points, Positive Logic, 24VDC, 1 Wire | EA | EA |  | TRUE |  | P | FXG | 100
133260 | 5 | 1 | States | Champlin | Andrew Olson | TRUE | 2026-05-13T00:00:00 | 2026-10-26T00:00:00 | 2026-10-26T00:00:00 | 3 | 0 | 3 | 85.5 | 256.5 | 55316-3157 | USA | D01 | 215 | POWER/MATION DIVISION INC | 55486-0314 | 4127.01 | Door switch | PUR | Door switch | EA | EA |  | TRUE |  | P | FXG | 100
133260 | 4 | 1 | States | Champlin | Andrew Olson | TRUE | 2026-05-13T00:00:00 | 2026-11-02T00:00:00 | 2026-11-02T00:00:00 | 1070 | 0 | 1070 | 2.92 | 3124.4 | 55316-3157 | USA | D01 | 215 | POWER/MATION DIVISION INC | 55486-0314 | 3031306 | ST 2 5-QUATTRO Feed-through terminal block, Connectionmethod: Spring-cage connection, Crosssection: 0.08 mm^2 - 4 mm^2, AWG: 28 - 12,Width: 5.2 mm, Color: gray, Mounting type:NS 35/7,5, NS 35/15 | PUR | ST 2 5-QUATTRO Feed-through terminal block, Connectionmethod: Spring-cage connection, Crosssection: 0.08 mmÂ² - 4 mmÂ², AWG: 28 - 12,Width: 5.2 mm, Color: gray, Mounting type:NS 35/7,5, NS 35/15 | EA | EA |  | TRUE |  | P | FXG | 100
133260 | 9 | 2 | States | Champlin | Andrew Olson | TRUE | 2026-05-13T00:00:00 | 2026-10-09T00:00:00 | 2026-08-31T00:00:00 | 16 | 0 | 16 | 581.17 | 52305.3 | 55316-3157 | USA | D01 | 215 | POWER/MATION DIVISION INC | 55486-0314 | EPXMBE001 | RSTi-EP Slice I/O Modbus TCP Network Adapter | PUR | RSTi-EP Slice I/O Modbus TCP Network Adapter | EA | EA |  | TRUE |  | P | FXG | 100 | 2026-08-31T00:00:00
133260 | 9 | 3 | States | Champlin | Andrew Olson | TRUE | 2026-05-13T00:00:00 | 2026-11-05T00:00:00 | 2026-11-04T00:00:00 | 18 | 0 | 18 | 581.17 | 52305.3 | 55316-3157 | USA | D01 | 215 | POWER/MATION DIVISION INC | 55486-0314 | EPXMBE001 | RSTi-EP Slice I/O Modbus TCP Network Adapter | PUR | RSTi-EP Slice I/O Modbus TCP Network Adapter | EA | EA |  | TRUE |  | P | FXG | 100
135859 | 1 | 1 | States | Champlin | Andrew Olson | TRUE | 2026-09-02T00:00:00 | 2027-01-25T00:00:00 | 2027-01-25T00:00:00 | 104 | 0 | 104 | 129.16 | 13432.64 | 55316 | USA | D01 | 215 | POWER/MATION DIVISION INC | 55486-0314 | 1085256 | Ethernet Switch: 8 port, unmanged | PUR | Ethernet Switch: 8 port, unmanged | EA | EA |  | TRUE |  | P | FXG | 100
133135 | 2 | 4 | States | Champlin | Andrew Olson | TRUE | 2026-05-11T00:00:00 | 2026-10-26T00:00:00 | 2026-10-26T00:00:00 | 38 | 0 | 38 | 392.86 | 60500.44 | 55316-3157 | USA | D01 | 215 | POWER/MATION DIVISION INC | 55486-0314 | CS24-33CTC | CORTEX CURRENT TRANSFORMER INTERFACE MODULE X 24 INPUTS | PUR | CORTEX CURRENT TRANSFORMER INTERFACE MODULE X 24 INPUTS | EA | EA |  | TRUE |  | P | FXG | 100
133135 | 1 | 4 | States | Champlin | Andrew Olson | TRUE | 2026-05-11T00:00:00 | 2026-10-26T00:00:00 | 2026-10-26T00:00:00 | 38 | 0 | 38 | 342.86 | 52800.44 | 55316-3157 | USA | D01 | 215 | POWER/MATION DIVISION INC | 55486-0314 | CS18-00-INC | 18 CHANNEL DRY CONTACT DIGITAL INPUT MODULE | PUR | 18 CHANNEL DRY CONTACT DIGITAL INPUT MODULE | EA | EA |  | TRUE |  | P | FXG | 100
133135 | 3 | 4 | States | Champlin | Andrew Olson | TRUE | 2026-05-11T00:00:00 | 2026-10-26T00:00:00 | 2026-10-26T00:00:00 | 38 | 0 | 38 | 1357.14 | 208999.56 | 55316-3157 | USA | D01 | 215 | POWER/MATION DIVISION INC | 55486-0314 | CSM-1-00 | 192 CHANNEL ADVANCED POWER QUALITY MONITOR - SINGLE INPUT VERSION - REQUIRES 24 VDC | PUR | 192 CHANNEL ADVANCED POWER QUALITY MONITOR - SINGLE INPUT VERSION - REQUIRES 24 VDC | EA | EA |  | TRUE |  | P | FXG | 100
135268 | 2 | 1 | States | Champlin | Andrew Olson | TRUE | 2026-08-06T00:00:00 | 2026-09-21T00:00:00 | 2026-08-14T00:00:00 | 1 | 0 | 1 | 6782.43 | 6782.43 | 55316-3157 | USA | D01 | 215 | POWER/MATION DIVISION INC | 55486-0314 | A25Q2000.42326 | Configured A25 Breaker. 2000amp rating. Factory installed SHT11NCF Shunt coil, SU40NMC11F Trip unit, AX11NF44 Aux contact, VBP11NM Locking cover, CDP11N Door Frame, PHS12N2 Phase Barrier. Shipped with ELM10 Door Switch and NCT11N Current Transformer for field install. | PUR | Configured A25 Breaker. 2000amp rating. Factory installed SHT11NCF Shunt coil, SU40NMC11F Trip unit, AX11NF44 Aux contact, VBP11NM Locking cover, CDP11N Door Frame, PHS12N2 Phase Barrier. Shipped with ELM10 Door Switch and NCT11N Current Transformer for field install. | EA | EA |  | TRUE |  | P | FXG | 100 | 2026-09-14T00:00:00
135268 | 1 | 1 | States | Champlin | Andrew Olson | TRUE | 2026-08-06T00:00:00 | 2026-09-21T00:00:00 | 2026-09-11T00:00:00 | 1 | 0 | 1 | 6590.96 | 6590.96 | 55316-3157 | USA | D01 | 215 | POWER/MATION DIVISION INC | 55486-0314 | A25Q1200.42326 | Configured A25 Breaker. 1200amp rating. Factory installed SHT11NCF Shunt coil, SU40NMC11F Trip unit, AX11NF44 Aux contact, VBP11NM Locking cover, CDP11N Door Frame, PHS12N2 Phase Barrier. Shipped with ELM10 Door Switch and NCT11N Current Transformer for field install. | PUR | Configured A25 Breaker. 1200amp rating. Factory installed SHT11NCF Shunt coil, SU40NMC11F Trip unit, AX11NF44 Aux contact, VBP11NM Locking cover, CDP11N Door Frame, PHS12N2 Phase Barrier. Shipped with ELM10 Door Switch and NCT11N Current Transformer for field install. | EA | EA |  | TRUE |  | P | FXG | 100 | 2026-09-09T00:00:00
135971 | 1 | 1 | States | Champlin | Andrew Olson | TRUE | 2026-09-09T00:00:00 | 2026-12-21T00:00:00 | 2026-12-21T00:00:00 | 1 | 0 | 1 | 959.72 | 959.72 | 55316 | USA | D01 | 215 | POWER/MATION DIVISION INC | 55486-0314 | OPS4-DVT-20k | Telemetry Driver package | PUR | Telemetry Driver package | EA | EA |  | TRUE |  | P | FXG | 100 |  | 077037-21-1
135971 | 3 | 1 | States | Champlin | Andrew Olson | TRUE | 2026-09-09T00:00:00 | 2026-12-21T00:00:00 | 2026-12-21T00:00:00 | 2 | 0 | 2 | 5309 | 10618 | 55316 | USA | D01 | 215 | POWER/MATION DIVISION INC | 55486-0314 | RTCS4-F-5K | Movicon.NExT PRO Server/Client Runtime 5,000 Tags | PUR | Movicon.NExT PRO Server/Client Runtime 5,000 Tags | EA | EA |  | TRUE |  | P | FXG | 100 |  | 077037-21-1
135971 | 4 | 1 | States | Champlin | Andrew Olson | TRUE | 2026-09-09T00:00:00 | 2026-12-21T00:00:00 | 2026-12-21T00:00:00 | 1 | 0 | 1 | 3728 | 3728 | 55316 | USA | D01 | 215 | POWER/MATION DIVISION INC | 55486-0314 | WB4-5-20k | 5 Users Package | PUR | 5 Users Package | EA | EA |  | TRUE |  | P | FXG | 100 |  | 077037-21-1
135971 | 2 | 1 | States | Champlin | Andrew Olson | TRUE | 2026-09-09T00:00:00 | 2026-12-21T00:00:00 | 2026-12-21T00:00:00 | 1 | 0 | 1 | 959.72 | 959.72 | 55316 | USA | D01 | 215 | POWER/MATION DIVISION INC | 55486-0314 | OPS4-R-20k | Server Redundancy for up to 20,000 Tags | PUR | Server Redundancy for up to 20,000 Tags | EA | EA |  | TRUE |  | P | FXG | 100 |  | 077037-21-1
134048 | 7 | 1 | States | Champlin | Andrew Olson | TRUE | 2026-06-12T00:00:00 | 2027-01-19T00:00:00 | 2027-01-14T00:00:00 | 108 | 0 | 108 | 497.24 | 53701.92 | 55316-3157 | USA | D01 | 215 | POWER/MATION DIVISION INC | 55486-0314 | CT237-122 | Current Transformers, 600V, BIL 10kV Full-Wave, 4000:5A, Single-Ratio (SR), C200 | PUR | Current Transformers, 600V, BIL 10kV Full-Wave, 4000:5A, Single-Ratio (SR), C200 | EA | EA |  | TRUE |  | P | FXG | 100 | 2026-11-02T00:00:00
134048 | 9 | 1 | States | Champlin | Andrew Olson | TRUE | 2026-06-12T00:00:00 | 2027-01-21T00:00:00 | 2027-01-21T00:00:00 | 102 | 0 | 102 | 433.57 | 44224.14 | 55316-3157 | USA | D01 | 215 | POWER/MATION DIVISION INC | 55486-0314 | CT237-151 | Current Transformers, 600V, BIL 10kV Full-Wave, 150:5A, Single-Ratio (SR), C10 | PUR | Current Transformers, 600V, BIL 10kV Full-Wave, 150:5A, Single-Ratio (SR), C10 | EA | EA |  | TRUE |  | P | FXG | 100 | 2026-12-03T00:00:00
134048 | 5 | 2 | States | Champlin | Andrew Olson | TRUE | 2026-06-12T00:00:00 | 2026-10-01T00:00:00 | 2026-10-01T00:00:00 | 15 | 0 | 15 | 187.79 | 16713.31 | 55316-3157 | USA | D01 | 215 | POWER/MATION DIVISION INC | 55486-0314 | EP-225F | RSTi-EP I/O - Digital Output, 16 Points, Positive Logic, 24VDC, 0.5A, 1 Wire | PUR | RSTi-EP I/O - Digital Output, 16 Points, Positive Logic, 24VDC, 0.5A, 1 Wire | EA | EA |  | TRUE |  | P | FXG | 100
134499 | 2 | 1 | States | Champlin | Andrew Olson | TRUE | 2026-07-02T00:00:00 | 2026-11-20T00:00:00 | 2026-11-20T00:00:00 | 3 | 0 | 3 | 187.79 | 563.37 | 55316-3157 | USA | D01 | 215 | POWER/MATION DIVISION INC | 55486-0314 | EP-225F | RSTi-EP I/O - Digital Output, 16 Points, Positive Logic, 24VDC, 0.5A, 1 Wire | PUR | RSTi-EP I/O - Digital Output, 16 Points, Positive Logic, 24VDC, 0.5A, 1 Wire | EA | EA |  | TRUE |  | P | FXG | 100
134499 | 6 | 7 | States | Champlin | Andrew Olson | TRUE | 2026-07-02T00:00:00 | 2026-11-20T00:00:00 | 2026-11-20T00:00:00 | 18 | 0 | 18 | 4255.21 | 944656.62 | 55316-3157 | USA | D01 | 215 | POWER/MATION DIVISION INC | 55486-0314 | IC755CSS12CDA | QuickPanel+ 12" screen with View and Control | PUR | QuickPanel+ 12" screen with View and Control | EA | EA |  | TRUE |  | P | FXG | 100
134499 | 1 | 1 | States | Champlin | Andrew Olson | TRUE | 2026-07-02T00:00:00 | 2026-11-20T00:00:00 | 2026-11-20T00:00:00 | 3 | 0 | 3 | 164.65 | 493.95 | 55316-3157 | USA | D01 | 215 | POWER/MATION DIVISION INC | 55486-0314 | EP-125F | RSTi-EP I/O - Digital Input, 16 Points, Positive Logic, 24VDC, 1 Wire | PUR | RSTi-EP I/O - Digital Input, 16 Points, Positive Logic, 24VDC, 1 Wire | EA | EA |  | TRUE |  | P | FXG | 100
134499 | 3 | 1 | States | Champlin | Andrew Olson | TRUE | 2026-07-02T00:00:00 | 2026-11-20T00:00:00 | 2026-11-20T00:00:00 | 2 | 0 | 2 | 581.17 | 1162.34 | 55316-3157 | USA | D01 | 215 | POWER/MATION DIVISION INC | 55486-0314 | EPXMBE001 | RSTi-EP Slice I/O Modbus TCP Network Adapter | PUR | RSTi-EP Slice I/O Modbus TCP Network Adapter | EA | EA |  | TRUE |  | P | FXG | 100
134499 | 5 | 1 | States | Champlin | Andrew Olson | TRUE | 2026-07-02T00:00:00 | 2026-11-20T00:00:00 | 2026-11-20T00:00:00 | 4 | 0 | 4 | 2916.39 | 11665.56 | 55316-3157 | USA | D01 | 215 | POWER/MATION DIVISION INC | 55486-0314 | IC695RMX128_ | RX3i Redundant Memory Xchange Module forHigh Availability. 2Megbytes of user sharedmemory. Dual Genius LAN is supportedusing application code that is located on thege-ip.com/support website | PUR | RX3i Redundant Memory Xchange Module forHigh Availability. 2Megbytes of user sharedmemory. Dual Genius LAN is supportedusing application code that is located on thege-ip.com/support website | EA | EA |  | TRUE |  | P | FXG | 100
134499 | 6 | 4 | States | Champlin | Andrew Olson | TRUE | 2026-07-02T00:00:00 | 2026-09-24T00:00:00 | 2026-09-24T00:00:00 | 43 | 0 | 43 | 4255.21 | 944656.62 | 55316-3157 | USA | D01 | 215 | POWER/MATION DIVISION INC | 55486-0314 | IC755CSS12CDA | QuickPanel+ 12" screen with View and Control | PUR | QuickPanel+ 12" screen with View and Control | EA | EA |  | TRUE |  | P | FXG | 100
134499 | 6 | 5 | States | Champlin | Andrew Olson | TRUE | 2026-07-02T00:00:00 | 2026-10-12T00:00:00 | 2026-10-12T00:00:00 | 30 | 0 | 30 | 4255.21 | 944656.62 | 55316-3157 | USA | D01 | 215 | POWER/MATION DIVISION INC | 55486-0314 | IC755CSS12CDA | QuickPanel+ 12" screen with View and Control | PUR | QuickPanel+ 12" screen with View and Control | EA | EA |  | TRUE |  | P | FXG | 100
134499 | 7 | 1 | States | Champlin | Andrew Olson | TRUE | 2026-07-02T00:00:00 | 2026-10-01T00:00:00 | 2026-10-01T00:00:00 | 1 | 0 | 1 | 3807 | 3807 | 55316-3157 | USA | D01 | 215 | POWER/MATION DIVISION INC | 55486-0314 | IC755CSS15CDA | QuickPanel plus View Control, 15" Color TFT with Multi-touch Projected Capacitive Screen, 2 Ethernet Ports, GE Monogram Bezel, 24VDC Powered | PUR | QuickPanel plus View Control, 15" Color TFT with Multi-touch Projected Capacitive Screen, 2 Ethernet Ports, GE Monogram Bezel, 24VDC Powered | EA | EA |  | TRUE |  | P | FXG | 100
134499 | 4 | 1 | States | Champlin | Andrew Olson | TRUE | 2026-07-02T00:00:00 | 2026-11-20T00:00:00 | 2026-11-20T00:00:00 | 6 | 0 | 6 | 396 | 2376 | 55316-3157 | USA | D01 | 215 | POWER/MATION DIVISION INC | 55486-0314 | IC695PSD140_ | Multipurpose Power Supply is suitable for usein load-sharing and redund ancy application. Itmust be installed in a PACsystems RX3i(IC695catalog number) Universal Backplane | PUR | Multipurpose Power Supply is suitable for usein load-sharing and redund ancy application. Itmust be installed in a PACsystems RX3i(IC695catalog number) Universal Backplane | EA | EA |  | TRUE |  | P | FXG | 100
134499 | 6 | 6 | States | Champlin | Andrew Olson | TRUE | 2026-07-02T00:00:00 | 2026-11-04T00:00:00 | 2026-11-04T00:00:00 | 18 | 0 | 18 | 4255.21 | 944656.62 | 55316-3157 | USA | D01 | 215 | POWER/MATION DIVISION INC | 55486-0314 | IC755CSS12CDA | QuickPanel+ 12" screen with View and Control | PUR | QuickPanel+ 12" screen with View and Control | EA | EA |  | TRUE |  | P | FXG | 100
133374 | 1 | 4 | States | Champlin | Holly Davis | TRUE | 2026-05-18T00:00:00 | 2026-10-19T00:00:00 | 2026-10-19T00:00:00 | 38 | 30 | 8 | 68.28 | 10378.56 | 55316-3157 | USA | D01 | 216 | ELECTRO INDUSTRIES/GAUGE TECH | 11590 | EI-30CT06DR | HIGH DENSITY SHORTING TERMINAL BLOCK, 6PT ASSEMBLY | PUR | HIGH DENSITY SHORTING TERMINAL BLOCK, 6PT ASSEMBLY | EA | EA |  | TRUE |  | P | PPD | 100
136086 | 1 | 5 | States | Champlin | Holly Davis | TRUE | 2026-09-14T00:00:00 | 2026-11-19T00:00:00 |  | 35 | 0 | 35 | 68.28 | 36734.64 | 55316 | USA | D01 | 216 | ELECTRO INDUSTRIES/GAUGE TECH | 11590 | EI-30CT06DR | HIGH DENSITY SHORTING TERMINAL BLOCK, 6PT ASSEMBLY | PUR | HIGH DENSITY SHORTING TERMINAL BLOCK, 6PT ASSEMBLY | EA | EA |  | TRUE |  | P | PPD | 100
136086 | 1 | 3 | States | Champlin | Holly Davis | TRUE | 2026-09-14T00:00:00 | 2026-11-03T00:00:00 |  | 85 | 0 | 85 | 68.28 | 36734.64 | 55316 | USA | D01 | 216 | ELECTRO INDUSTRIES/GAUGE TECH | 11590 | EI-30CT06DR | HIGH DENSITY SHORTING TERMINAL BLOCK, 6PT ASSEMBLY | PUR | HIGH DENSITY SHORTING TERMINAL BLOCK, 6PT ASSEMBLY | EA | EA |  | TRUE |  | P | PPD | 100
136086 | 1 | 6 | States | Champlin | Holly Davis | TRUE | 2026-09-14T00:00:00 | 2026-12-07T00:00:00 |  | 8 | 0 | 8 | 68.28 | 36734.64 | 55316 | USA | D01 | 216 | ELECTRO INDUSTRIES/GAUGE TECH | 11590 | EI-30CT06DR | HIGH DENSITY SHORTING TERMINAL BLOCK, 6PT ASSEMBLY | PUR | HIGH DENSITY SHORTING TERMINAL BLOCK, 6PT ASSEMBLY | EA | EA |  | TRUE |  | P | PPD | 100
136086 | 1 | 1 | States | Champlin | Holly Davis | TRUE | 2026-09-14T00:00:00 | 2026-10-14T00:00:00 |  | 58 | 0 | 58 | 68.28 | 36734.64 | 55316 | USA | D01 | 216 | ELECTRO INDUSTRIES/GAUGE TECH | 11590 | EI-30CT06DR | HIGH DENSITY SHORTING TERMINAL BLOCK, 6PT ASSEMBLY | PUR | HIGH DENSITY SHORTING TERMINAL BLOCK, 6PT ASSEMBLY | EA | EA |  | TRUE |  | P | PPD | 100
136086 | 1 | 2 | States | Champlin | Holly Davis | TRUE | 2026-09-14T00:00:00 | 2026-10-26T00:00:00 |  | 212 | 0 | 212 | 68.28 | 36734.64 | 55316 | USA | D01 | 216 | ELECTRO INDUSTRIES/GAUGE TECH | 11590 | EI-30CT06DR | HIGH DENSITY SHORTING TERMINAL BLOCK, 6PT ASSEMBLY | PUR | HIGH DENSITY SHORTING TERMINAL BLOCK, 6PT ASSEMBLY | EA | EA |  | TRUE |  | P | PPD | 100
136086 | 1 | 4 | States | Champlin | Holly Davis | TRUE | 2026-09-14T00:00:00 | 2026-11-11T00:00:00 |  | 140 | 0 | 140 | 68.28 | 36734.64 | 55316 | USA | D01 | 216 | ELECTRO INDUSTRIES/GAUGE TECH | 11590 | EI-30CT06DR | HIGH DENSITY SHORTING TERMINAL BLOCK, 6PT ASSEMBLY | PUR | HIGH DENSITY SHORTING TERMINAL BLOCK, 6PT ASSEMBLY | EA | EA |  | TRUE |  | P | PPD | 100
134583 | 1 | 2 | States | Champlin | Holly Davis | TRUE | 2026-07-07T00:00:00 | 2026-08-04T00:00:00 |  | 8 | 0 | 8 | 42.42 | 1272.6 | 55316-3157 | USA | D01 | 216 | ELECTRO INDUSTRIES/GAUGE TECH | 11590 | EI-30CT04DR | HIGH DENSITY SHORTING TERMINAL BLOCK, 4PT ASSEMBLY | PUR | HIGH DENSITY SHORTING TERMINAL BLOCK, 4PT ASSEMBLY | EA | EA |  | FALSE |  | P | PPD | 100
134583 | 1 | 1 | States | Champlin | Holly Davis | TRUE | 2026-07-07T00:00:00 | 2026-07-17T00:00:00 |  | 16 | 0 | 16 | 42.42 | 1272.6 | 55316-3157 | USA | D01 | 216 | ELECTRO INDUSTRIES/GAUGE TECH | 11590 | EI-30CT04DR | HIGH DENSITY SHORTING TERMINAL BLOCK, 4PT ASSEMBLY | PUR | HIGH DENSITY SHORTING TERMINAL BLOCK, 4PT ASSEMBLY | EA | EA |  | FALSE |  | P | PPD | 100
134583 | 1 | 3 | States | Champlin | Holly Davis | TRUE | 2026-07-07T00:00:00 | 2026-09-04T00:00:00 |  | 6 | 0 | 6 | 42.42 | 1272.6 | 55316-3157 | USA | D01 | 216 | ELECTRO INDUSTRIES/GAUGE TECH | 11590 | EI-30CT04DR | HIGH DENSITY SHORTING TERMINAL BLOCK, 4PT ASSEMBLY | PUR | HIGH DENSITY SHORTING TERMINAL BLOCK, 4PT ASSEMBLY | EA | EA |  | FALSE |  | P | PPD | 100
134035 | 2 | 1 | States | Champlin | Holly Davis | TRUE | 2026-06-11T00:00:00 | 2026-09-30T00:00:00 | 2026-09-30T00:00:00 | 3000 | 0 | 3000 | 14.92 | 44760 | 55316-3157 | USA | N30 | 219 | SOLEPOXY INC | 147.60 | DK19 RED | DK19 RED BAG DRUM EPOXY POWDER | pnt | DK19 RED BAG DRUM EPOXY POWDER | LB | LB | HEN | TRUE |  | P | FXLT | Dayton | 2026-09-30T00:00:00
134368 | 5 | 1 | States | Dayton | Holly Davis | TRUE | 2026-06-25T00:00:00 | 2026-09-04T00:00:00 |  | 1 | 0 | 1 | 5922.5678 | 5922.57 | 55369-6417 | USA | D08 | 612 | GOODIN COMPANY | 55480-1691 | W30AF-B0ZXXXXXJ | HVAC: 2.5-Ton cooling capacity, 6kW heat, 208/120Y VAC three phase. | PUR | HVAC: 2.5-Ton cooling capacity, 6kW heat, 208/120Y VAC three phase. | EA | EA |  | FALSE |  | P | PPD | DAYTON
131007 | 3 | 1 | States | Dayton | Holly Davis | TRUE | 2026-02-02T00:00:00 | 2026-05-22T00:00:00 | 2026-05-22T00:00:00 | 1 | 2 | -1 | 101.51 | 101.51 | 55369 | USA | D08 | 612 | GOODIN COMPANY | 55480-1691 | SG-2W_ | HVAC: Supply Grill | PUR | HVAC: Supply Grill | EA | EA |  | TRUE |  | P | PPD | DAYTON
135136 | 1 | 1 | States | Dayton | Holly Davis | TRUE | 2026-07-31T00:00:00 | 2026-09-11T00:00:00 | 2026-09-11T00:00:00 | 1 | 0 | 1 | 5090.48 | 5090.48 | 55316-3157 | USA | D08 | 612 | GOODIN COMPANY | 55480-1691 | W24AF-A10XXXXJ | HVAC: 2-Ton cooling capacity, 10kW heat, 240VAC single phase. | PUR | HVAC: 2-Ton cooling capacity, 10kW heat, 240VAC single phase. | EA | EA |  | FALSE |  | P | PPD | DAYTON
135759 | 1 | 2 | States | Dayton | Holly Davis | TRUE | 2026-08-27T00:00:00 | 2026-12-18T00:00:00 |  | 1 | 0 | 1 | 673.3125 | 5386.5 | 55369 | USA | D08 | 612 | GOODIN COMPANY | 55480-1691 | MC4002-B | SPECIAL ORDER. FREIGHT ADDITIONAL. EST FRT PER UNIT $400 | PUR | SPECIAL ORDER. FREIGHT ADDITIONAL. EST FRT PER UNIT $400 | EA | EA |  | FALSE |  | P | PPD | DAYTON
135759 | 2 | 6 | States | Dayton | Holly Davis | TRUE | 2026-08-27T00:00:00 | 2027-08-31T00:00:00 |  | 2 | 0 | 2 | 89.0625 | 1425 | 55369 | USA | D08 | 612 | GOODIN COMPANY | 55480-1691 | RG-3 | RETURN AIR GRILL EXT ALU W/BLADES FIX 30DEG 1" FL | PUR | RETURN AIR GRILL EXT ALU W/BLADES FIX 30DEG 1" FL | EA | EA |  | FALSE |  | P | PPD | DAYTON
135759 | 3 | 2 | States | Dayton | Holly Davis | TRUE | 2026-08-27T00:00:00 | 2026-12-18T00:00:00 |  | 2 | 0 | 2 | 96.1875 | 1539 | 55369 | USA | D08 | 612 | GOODIN COMPANY | 55480-1691 | SG-3 | SIDEWALL SUPPLY REGISTER 2 SETS OF IND ADJ BLADES | PUR | SIDEWALL SUPPLY REGISTER 2 SETS OF IND ADJ BLADES | EA | EA |  | FALSE |  | P | PPD | DAYTON
135759 | 3 | 1 | States | Dayton | Holly Davis | TRUE | 2026-08-27T00:00:00 | 2026-11-10T00:00:00 |  | 2 | 0 | 2 | 96.1875 | 1539 | 55369 | USA | D08 | 612 | GOODIN COMPANY | 55480-1691 | SG-3 | SIDEWALL SUPPLY REGISTER 2 SETS OF IND ADJ BLADES | PUR | SIDEWALL SUPPLY REGISTER 2 SETS OF IND ADJ BLADES | EA | EA |  | FALSE |  | P | PPD | DAYTON
135759 | 2 | 2 | States | Dayton | Holly Davis | TRUE | 2026-08-27T00:00:00 | 2026-12-18T00:00:00 |  | 2 | 0 | 2 | 89.0625 | 1425 | 55369 | USA | D08 | 612 | GOODIN COMPANY | 55480-1691 | RG-3 | RETURN AIR GRILL EXT ALU W/BLADES FIX 30DEG 1" FL | PUR | RETURN AIR GRILL EXT ALU W/BLADES FIX 30DEG 1" FL | EA | EA |  | FALSE |  | P | PPD | DAYTON
135759 | 2 | 4 | States | Dayton | Holly Davis | TRUE | 2026-08-27T00:00:00 | 2027-05-19T00:00:00 |  | 4 | 0 | 4 | 89.0625 | 1425 | 55369 | USA | D08 | 612 | GOODIN COMPANY | 55480-1691 | RG-3 | RETURN AIR GRILL EXT ALU W/BLADES FIX 30DEG 1" FL | PUR | RETURN AIR GRILL EXT ALU W/BLADES FIX 30DEG 1" FL | EA | EA |  | FALSE |  | P | PPD | DAYTON
135759 | 1 | 4 | States | Dayton | Holly Davis | TRUE | 2026-08-27T00:00:00 | 2027-05-19T00:00:00 |  | 2 | 0 | 2 | 673.3125 | 5386.5 | 55369 | USA | D08 | 612 | GOODIN COMPANY | 55480-1691 | MC4002-B | SPECIAL ORDER. FREIGHT ADDITIONAL. EST FRT PER UNIT $400 | PUR | SPECIAL ORDER. FREIGHT ADDITIONAL. EST FRT PER UNIT $400 | EA | EA |  | FALSE |  | P | PPD | DAYTON
135759 | 1 | 7 | States | Dayton | Holly Davis | TRUE | 2026-08-27T00:00:00 | 2027-10-22T00:00:00 |  | 1 | 0 | 1 | 673.3125 | 5386.5 | 55369 | USA | D08 | 612 | GOODIN COMPANY | 55480-1691 | MC4002-B | SPECIAL ORDER. FREIGHT ADDITIONAL. EST FRT PER UNIT $400 | PUR | SPECIAL ORDER. FREIGHT ADDITIONAL. EST FRT PER UNIT $400 | EA | EA |  | FALSE |  | P | PPD | DAYTON
135759 | 3 | 5 | States | Dayton | Holly Davis | TRUE | 2026-08-27T00:00:00 | 2027-08-03T00:00:00 |  | 2 | 0 | 2 | 96.1875 | 1539 | 55369 | USA | D08 | 612 | GOODIN COMPANY | 55480-1691 | SG-3 | SIDEWALL SUPPLY REGISTER 2 SETS OF IND ADJ BLADES | PUR | SIDEWALL SUPPLY REGISTER 2 SETS OF IND ADJ BLADES | EA | EA |  | FALSE |  | P | PPD | DAYTON
135759 | 4 | 4 | States | Dayton | Holly Davis | TRUE | 2026-08-27T00:00:00 | 2027-05-19T00:00:00 |  | 4 | 0 | 4 | 5507.9347 | 88126.96 | 55369 | USA | D08 | 612 | GOODIN COMPANY | 55480-1691 | W36AF-B15XXXXXE | WALL MOUNT AIR COND 208/230-3PH | PUR | WALL MOUNT AIR COND 208/230-3PH | EA | EA |  | FALSE |  | P | PPD | DAYTON
135759 | 4 | 5 | States | Dayton | Holly Davis | TRUE | 2026-08-27T00:00:00 | 2027-08-03T00:00:00 |  | 2 | 0 | 2 | 5507.9347 | 88126.96 | 55369 | USA | D08 | 612 | GOODIN COMPANY | 55480-1691 | W36AF-B15XXXXXE | WALL MOUNT AIR COND 208/230-3PH | PUR | WALL MOUNT AIR COND 208/230-3PH | EA | EA |  | FALSE |  | P | PPD | DAYTON
135759 | 1 | 6 | States | Dayton | Holly Davis | TRUE | 2026-08-27T00:00:00 | 2027-08-31T00:00:00 |  | 1 | 0 | 1 | 673.3125 | 5386.5 | 55369 | USA | D08 | 612 | GOODIN COMPANY | 55480-1691 | MC4002-B | SPECIAL ORDER. FREIGHT ADDITIONAL. EST FRT PER UNIT $400 | PUR | SPECIAL ORDER. FREIGHT ADDITIONAL. EST FRT PER UNIT $400 | EA | EA |  | FALSE |  | P | PPD | DAYTON
135759 | 2 | 1 | States | Dayton | Holly Davis | TRUE | 2026-08-27T00:00:00 | 2026-11-10T00:00:00 |  | 2 | 0 | 2 | 89.0625 | 1425 | 55369 | USA | D08 | 612 | GOODIN COMPANY | 55480-1691 | RG-3 | RETURN AIR GRILL EXT ALU W/BLADES FIX 30DEG 1" FL | PUR | RETURN AIR GRILL EXT ALU W/BLADES FIX 30DEG 1" FL | EA | EA |  | FALSE |  | P | PPD | DAYTON
135759 | 4 | 3 | States | Dayton | Holly Davis | TRUE | 2026-08-27T00:00:00 | 2027-01-19T00:00:00 |  | 2 | 0 | 2 | 5507.9347 | 88126.96 | 55369 | USA | D08 | 612 | GOODIN COMPANY | 55480-1691 | W36AF-B15XXXXXE | WALL MOUNT AIR COND 208/230-3PH | PUR | WALL MOUNT AIR COND 208/230-3PH | EA | EA |  | FALSE |  | P | PPD | DAYTON
135759 | 4 | 1 | States | Dayton | Holly Davis | TRUE | 2026-08-27T00:00:00 | 2026-11-10T00:00:00 |  | 2 | 0 | 2 | 5507.9347 | 88126.96 | 55369 | USA | D08 | 612 | GOODIN COMPANY | 55480-1691 | W36AF-B15XXXXXE | WALL MOUNT AIR COND 208/230-3PH | PUR | WALL MOUNT AIR COND 208/230-3PH | EA | EA |  | FALSE |  | P | PPD | DAYTON
135759 | 4 | 6 | States | Dayton | Holly Davis | TRUE | 2026-08-27T00:00:00 | 2027-08-31T00:00:00 |  | 2 | 0 | 2 | 5507.9347 | 88126.96 | 55369 | USA | D08 | 612 | GOODIN COMPANY | 55480-1691 | W36AF-B15XXXXXE | WALL MOUNT AIR COND 208/230-3PH | PUR | WALL MOUNT AIR COND 208/230-3PH | EA | EA |  | FALSE |  | P | PPD | DAYTON
135759 | 4 | 7 | States | Dayton | Holly Davis | TRUE | 2026-08-27T00:00:00 | 2027-10-22T00:00:00 |  | 2 | 0 | 2 | 5507.9347 | 88126.96 | 55369 | USA | D08 | 612 | GOODIN COMPANY | 55480-1691 | W36AF-B15XXXXXE | WALL MOUNT AIR COND 208/230-3PH | PUR | WALL MOUNT AIR COND 208/230-3PH | EA | EA |  | FALSE |  | P | PPD | DAYTON
135759 | 1 | 3 | States | Dayton | Holly Davis | TRUE | 2026-08-27T00:00:00 | 2027-01-19T00:00:00 |  | 1 | 0 | 1 | 673.3125 | 5386.5 | 55369 | USA | D08 | 612 | GOODIN COMPANY | 55480-1691 | MC4002-B | SPECIAL ORDER. FREIGHT ADDITIONAL. EST FRT PER UNIT $400 | PUR | SPECIAL ORDER. FREIGHT ADDITIONAL. EST FRT PER UNIT $400 | EA | EA |  | FALSE |  | P | PPD | DAYTON
135759 | 3 | 4 | States | Dayton | Holly Davis | TRUE | 2026-08-27T00:00:00 | 2027-05-19T00:00:00 |  | 4 | 0 | 4 | 96.1875 | 1539 | 55369 | USA | D08 | 612 | GOODIN COMPANY | 55480-1691 | SG-3 | SIDEWALL SUPPLY REGISTER 2 SETS OF IND ADJ BLADES | PUR | SIDEWALL SUPPLY REGISTER 2 SETS OF IND ADJ BLADES | EA | EA |  | FALSE |  | P | PPD | DAYTON
135759 | 3 | 6 | States | Dayton | Holly Davis | TRUE | 2026-08-27T00:00:00 | 2027-08-31T00:00:00 |  | 2 | 0 | 2 | 96.1875 | 1539 | 55369 | USA | D08 | 612 | GOODIN COMPANY | 55480-1691 | SG-3 | SIDEWALL SUPPLY REGISTER 2 SETS OF IND ADJ BLADES | PUR | SIDEWALL SUPPLY REGISTER 2 SETS OF IND ADJ BLADES | EA | EA |  | FALSE |  | P | PPD | DAYTON
135759 | 1 | 5 | States | Dayton | Holly Davis | TRUE | 2026-08-27T00:00:00 | 2027-08-03T00:00:00 |  | 1 | 0 | 1 | 673.3125 | 5386.5 | 55369 | USA | D08 | 612 | GOODIN COMPANY | 55480-1691 | MC4002-B | SPECIAL ORDER. FREIGHT ADDITIONAL. EST FRT PER UNIT $400 | PUR | SPECIAL ORDER. FREIGHT ADDITIONAL. EST FRT PER UNIT $400 | EA | EA |  | FALSE |  | P | PPD | DAYTON
135759 | 3 | 7 | States | Dayton | Holly Davis | TRUE | 2026-08-27T00:00:00 | 2027-10-22T00:00:00 |  | 2 | 0 | 2 | 96.1875 | 1539 | 55369 | USA | D08 | 612 | GOODIN COMPANY | 55480-1691 | SG-3 | SIDEWALL SUPPLY REGISTER 2 SETS OF IND ADJ BLADES | PUR | SIDEWALL SUPPLY REGISTER 2 SETS OF IND ADJ BLADES | EA | EA |  | FALSE |  | P | PPD | DAYTON
135759 | 2 | 7 | States | Dayton | Holly Davis | TRUE | 2026-08-27T00:00:00 | 2027-10-22T00:00:00 |  | 2 | 0 | 2 | 89.0625 | 1425 | 55369 | USA | D08 | 612 | GOODIN COMPANY | 55480-1691 | RG-3 | RETURN AIR GRILL EXT ALU W/BLADES FIX 30DEG 1" FL | PUR | RETURN AIR GRILL EXT ALU W/BLADES FIX 30DEG 1" FL | EA | EA |  | FALSE |  | P | PPD | DAYTON
135759 | 1 | 1 | States | Dayton | Holly Davis | TRUE | 2026-08-27T00:00:00 | 2026-11-10T00:00:00 |  | 1 | 0 | 1 | 673.3125 | 5386.5 | 55369 | USA | D08 | 612 | GOODIN COMPANY | 55480-1691 | MC4002-B | SPECIAL ORDER. FREIGHT ADDITIONAL. EST FRT PER UNIT $400 | PUR | SPECIAL ORDER. FREIGHT ADDITIONAL. EST FRT PER UNIT $400 | EA | EA |  | FALSE |  | P | PPD | DAYTON
135759 | 2 | 5 | States | Dayton | Holly Davis | TRUE | 2026-08-27T00:00:00 | 2027-08-03T00:00:00 |  | 2 | 0 | 2 | 89.0625 | 1425 | 55369 | USA | D08 | 612 | GOODIN COMPANY | 55480-1691 | RG-3 | RETURN AIR GRILL EXT ALU W/BLADES FIX 30DEG 1" FL | PUR | RETURN AIR GRILL EXT ALU W/BLADES FIX 30DEG 1" FL | EA | EA |  | FALSE |  | P | PPD | DAYTON
135759 | 3 | 3 | States | Dayton | Holly Davis | TRUE | 2026-08-27T00:00:00 | 2027-01-19T00:00:00 |  | 2 | 0 | 2 | 96.1875 | 1539 | 55369 | USA | D08 | 612 | GOODIN COMPANY | 55480-1691 | SG-3 | SIDEWALL SUPPLY REGISTER 2 SETS OF IND ADJ BLADES | PUR | SIDEWALL SUPPLY REGISTER 2 SETS OF IND ADJ BLADES | EA | EA |  | FALSE |  | P | PPD | DAYTON
135759 | 4 | 2 | States | Dayton | Holly Davis | TRUE | 2026-08-27T00:00:00 | 2026-12-18T00:00:00 |  | 2 | 0 | 2 | 5507.9347 | 88126.96 | 55369 | USA | D08 | 612 | GOODIN COMPANY | 55480-1691 | W36AF-B15XXXXXE | WALL MOUNT AIR COND 208/230-3PH | PUR | WALL MOUNT AIR COND 208/230-3PH | EA | EA |  | FALSE |  | P | PPD | DAYTON
135759 | 2 | 3 | States | Dayton | Holly Davis | TRUE | 2026-08-27T00:00:00 | 2027-01-19T00:00:00 |  | 2 | 0 | 2 | 89.0625 | 1425 | 55369 | USA | D08 | 612 | GOODIN COMPANY | 55480-1691 | RG-3 | RETURN AIR GRILL EXT ALU W/BLADES FIX 30DEG 1" FL | PUR | RETURN AIR GRILL EXT ALU W/BLADES FIX 30DEG 1" FL | EA | EA |  | FALSE |  | P | PPD | DAYTON
135228 | 1 | 1 | States | Dayton | Holly Davis | TRUE | 2026-08-05T00:00:00 | 2027-01-22T00:00:00 |  | 1 | 0 | 1 | 66.88 | 66.88 | 55369-6417 | USA | D08 | 612 | GOODIN COMPANY | 55480-1691 | TH2320U4006 | Thermostat | PUR | Thermostat | EA | EA |  | FALSE |  | P | PPD | DAYTON
134197 | 3 | 1 | States | Dayton | Holly Davis | TRUE | 2026-06-17T00:00:00 | 2026-09-18T00:00:00 | 2026-09-18T00:00:00 | 2 | 0 | 2 | 66.37 | 132.74 | 55369-6417 | USA | D08 | 612 | GOODIN COMPANY | 55480-1691 | RG-5W | HVAC: Return Grill | PUR | HVAC: Return Grill | EA | EA |  | TRUE |  | P | PPD | DAYTON | 2026-09-14T00:00:00
134197 | 4 | 1 | States | Dayton | Holly Davis | TRUE | 2026-06-17T00:00:00 | 2026-09-18T00:00:00 | 2026-09-18T00:00:00 | 2 | 0 | 2 | 0 | 0 | 55369-6417 | USA | D08 | 612 | GOODIN COMPANY | 55480-1691 | SG-5W | HVAC: Supply Grill | PUR | HVAC: Supply Grill | EA | EA |  | TRUE |  | P | PPD | DAYTON | 2026-09-14T00:00:00
134197 | 2 | 1 | States | Dayton | Holly Davis | TRUE | 2026-06-17T00:00:00 | 2026-09-18T00:00:00 | 2026-09-18T00:00:00 | 2 | 0 | 2 | 8873 | 17746 | 55369-6417 | USA | D08 | 612 | GOODIN COMPANY | 55480-1691 | W48AF-C05XXXXXJ | HVAC: 4-Ton cooling capacity, 6kW heat, 460VAC three phase. | PUR | HVAC: 4-Ton cooling capacity, 6kW heat, 460VAC three phase. | EA | EA |  | TRUE |  | P | PPD | DAYTON | 2026-09-14T00:00:00
134197 | 1 | 1 | States | Dayton | Holly Davis | TRUE | 2026-06-17T00:00:00 | 2026-09-18T00:00:00 | 2026-09-18T00:00:00 | 1 | 0 | 1 | 1366.4386 | 1366.44 | 55369-6417 | USA | D08 | 612 | GOODIN COMPANY | 55480-1691 | MC4002-BC | Lead/Lag HVAC Controller | PUR | Lead/Lag HVAC Controller | EA | EA |  | TRUE |  | P | PPD | DAYTON | 2026-09-14T00:00:00
134584 | 1 | 1 | States | Champlin | Holly Davis | TRUE | 2026-07-07T00:00:00 | 2026-09-09T00:00:00 |  | 500 | 0 | 500 | 9.29 | 4645 | 55316-3157 | USA | N30 | 629 | GUND COMPANY INC | 64184-3034 | 2TSE133006P0022 | 1/4" Thick Red Glastic (GPO-3) L BRACKET VERTICAL BUS to HORIZONTAL BUS | LVS | 1/4" Thick Red Glastic (GPO-3) L BRACKET VERTICAL BUS to HORIZONTAL BUS | EA | EA |  | FALSE |  | P | PPD | 100
131603 | 22 | 1 | States | Dayton | Robert Boulka | TRUE | 2026-03-04T00:00:00 |  |  | 10 | 0 | 10 | 1268.25 | 12682.5 | 55369-6417 | USA | N30 | 678 | INSULATION DISTRIBUTORS INCORPORATED | 53288-0008 | CC Natural-Therm 2.0 Part B | CC Natural-Therm 2.0 Part B | PUR | CC Natural-Therm 2.0 Part B | EA | EA |  | TRUE |  | P | UPS
131603 | 23 | 1 | States | Dayton | Robert Boulka | TRUE | 2026-03-04T00:00:00 |  |  | 10 | 0 | 10 | 1268.25 | 12682.5 | 55369-6417 | USA | N30 | 678 | INSULATION DISTRIBUTORS INCORPORATED | 53288-0008 | CC Natural-Therm 2.0 Part B | CC Natural-Therm 2.0 Part B | PUR | CC Natural-Therm 2.0 Part B | EA | EA |  | TRUE |  | P | UPS
131603 | 9 | 1 | States | Dayton | Robert Boulka | TRUE | 2026-03-04T00:00:00 |  |  | 10 | 0 | 10 | 1335 | 13350 | 55369-6417 | USA | N30 | 678 | INSULATION DISTRIBUTORS INCORPORATED | 53288-0008 | CC Natural-Therm 2.0 Part A | CC Natural-Therm 2.0 Part A | PUR | CC Natural-Therm 2.0 Part A | EA | EA |  | TRUE |  | P | UPS
131603 | 10 | 1 | States | Dayton | Robert Boulka | TRUE | 2026-03-04T00:00:00 |  |  | 10 | 0 | 10 | 1335 | 13350 | 55369-6417 | USA | N30 | 678 | INSULATION DISTRIBUTORS INCORPORATED | 53288-0008 | CC Natural-Therm 2.0 Part A | CC Natural-Therm 2.0 Part A | PUR | CC Natural-Therm 2.0 Part A | EA | EA |  | TRUE |  | P | UPS
131603 | 24 | 1 | States | Dayton | Robert Boulka | TRUE | 2026-03-04T00:00:00 |  |  | 10 | 0 | 10 | 1268.25 | 12682.5 | 55369-6417 | USA | N30 | 678 | INSULATION DISTRIBUTORS INCORPORATED | 53288-0008 | CC Natural-Therm 2.0 Part B | CC Natural-Therm 2.0 Part B | PUR | CC Natural-Therm 2.0 Part B | EA | EA |  | TRUE |  | P | UPS
131603 | 11 | 1 | States | Dayton | Robert Boulka | TRUE | 2026-03-04T00:00:00 |  |  | 10 | 0 | 10 | 1335 | 13350 | 55369-6417 | USA | N30 | 678 | INSULATION DISTRIBUTORS INCORPORATED | 53288-0008 | CC Natural-Therm 2.0 Part A | CC Natural-Therm 2.0 Part A | PUR | CC Natural-Therm 2.0 Part A | EA | EA |  | TRUE |  | P | UPS
134705 | 2 | 5 | States | Dayton | Taylor Barrett | TRUE | 2026-07-13T00:00:00 | 2027-02-15T00:00:00 | 2027-02-15T00:00:00 | 13 | 0 | 13 | 347 | 18044 | 55369-6417 | USA | N30 | 701 | IRISS INC | 34211 | VPT-100 | 4" Transparent IR Window & Metal Cover | PUR | 4" Transparent IR Window & Metal Cover | EA | EA |  | TRUE |  | P | PPD | DAYTON
134705 | 1 | 1 | States | Dayton | Taylor Barrett | TRUE | 2026-07-13T00:00:00 | 2026-10-26T00:00:00 | 2026-10-26T00:00:00 | 16 | 0 | 16 | 1101 | 17616 | 55369-6417 | USA | N30 | 701 | IRISS INC | 34211 | IRISS CAP-ENV-24 | IR Window: 24" Outdoor IR Window | PUR | IR Window: 24" Outdoor IR Window | EA | EA |  | TRUE |  | P | PPD | DAYTON
134705 | 2 | 4 | States | Dayton | Taylor Barrett | TRUE | 2026-07-13T00:00:00 | 2026-12-28T00:00:00 | 2026-12-21T00:00:00 | 13 | 0 | 13 | 347 | 18044 | 55369-6417 | USA | N30 | 701 | IRISS INC | 34211 | VPT-100 | 4" Transparent IR Window & Metal Cover | PUR | 4" Transparent IR Window & Metal Cover | EA | EA |  | TRUE |  | P | PPD | DAYTON
134705 | 2 | 3 | States | Dayton | Taylor Barrett | TRUE | 2026-07-13T00:00:00 | 2026-11-16T00:00:00 | 2026-11-16T00:00:00 | 19 | 0 | 19 | 347 | 18044 | 55369-6417 | USA | N30 | 701 | IRISS INC | 34211 | VPT-100 | 4" Transparent IR Window & Metal Cover | PUR | 4" Transparent IR Window & Metal Cover | EA | EA |  | TRUE |  | P | PPD | DAYTON
133175 | 1 | 4 | States | Champlin | Taylor Barrett | TRUE | 2026-05-11T00:00:00 | 2026-10-12T00:00:00 | 2026-10-12T00:00:00 | 38 | 0 | 38 | 715 | 108680 | 55316-3157 | USA | N30 | 701 | IRISS INC | 34211 | CAP-CT-12 | 12” Rectangular IR Inspection Pane | PUR | 12" INDUSTRIAL GRADE IR WINDOW WITH TRANSPARENT POLYMER AND FULL LATCH COVER | EA | EA |  | TRUE |  | P | PPD | 100
133175 | 1 | 3 | States | Champlin | Taylor Barrett | TRUE | 2026-05-11T00:00:00 | 2026-09-10T00:00:00 | 2026-09-10T00:00:00 | 38 | 0 | 38 | 715 | 108680 | 55316-3157 | USA | N30 | 701 | IRISS INC | 34211 | CAP-CT-12 | 12” Rectangular IR Inspection Pane | PUR | 12" INDUSTRIAL GRADE IR WINDOW WITH TRANSPARENT POLYMER AND FULL LATCH COVER | EA | EA |  | TRUE |  | P | PPD | 100
133175 | 2 | 4 | States | Champlin | Taylor Barrett | TRUE | 2026-05-11T00:00:00 | 2026-10-12T00:00:00 | 2026-10-12T00:00:00 | 76 | 0 | 76 | 232 | 70528 | 55316-3157 | USA | N30 | 701 | IRISS INC | 34211 | VPT-75 | IRISS IR WINDOW VPT PLATINUM SERIES | PUR | IRISS IR WINDOW VPT PLATINUM SERIES | EA | EA |  | TRUE |  | P | PPD | 100
136087 | 1 | 5 | States | Champlin | Taylor Barrett | TRUE | 2026-09-14T00:00:00 | 2026-12-07T00:00:00 |  | 8 | 0 | 8 | 715 | 167310 | 55316 | USA | N30 | 701 | IRISS INC | 34211 | CAP-CT-12 | 12” Rectangular IR Inspection Pane | PUR | 12” Rectangular IR Inspection Pane | EA | EA |  | TRUE |  | P | PPD | 100
136087 | 1 | 4 | States | Champlin | Taylor Barrett | TRUE | 2026-09-14T00:00:00 | 2026-11-23T00:00:00 |  | 20 | 0 | 20 | 715 | 167310 | 55316 | USA | N30 | 701 | IRISS INC | 34211 | CAP-CT-12 | 12” Rectangular IR Inspection Pane | PUR | 12” Rectangular IR Inspection Pane | EA | EA |  | TRUE |  | P | PPD | 100
136087 | 1 | 3 | States | Champlin | Taylor Barrett | TRUE | 2026-09-14T00:00:00 | 2026-11-16T00:00:00 |  | 88 | 0 | 88 | 715 | 167310 | 55316 | USA | N30 | 701 | IRISS INC | 34211 | CAP-CT-12 | 12” Rectangular IR Inspection Pane | PUR | 12” Rectangular IR Inspection Pane | EA | EA |  | TRUE |  | P | PPD | 100
136087 | 1 | 1 | States | Champlin | Taylor Barrett | TRUE | 2026-09-14T00:00:00 | 2026-10-26T00:00:00 |  | 98 | 20 | 78 | 715 | 167310 | 55316 | USA | N30 | 701 | IRISS INC | 34211 | CAP-CT-12 | 12” Rectangular IR Inspection Pane | PUR | 12” Rectangular IR Inspection Pane | EA | EA |  | TRUE |  | P | PPD | 100
136087 | 1 | 2 | States | Champlin | Taylor Barrett | TRUE | 2026-09-14T00:00:00 | 2026-11-09T00:00:00 |  | 20 | 0 | 20 | 715 | 167310 | 55316 | USA | N30 | 701 | IRISS INC | 34211 | CAP-CT-12 | 12” Rectangular IR Inspection Pane | PUR | 12” Rectangular IR Inspection Pane | EA | EA |  | TRUE |  | P | PPD | 100
136087 | 2 | 1 | States | Champlin | Taylor Barrett | TRUE | 2026-09-14T00:00:00 | 2026-09-24T00:00:00 |  | 2 | 0 | 2 | 347 | 694 | 55316 | USA | N30 | 701 | IRISS INC | 34211 | VPT-100 | 4" Transparent IR Window & Metal Cover | PUR | 4" Transparent IR Window & Metal Cover | EA | EA |  | TRUE |  | P | PPD | 100
133063 | 1 | 2 | States | Hanover | Taylor Barrett | TRUE | 2026-05-07T00:00:00 | 2026-09-21T00:00:00 | 2026-08-18T00:00:00 | 196 | 0 | 196 | 1101 | 1140636 | 21076 | USA | N30 | 701 | IRISS INC | 34211 | IRISS CAP-ENV-24 | IR Window: 24" Outdoor IR Window | PUR | IR Window: 24" Outdoor IR Window | EA | EA |  | TRUE |  | P | PPD | 100
133063 | 1 | 3 | States | Hanover | Taylor Barrett | TRUE | 2026-05-07T00:00:00 | 2030-12-31T00:00:00 | 2026-09-17T00:00:00 | 294 | 0 | 294 | 1101 | 1140636 | 21076 | USA | N30 | 701 | IRISS INC | 34211 | IRISS CAP-ENV-24 | IR Window: 24" Outdoor IR Window | PUR | IR Window: 24" Outdoor IR Window | EA | EA |  | TRUE |  | P | PPD | 100
133063 | 1 | 4 | States | Hanover | Taylor Barrett | TRUE | 2026-05-07T00:00:00 | 2030-12-31T00:00:00 | 2026-10-19T00:00:00 | 105 | 0 | 105 | 1101 | 1140636 | 21076 | USA | N30 | 701 | IRISS INC | 34211 | IRISS CAP-ENV-24 | IR Window: 24" Outdoor IR Window | PUR | IR Window: 24" Outdoor IR Window | EA | EA |  | TRUE |  | P | PPD | 100
133063 | 1 | 5 | States | Hanover | Taylor Barrett | TRUE | 2026-05-07T00:00:00 | 2030-12-31T00:00:00 | 2026-07-20T00:00:00 | 386 | 0 | 386 | 1101 | 1140636 | 21076 | USA | N30 | 701 | IRISS INC | 34211 | IRISS CAP-ENV-24 | IR Window: 24" Outdoor IR Window | PUR | IR Window: 24" Outdoor IR Window | EA | EA |  | TRUE |  | P | PPD | 100
135393 | 1 | 1 | States | Champlin | Taylor Barrett | TRUE | 2026-08-12T00:00:00 | 2026-11-02T00:00:00 |  | 110 | 0 | 110 | 1101 | 121110 | 55316-3157 | USA | N30 | 701 | IRISS INC | 34211 | IRISS CAP-ENV-24 | IR Window: 24" Outdoor IR Window | PUR | IR Window: 24" Outdoor IR Window | EA | EA |  | FALSE |  | P | PPD | 100
133927 | 1 | 4 | States | Dayton | Taylor Barrett | TRUE | 2026-06-08T00:00:00 | 2027-02-22T00:00:00 | 2027-02-22T00:00:00 | 72 | 0 | 72 | 1101 | 435996 | 55369-6417 | USA | N30 | 701 | IRISS INC | 34211 | IRISS CAP-ENV-24 | IR Window: 24" Outdoor IR Window | PUR | IR Window: 24" Outdoor IR Window | EA | EA |  | TRUE |  | P | PPD | DAYTON
133927 | 1 | 1 | States | Dayton | Taylor Barrett | TRUE | 2026-06-08T00:00:00 | 2026-11-20T00:00:00 | 2026-11-20T00:00:00 | 72 | 0 | 72 | 1101 | 435996 | 55369-6417 | USA | N30 | 701 | IRISS INC | 34211 | IRISS CAP-ENV-24 | IR Window: 24" Outdoor IR Window | PUR | IR Window: 24" Outdoor IR Window | EA | EA |  | TRUE |  | P | PPD | DAYTON
133927 | 1 | 3 | States | Dayton | Taylor Barrett | TRUE | 2026-06-08T00:00:00 | 2027-01-25T00:00:00 | 2027-01-25T00:00:00 | 72 | 0 | 72 | 1101 | 435996 | 55369-6417 | USA | N30 | 701 | IRISS INC | 34211 | IRISS CAP-ENV-24 | IR Window: 24" Outdoor IR Window | PUR | IR Window: 24" Outdoor IR Window | EA | EA |  | TRUE |  | P | PPD | DAYTON
133927 | 1 | 2 | States | Dayton | Taylor Barrett | TRUE | 2026-06-08T00:00:00 | 2026-12-21T00:00:00 | 2026-12-21T00:00:00 | 72 | 0 | 72 | 1101 | 435996 | 55369-6417 | USA | N30 | 701 | IRISS INC | 34211 | IRISS CAP-ENV-24 | IR Window: 24" Outdoor IR Window | PUR | IR Window: 24" Outdoor IR Window | EA | EA |  | TRUE |  | P | PPD | DAYTON
133927 | 1 | 6 | States | Dayton | Taylor Barrett | TRUE | 2026-06-08T00:00:00 | 2027-04-26T00:00:00 | 2027-04-26T00:00:00 | 36 | 0 | 36 | 1101 | 435996 | 55369-6417 | USA | N30 | 701 | IRISS INC | 34211 | IRISS CAP-ENV-24 | IR Window: 24" Outdoor IR Window | PUR | IR Window: 24" Outdoor IR Window | EA | EA |  | TRUE |  | P | PPD | DAYTON
133927 | 1 | 5 | States | Dayton | Taylor Barrett | TRUE | 2026-06-08T00:00:00 | 2027-03-25T00:00:00 | 2027-03-25T00:00:00 | 72 | 0 | 72 | 1101 | 435996 | 55369-6417 | USA | N30 | 701 | IRISS INC | 34211 | IRISS CAP-ENV-24 | IR Window: 24" Outdoor IR Window | PUR | IR Window: 24" Outdoor IR Window | EA | EA |  | TRUE |  | P | PPD | DAYTON
135697 | 1 | 1 | States | Dayton | Taylor Barrett | TRUE | 2026-08-24T00:00:00 | 2026-10-26T00:00:00 |  | 112 | 0 | 112 | 1101 | 123312 | 55369 | USA | N30 | 701 | IRISS INC | 34211 | IRISS CAP-ENV-24 | IR Window: 24" Outdoor IR Window | PUR | IR Window: 24" Outdoor IR Window | EA | EA |  | FALSE |  | P | PPD | DAYTON
135952 | 1 | 1 | States | Champlin | Taylor Barrett | TRUE | 2026-09-08T00:00:00 | 2026-11-23T00:00:00 | 2026-11-23T00:00:00 | 10 | 0 | 10 | 461 | 4610 | 55316 | USA | N30 | 726 | KIRK KEY INTERLOCK COMPANY LLC | 45263-8534 | KDCR1---- | ORDER PER BOM OR QUOTE | PUR | SD Brass Body Door Lock 1 Cylinder(s) Keys Removed Bolt Extended | EA | EA | KIRK | TRUE |  | P | PPD | 100 |  | 077055-2-2
135952 | 2 | 1 | States | Champlin | Taylor Barrett | TRUE | 2026-09-08T00:00:00 | 2026-11-23T00:00:00 | 2026-11-23T00:00:00 | 10 | 0 | 10 | 449 | 4490 | 55316 | USA | N30 | 726 | KIRK KEY INTERLOCK COMPANY LLC | 45263-8534 | KPPS22A10 | ORDER PER BOM OR QUOTE | PUR | SD Brass Body Panel Mount Switch 2NO 2 NC 20A 1 Cylinder | EA | EA | KIRK | TRUE |  | P | PPD | 100 |  | 077055-2-2
135368 | 1 | 2 | States | Champlin | Taylor Barrett | TRUE | 2026-08-11T00:00:00 | 2026-11-05T00:00:00 | 2026-11-05T00:00:00 | 2 | 0 | 2 | 231 | 3696 | 55316-3157 | USA | N30 | 726 | KIRK KEY INTERLOCK COMPANY LLC | 45263-8534 | KCAM00010S | ORDER PER BOM/QUOTE | PUR | Kirk lock, order per quote, mount on ABB Emax 4.2 breaker, key removeable when breaker locked open, -Stamped, Keyed "K23" | EA | EA | KIRK | TRUE |  | P | PPD | 100 |  | 77314-21-1
135368 | 1 | 3 | States | Champlin | Taylor Barrett | TRUE | 2026-08-11T00:00:00 | 2026-11-05T00:00:00 | 2026-11-05T00:00:00 | 2 | 0 | 2 | 231 | 3696 | 55316-3157 | USA | N30 | 726 | KIRK KEY INTERLOCK COMPANY LLC | 45263-8534 | KCAM00010S | ORDER PER BOM/QUOTE | PUR | Kirk lock, order per quote, mount on ABB Emax 4.2 breaker, key removeable when breaker locked open, -Stamped, Keyed "K23" | EA | EA | KIRK | TRUE |  | P | PPD | 100 |  | 77314-21-1
135368 | 3 | 1 | States | Champlin | Taylor Barrett | TRUE | 2026-08-11T00:00:00 | 2026-11-05T00:00:00 | 2026-11-05T00:00:00 | 1 | 0 | 1 | 1237 | 4948 | 55316-3157 | USA | N30 | 726 | KIRK KEY INTERLOCK COMPANY LLC | 45263-8534 | KSKRU41E-11S- | ORDER PER BOM/QUOTE | PUR | SKRU Type Interlock. Cover Plate Included, 120VAC Operating Voltage, LED Signal Light and Push button, Key Interchange keyed "K23" | EA | EA | KIRK | TRUE |  | P | PPD | 100 |  | 77314-21-1
135368 | 1 | 11 | States | Champlin | Taylor Barrett | TRUE | 2026-08-11T00:00:00 | 2026-11-05T00:00:00 | 2026-11-05T00:00:00 | 1 | 0 | 1 | 231 | 3696 | 55316-3157 | USA | N30 | 726 | KIRK KEY INTERLOCK COMPANY LLC | 45263-8534 | KCAM00010S | ORDER PER BOM/QUOTE | PUR | Kirk lock, order per quote, mount on ABB Emax 4.2 breaker, key removeable when breaker locked open, -Stamped, Keyed "K23" | EA | EA | KIRK | TRUE |  | P | PPD | 100 |  | 77314-20-1
135368 | 2 | 4 | States | Champlin | Taylor Barrett | TRUE | 2026-08-11T00:00:00 | 2026-11-05T00:00:00 | 2026-11-05T00:00:00 | 1 | 0 | 1 | 653 | 2612 | 55316-3157 | USA | N30 | 726 | KIRK KEY INTERLOCK COMPANY LLC | 45263-8534 | KDL0---20SP | ORDER PER BOM/QUOTE | PUR | Type "D" (SD)- 2 Cylinder, Keys Removable When Bolt Extended, w/ Adapter Plate Cylinder 1 Key stamped "K21" to match K21 kirk key Cylinder 2 Key stamped "K22" to match K22 kirk key | EA | EA | KIRK | TRUE |  | P | PPD | 100 |  | 77314-20-1
135368 | 1 | 8 | States | Champlin | Taylor Barrett | TRUE | 2026-08-11T00:00:00 | 2026-11-05T00:00:00 | 2026-11-05T00:00:00 | 1 | 0 | 1 | 231 | 3696 | 55316-3157 | USA | N30 | 726 | KIRK KEY INTERLOCK COMPANY LLC | 45263-8534 | KCAM00010S | ORDER PER BOM/QUOTE | PUR | Kirk lock, order per quote, mount on ABB Emax 4.2 breaker, key removeable when breaker locked open, -Stamped, Keyed "K23" | EA | EA | KIRK | TRUE |  | P | PPD | 100 |  | 77314-20-1
135368 | 2 | 3 | States | Champlin | Taylor Barrett | TRUE | 2026-08-11T00:00:00 | 2026-11-05T00:00:00 | 2026-11-05T00:00:00 | 1 | 0 | 1 | 653 | 2612 | 55316-3157 | USA | N30 | 726 | KIRK KEY INTERLOCK COMPANY LLC | 45263-8534 | KDL0---20SP | ORDER PER BOM/QUOTE | PUR | Type "D" (SD)- 2 Cylinder, Keys Removable When Bolt Extended, w/ Adapter Plate Cylinder 1 Key stamped "K21" to match K21 kirk key Cylinder 2 Key stamped "K22" to match K22 kirk key | EA | EA | KIRK | TRUE |  | P | PPD | 100 |  | 77314-20-1
135368 | 2 | 2 | States | Champlin | Taylor Barrett | TRUE | 2026-08-11T00:00:00 | 2026-11-05T00:00:00 | 2026-11-05T00:00:00 | 1 | 0 | 1 | 653 | 2612 | 55316-3157 | USA | N30 | 726 | KIRK KEY INTERLOCK COMPANY LLC | 45263-8534 | KDL0---20SP | ORDER PER BOM/QUOTE | PUR | Type "D" (SD)- 2 Cylinder, Keys Removable When Bolt Extended, w/ Adapter Plate Cylinder 1 Key stamped "K21" to match K21 kirk key Cylinder 2 Key stamped "K22" to match K22 kirk key | EA | EA | KIRK | TRUE |  | P | PPD | 100 |  | 77314-20-1
135368 | 1 | 12 | States | Champlin | Taylor Barrett | TRUE | 2026-08-11T00:00:00 | 2026-11-05T00:00:00 | 2026-11-05T00:00:00 | 1 | 0 | 1 | 231 | 3696 | 55316-3157 | USA | N30 | 726 | KIRK KEY INTERLOCK COMPANY LLC | 45263-8534 | KCAM00010S | ORDER PER BOM/QUOTE | PUR | Kirk lock, order per quote, mount on ABB Emax 4.2 breaker, key removeable when breaker locked open, -Stamped, Keyed "K23" | EA | EA | KIRK | TRUE |  | P | PPD | 100 |  | 77314-20-1
135368 | 3 | 2 | States | Champlin | Taylor Barrett | TRUE | 2026-08-11T00:00:00 | 2026-11-05T00:00:00 | 2026-11-05T00:00:00 | 1 | 0 | 1 | 1237 | 4948 | 55316-3157 | USA | N30 | 726 | KIRK KEY INTERLOCK COMPANY LLC | 45263-8534 | KSKRU41E-11S- | ORDER PER BOM/QUOTE | PUR | SKRU Type Interlock. Cover Plate Included, 120VAC Operating Voltage, LED Signal Light and Push button, Key Interchange keyed "K23" | EA | EA | KIRK | TRUE |  | P | PPD | 100 |  | 77314-21-1
135368 | 1 | 1 | States | Champlin | Taylor Barrett | TRUE | 2026-08-11T00:00:00 | 2026-11-05T00:00:00 | 2026-11-05T00:00:00 | 2 | 0 | 2 | 231 | 3696 | 55316-3157 | USA | N30 | 726 | KIRK KEY INTERLOCK COMPANY LLC | 45263-8534 | KCAM00010S | ORDER PER BOM/QUOTE | PUR | Kirk lock, order per quote, mount on ABB Emax 4.2 breaker, key removeable when breaker locked open, -Stamped, Keyed "K23" | EA | EA | KIRK | TRUE |  | P | PPD | 100 |  | 77314-21-1
135368 | 1 | 7 | States | Champlin | Taylor Barrett | TRUE | 2026-08-11T00:00:00 | 2026-11-05T00:00:00 | 2026-11-05T00:00:00 | 1 | 0 | 1 | 231 | 3696 | 55316-3157 | USA | N30 | 726 | KIRK KEY INTERLOCK COMPANY LLC | 45263-8534 | KCAM00010S | ORDER PER BOM/QUOTE | PUR | Kirk lock, order per quote, mount on ABB Emax 4.2 breaker, key removeable when breaker locked open, -Stamped, Keyed "K23" | EA | EA | KIRK | TRUE |  | P | PPD | 100 |  | 77314-20-1
135368 | 1 | 10 | States | Champlin | Taylor Barrett | TRUE | 2026-08-11T00:00:00 | 2026-11-05T00:00:00 | 2026-11-05T00:00:00 | 1 | 0 | 1 | 231 | 3696 | 55316-3157 | USA | N30 | 726 | KIRK KEY INTERLOCK COMPANY LLC | 45263-8534 | KCAM00010S | ORDER PER BOM/QUOTE | PUR | Kirk lock, order per quote, mount on ABB Emax 4.2 breaker, key removeable when breaker locked open, -Stamped, Keyed "K23" | EA | EA | KIRK | TRUE |  | P | PPD | 100 |  | 77314-20-1
135368 | 1 | 5 | States | Champlin | Taylor Barrett | TRUE | 2026-08-11T00:00:00 | 2026-11-05T00:00:00 | 2026-11-05T00:00:00 | 1 | 0 | 1 | 231 | 3696 | 55316-3157 | USA | N30 | 726 | KIRK KEY INTERLOCK COMPANY LLC | 45263-8534 | KCAM00010S | ORDER PER BOM/QUOTE | PUR | Kirk lock, order per quote, mount on ABB Emax 4.2 breaker, key removeable when breaker locked open, -Stamped, Keyed "K23" | EA | EA | KIRK | TRUE |  | P | PPD | 100 |  | 77314-20-1
135368 | 2 | 1 | States | Champlin | Taylor Barrett | TRUE | 2026-08-11T00:00:00 | 2026-11-05T00:00:00 | 2026-11-05T00:00:00 | 1 | 0 | 1 | 653 | 2612 | 55316-3157 | USA | N30 | 726 | KIRK KEY INTERLOCK COMPANY LLC | 45263-8534 | KDL0---20SP | ORDER PER BOM/QUOTE | PUR | Type "D" (SD)- 2 Cylinder, Keys Removable When Bolt Extended, w/ Adapter Plate Cylinder 1 Key stamped "K21" to match K21 kirk key Cylinder 2 Key stamped "K22" to match K22 kirk key | EA | EA | KIRK | TRUE |  | P | PPD | 100 |  | 77314-20-1
135368 | 3 | 3 | States | Champlin | Taylor Barrett | TRUE | 2026-08-11T00:00:00 | 2026-11-05T00:00:00 | 2026-11-05T00:00:00 | 1 | 0 | 1 | 1237 | 4948 | 55316-3157 | USA | N30 | 726 | KIRK KEY INTERLOCK COMPANY LLC | 45263-8534 | KSKRU41E-11S- | ORDER PER BOM/QUOTE | PUR | SKRU Type Interlock. Cover Plate Included, 120VAC Operating Voltage, LED Signal Light and Push button, Key Interchange keyed "K23" | EA | EA | KIRK | TRUE |  | P | PPD | 100 |  | 77314-21-1
135368 | 1 | 4 | States | Champlin | Taylor Barrett | TRUE | 2026-08-11T00:00:00 | 2026-11-05T00:00:00 | 2026-11-05T00:00:00 | 2 | 0 | 2 | 231 | 3696 | 55316-3157 | USA | N30 | 726 | KIRK KEY INTERLOCK COMPANY LLC | 45263-8534 | KCAM00010S | ORDER PER BOM/QUOTE | PUR | Kirk lock, order per quote, mount on ABB Emax 4.2 breaker, key removeable when breaker locked open, -Stamped, Keyed "K23" | EA | EA | KIRK | TRUE |  | P | PPD | 100 |  | 77314-21-1
135368 | 3 | 4 | States | Champlin | Taylor Barrett | TRUE | 2026-08-11T00:00:00 | 2026-11-05T00:00:00 | 2026-11-05T00:00:00 | 1 | 0 | 1 | 1237 | 4948 | 55316-3157 | USA | N30 | 726 | KIRK KEY INTERLOCK COMPANY LLC | 45263-8534 | KSKRU41E-11S- | ORDER PER BOM/QUOTE | PUR | SKRU Type Interlock. Cover Plate Included, 120VAC Operating Voltage, LED Signal Light and Push button, Key Interchange keyed "K23" | EA | EA | KIRK | TRUE |  | P | PPD | 100 |  | 77314-21-1
135368 | 1 | 9 | States | Champlin | Taylor Barrett | TRUE | 2026-08-11T00:00:00 | 2026-11-05T00:00:00 | 2026-11-05T00:00:00 | 1 | 0 | 1 | 231 | 3696 | 55316-3157 | USA | N30 | 726 | KIRK KEY INTERLOCK COMPANY LLC | 45263-8534 | KCAM00010S | ORDER PER BOM/QUOTE | PUR | Kirk lock, order per quote, mount on ABB Emax 4.2 breaker, key removeable when breaker locked open, -Stamped, Keyed "K23" | EA | EA | KIRK | TRUE |  | P | PPD | 100 |  | 77314-20-1
135368 | 1 | 6 | States | Champlin | Taylor Barrett | TRUE | 2026-08-11T00:00:00 | 2026-11-05T00:00:00 | 2026-11-05T00:00:00 | 1 | 0 | 1 | 231 | 3696 | 55316-3157 | USA | N30 | 726 | KIRK KEY INTERLOCK COMPANY LLC | 45263-8534 | KCAM00010S | ORDER PER BOM/QUOTE | PUR | Kirk lock, order per quote, mount on ABB Emax 4.2 breaker, key removeable when breaker locked open, -Stamped, Keyed "K23" | EA | EA | KIRK | TRUE |  | P | PPD | 100 |  | 77314-20-1
135745 | 1 | 2 | States | Champlin | Taylor Barrett | TRUE | 2026-08-26T00:00:00 | 2026-11-18T00:00:00 | 2026-11-18T00:00:00 | 2 | 0 | 2 | 461 | 13830 | 55316 | USA | N30 | 726 | KIRK KEY INTERLOCK COMPANY LLC | 45263-8534 | KDCR1---- | ORDER PER BOM OR QUOTE | PUR | ORDER PER BOM OR QUOTE | Ea | EA | KIRK | TRUE |  | P | PPD | 100 |  | 15474
135745 | 1 | 13 | States | Champlin | Taylor Barrett | TRUE | 2026-08-26T00:00:00 | 2026-11-18T00:00:00 | 2026-11-18T00:00:00 | 2 | 0 | 2 | 461 | 13830 | 55316 | USA | N30 | 726 | KIRK KEY INTERLOCK COMPANY LLC | 45263-8534 | KDCR1---- | ORDER PER BOM OR QUOTE | PUR | ORDER PER BOM OR QUOTE | Ea | EA | KIRK | TRUE |  | P | PPD | 100 |  | 15453
135745 | 2 | 10 | States | Champlin | Taylor Barrett | TRUE | 2026-08-26T00:00:00 | 2026-11-18T00:00:00 | 2026-11-18T00:00:00 | 2 | 0 | 2 | 449 | 13470 | 55316 | USA | N30 | 726 | KIRK KEY INTERLOCK COMPANY LLC | 45263-8534 | KPPS22A10 | ORDER PER BOM OR QUOTE | PUR | ORDER PER BOM OR QUOTE | Ea | EA | KIRK | TRUE |  | P | PPD | 100 |  | 15450
135745 | 2 | 8 | States | Champlin | Taylor Barrett | TRUE | 2026-08-26T00:00:00 | 2026-11-18T00:00:00 | 2026-11-18T00:00:00 | 2 | 0 | 2 | 449 | 13470 | 55316 | USA | N30 | 726 | KIRK KEY INTERLOCK COMPANY LLC | 45263-8534 | KPPS22A10 | ORDER PER BOM OR QUOTE | PUR | ORDER PER BOM OR QUOTE | Ea | EA | KIRK | TRUE |  | P | PPD | 100 |  | 15458
135745 | 1 | 5 | States | Champlin | Taylor Barrett | TRUE | 2026-08-26T00:00:00 | 2026-11-18T00:00:00 | 2026-11-18T00:00:00 | 2 | 0 | 2 | 461 | 13830 | 55316 | USA | N30 | 726 | KIRK KEY INTERLOCK COMPANY LLC | 45263-8534 | KDCR1---- | ORDER PER BOM OR QUOTE | PUR | ORDER PER BOM OR QUOTE | Ea | EA | KIRK | TRUE |  | P | PPD | 100 |  | 15476
135745 | 2 | 11 | States | Champlin | Taylor Barrett | TRUE | 2026-08-26T00:00:00 | 2026-11-18T00:00:00 | 2026-11-18T00:00:00 | 2 | 0 | 2 | 449 | 13470 | 55316 | USA | N30 | 726 | KIRK KEY INTERLOCK COMPANY LLC | 45263-8534 | KPPS22A10 | ORDER PER BOM OR QUOTE | PUR | ORDER PER BOM OR QUOTE | Ea | EA | KIRK | TRUE |  | P | PPD | 100 |  | 15451
135745 | 2 | 9 | States | Champlin | Taylor Barrett | TRUE | 2026-08-26T00:00:00 | 2026-11-18T00:00:00 | 2026-11-18T00:00:00 | 2 | 0 | 2 | 449 | 13470 | 55316 | USA | N30 | 726 | KIRK KEY INTERLOCK COMPANY LLC | 45263-8534 | KPPS22A10 | ORDER PER BOM OR QUOTE | PUR | ORDER PER BOM OR QUOTE | Ea | EA | KIRK | TRUE |  | P | PPD | 100 |  | 15459
135745 | 1 | 8 | States | Champlin | Taylor Barrett | TRUE | 2026-08-26T00:00:00 | 2026-11-18T00:00:00 | 2026-11-18T00:00:00 | 2 | 0 | 2 | 461 | 13830 | 55316 | USA | N30 | 726 | KIRK KEY INTERLOCK COMPANY LLC | 45263-8534 | KDCR1---- | ORDER PER BOM OR QUOTE | PUR | ORDER PER BOM OR QUOTE | Ea | EA | KIRK | TRUE |  | P | PPD | 100 |  | 15458
135745 | 1 | 14 | States | Champlin | Taylor Barrett | TRUE | 2026-08-26T00:00:00 | 2026-11-18T00:00:00 | 2026-11-18T00:00:00 | 2 | 0 | 2 | 461 | 13830 | 55316 | USA | N30 | 726 | KIRK KEY INTERLOCK COMPANY LLC | 45263-8534 | KDCR1---- | ORDER PER BOM OR QUOTE | PUR | ORDER PER BOM OR QUOTE | Ea | EA | KIRK | TRUE |  | P | PPD | 100 |  | 15454
135745 | 1 | 12 | States | Champlin | Taylor Barrett | TRUE | 2026-08-26T00:00:00 | 2026-11-18T00:00:00 | 2026-11-18T00:00:00 | 2 | 0 | 2 | 461 | 13830 | 55316 | USA | N30 | 726 | KIRK KEY INTERLOCK COMPANY LLC | 45263-8534 | KDCR1---- | ORDER PER BOM OR QUOTE | PUR | ORDER PER BOM OR QUOTE | Ea | EA | KIRK | TRUE |  | P | PPD | 100 |  | 15452
135745 | 1 | 6 | States | Champlin | Taylor Barrett | TRUE | 2026-08-26T00:00:00 | 2026-11-18T00:00:00 | 2026-11-18T00:00:00 | 2 | 0 | 2 | 461 | 13830 | 55316 | USA | N30 | 726 | KIRK KEY INTERLOCK COMPANY LLC | 45263-8534 | KDCR1---- | ORDER PER BOM OR QUOTE | PUR | ORDER PER BOM OR QUOTE | Ea | EA | KIRK | TRUE |  | P | PPD | 100 |  | 15455
135745 | 1 | 1 | States | Champlin | Taylor Barrett | TRUE | 2026-08-26T00:00:00 | 2026-11-18T00:00:00 | 2026-11-18T00:00:00 | 2 | 0 | 2 | 461 | 13830 | 55316 | USA | N30 | 726 | KIRK KEY INTERLOCK COMPANY LLC | 45263-8534 | KDCR1---- | ORDER PER BOM OR QUOTE | PUR | ORDER PER BOM OR QUOTE | Ea | EA | KIRK | TRUE |  | P | PPD | 100 |  | 15472
135745 | 2 | 13 | States | Champlin | Taylor Barrett | TRUE | 2026-08-26T00:00:00 | 2026-11-18T00:00:00 | 2026-11-18T00:00:00 | 2 | 0 | 2 | 449 | 13470 | 55316 | USA | N30 | 726 | KIRK KEY INTERLOCK COMPANY LLC | 45263-8534 | KPPS22A10 | ORDER PER BOM OR QUOTE | PUR | ORDER PER BOM OR QUOTE | Ea | EA | KIRK | TRUE |  | P | PPD | 100 |  | 15453
135745 | 1 | 10 | States | Champlin | Taylor Barrett | TRUE | 2026-08-26T00:00:00 | 2026-11-18T00:00:00 | 2026-11-18T00:00:00 | 2 | 0 | 2 | 461 | 13830 | 55316 | USA | N30 | 726 | KIRK KEY INTERLOCK COMPANY LLC | 45263-8534 | KDCR1---- | ORDER PER BOM OR QUOTE | PUR | ORDER PER BOM OR QUOTE | Ea | EA | KIRK | TRUE |  | P | PPD | 100 |  | 15450
135745 | 2 | 14 | States | Champlin | Taylor Barrett | TRUE | 2026-08-26T00:00:00 | 2026-11-18T00:00:00 | 2026-11-18T00:00:00 | 2 | 0 | 2 | 449 | 13470 | 55316 | USA | N30 | 726 | KIRK KEY INTERLOCK COMPANY LLC | 45263-8534 | KPPS22A10 | ORDER PER BOM OR QUOTE | PUR | ORDER PER BOM OR QUOTE | Ea | EA | KIRK | TRUE |  | P | PPD | 100 |  | 15454
135745 | 2 | 7 | States | Champlin | Taylor Barrett | TRUE | 2026-08-26T00:00:00 | 2026-11-18T00:00:00 | 2026-11-18T00:00:00 | 2 | 0 | 2 | 449 | 13470 | 55316 | USA | N30 | 726 | KIRK KEY INTERLOCK COMPANY LLC | 45263-8534 | KPPS22A10 | ORDER PER BOM OR QUOTE | PUR | ORDER PER BOM OR QUOTE | Ea | EA | KIRK | TRUE |  | P | PPD | 100 |  | 15456
135745 | 2 | 4 | States | Champlin | Taylor Barrett | TRUE | 2026-08-26T00:00:00 | 2026-11-18T00:00:00 | 2026-11-18T00:00:00 | 2 | 0 | 2 | 449 | 13470 | 55316 | USA | N30 | 726 | KIRK KEY INTERLOCK COMPANY LLC | 45263-8534 | KPPS22A10 | ORDER PER BOM OR QUOTE | PUR | ORDER PER BOM OR QUOTE | Ea | EA | KIRK | TRUE |  | P | PPD | 100 |  | 15475
135745 | 1 | 15 | States | Champlin | Taylor Barrett | TRUE | 2026-08-26T00:00:00 | 2026-11-18T00:00:00 | 2026-11-18T00:00:00 | 2 | 0 | 2 | 461 | 13830 | 55316 | USA | N30 | 726 | KIRK KEY INTERLOCK COMPANY LLC | 45263-8534 | KDCR1---- | ORDER PER BOM OR QUOTE | PUR | ORDER PER BOM OR QUOTE | Ea | EA | KIRK | TRUE |  | P | PPD | 100 |  | 15448
135745 | 2 | 3 | States | Champlin | Taylor Barrett | TRUE | 2026-08-26T00:00:00 | 2026-11-18T00:00:00 | 2026-11-18T00:00:00 | 2 | 0 | 2 | 449 | 13470 | 55316 | USA | N30 | 726 | KIRK KEY INTERLOCK COMPANY LLC | 45263-8534 | KPPS22A10 | ORDER PER BOM OR QUOTE | PUR | ORDER PER BOM OR QUOTE | Ea | EA | KIRK | TRUE |  | P | PPD | 100 |  | 15473
135745 | 2 | 15 | States | Champlin | Taylor Barrett | TRUE | 2026-08-26T00:00:00 | 2026-11-18T00:00:00 | 2026-11-18T00:00:00 | 2 | 0 | 2 | 449 | 13470 | 55316 | USA | N30 | 726 | KIRK KEY INTERLOCK COMPANY LLC | 45263-8534 | KPPS22A10 | ORDER PER BOM OR QUOTE | PUR | ORDER PER BOM OR QUOTE | Ea | EA | KIRK | TRUE |  | P | PPD | 100 |  | 15448
135745 | 2 | 5 | States | Champlin | Taylor Barrett | TRUE | 2026-08-26T00:00:00 | 2026-11-18T00:00:00 | 2026-11-18T00:00:00 | 2 | 0 | 2 | 449 | 13470 | 55316 | USA | N30 | 726 | KIRK KEY INTERLOCK COMPANY LLC | 45263-8534 | KPPS22A10 | ORDER PER BOM OR QUOTE | PUR | ORDER PER BOM OR QUOTE | Ea | EA | KIRK | TRUE |  | P | PPD | 100 |  | 15476
135745 | 1 | 7 | States | Champlin | Taylor Barrett | TRUE | 2026-08-26T00:00:00 | 2026-11-18T00:00:00 | 2026-11-18T00:00:00 | 2 | 0 | 2 | 461 | 13830 | 55316 | USA | N30 | 726 | KIRK KEY INTERLOCK COMPANY LLC | 45263-8534 | KDCR1---- | ORDER PER BOM OR QUOTE | PUR | ORDER PER BOM OR QUOTE | Ea | EA | KIRK | TRUE |  | P | PPD | 100 |  | 15456
135745 | 2 | 6 | States | Champlin | Taylor Barrett | TRUE | 2026-08-26T00:00:00 | 2026-11-18T00:00:00 | 2026-11-18T00:00:00 | 2 | 0 | 2 | 449 | 13470 | 55316 | USA | N30 | 726 | KIRK KEY INTERLOCK COMPANY LLC | 45263-8534 | KPPS22A10 | ORDER PER BOM OR QUOTE | PUR | ORDER PER BOM OR QUOTE | Ea | EA | KIRK | TRUE |  | P | PPD | 100 |  | 15455
135745 | 2 | 12 | States | Champlin | Taylor Barrett | TRUE | 2026-08-26T00:00:00 | 2026-11-18T00:00:00 | 2026-11-18T00:00:00 | 2 | 0 | 2 | 449 | 13470 | 55316 | USA | N30 | 726 | KIRK KEY INTERLOCK COMPANY LLC | 45263-8534 | KPPS22A10 | ORDER PER BOM OR QUOTE | PUR | ORDER PER BOM OR QUOTE | Ea | EA | KIRK | TRUE |  | P | PPD | 100 |  | 15452
135745 | 1 | 11 | States | Champlin | Taylor Barrett | TRUE | 2026-08-26T00:00:00 | 2026-11-18T00:00:00 | 2026-11-18T00:00:00 | 2 | 0 | 2 | 461 | 13830 | 55316 | USA | N30 | 726 | KIRK KEY INTERLOCK COMPANY LLC | 45263-8534 | KDCR1---- | ORDER PER BOM OR QUOTE | PUR | ORDER PER BOM OR QUOTE | Ea | EA | KIRK | TRUE |  | P | PPD | 100 |  | 15451
135745 | 1 | 3 | States | Champlin | Taylor Barrett | TRUE | 2026-08-26T00:00:00 | 2026-11-18T00:00:00 | 2026-11-18T00:00:00 | 2 | 0 | 2 | 461 | 13830 | 55316 | USA | N30 | 726 | KIRK KEY INTERLOCK COMPANY LLC | 45263-8534 | KDCR1---- | ORDER PER BOM OR QUOTE | PUR | ORDER PER BOM OR QUOTE | Ea | EA | KIRK | TRUE |  | P | PPD | 100 |  | 15473
135745 | 1 | 4 | States | Champlin | Taylor Barrett | TRUE | 2026-08-26T00:00:00 | 2026-11-18T00:00:00 | 2026-11-18T00:00:00 | 2 | 0 | 2 | 461 | 13830 | 55316 | USA | N30 | 726 | KIRK KEY INTERLOCK COMPANY LLC | 45263-8534 | KDCR1---- | ORDER PER BOM OR QUOTE | PUR | ORDER PER BOM OR QUOTE | Ea | EA | KIRK | TRUE |  | P | PPD | 100 |  | 15475
135745 | 1 | 9 | States | Champlin | Taylor Barrett | TRUE | 2026-08-26T00:00:00 | 2026-11-18T00:00:00 | 2026-11-18T00:00:00 | 2 | 0 | 2 | 461 | 13830 | 55316 | USA | N30 | 726 | KIRK KEY INTERLOCK COMPANY LLC | 45263-8534 | KDCR1---- | ORDER PER BOM OR QUOTE | PUR | ORDER PER BOM OR QUOTE | Ea | EA | KIRK | TRUE |  | P | PPD | 100 |  | 15459
135745 | 2 | 1 | States | Champlin | Taylor Barrett | TRUE | 2026-08-26T00:00:00 | 2026-11-18T00:00:00 | 2026-11-18T00:00:00 | 2 | 0 | 2 | 449 | 13470 | 55316 | USA | N30 | 726 | KIRK KEY INTERLOCK COMPANY LLC | 45263-8534 | KPPS22A10 | ORDER PER BOM OR QUOTE | PUR | ORDER PER BOM OR QUOTE | Ea | EA | KIRK | TRUE |  | P | PPD | 100 |  | 15472
135745 | 2 | 2 | States | Champlin | Taylor Barrett | TRUE | 2026-08-26T00:00:00 | 2026-11-18T00:00:00 | 2026-11-18T00:00:00 | 2 | 0 | 2 | 449 | 13470 | 55316 | USA | N30 | 726 | KIRK KEY INTERLOCK COMPANY LLC | 45263-8534 | KPPS22A10 | ORDER PER BOM OR QUOTE | PUR | ORDER PER BOM OR QUOTE | Ea | EA | KIRK | TRUE |  | P | PPD | 100 |  | 15474
135605 | 1 | 3 | States | Champlin | Taylor Barrett | TRUE | 2026-08-19T00:00:00 | 2026-12-10T00:00:00 | 2026-12-10T00:00:00 | 2 | 0 | 2 | 231 | 3696 | 55316 | USA | N30 | 726 | KIRK KEY INTERLOCK COMPANY LLC | 45263-8534 | KCAM00010S | ORDER PER BOM/QUOTE | PUR | Kirk lock, order per quote, mount on ABB Emax 4.2 breaker, key removeable when breaker locked open, -Stamped, Keyed "K23" | EA | EA | KIRK | TRUE |  | P | PPD | 100 |  | 77321-28-1
135605 | 1 | 4 | States | Champlin | Taylor Barrett | TRUE | 2026-08-19T00:00:00 | 2026-12-10T00:00:00 | 2026-12-10T00:00:00 | 2 | 0 | 2 | 231 | 3696 | 55316 | USA | N30 | 726 | KIRK KEY INTERLOCK COMPANY LLC | 45263-8534 | KCAM00010S | ORDER PER BOM/QUOTE | PUR | Kirk lock, order per quote, mount on ABB Emax 4.2 breaker, key removeable when breaker locked open, -Stamped, Keyed "K23" | EA | EA | KIRK | TRUE |  | P | PPD | 100 |  | 77321-28-1
135605 | 1 | 12 | States | Champlin | Taylor Barrett | TRUE | 2026-08-19T00:00:00 | 2026-12-10T00:00:00 | 2026-12-10T00:00:00 | 1 | 0 | 1 | 231 | 3696 | 55316 | USA | N30 | 726 | KIRK KEY INTERLOCK COMPANY LLC | 45263-8534 | KCAM00010S | ORDER PER BOM/QUOTE | PUR | Kirk lock, order per quote, mount on ABB Emax 4.2 breaker, key removeable when breaker locked open, -Stamped, Keyed "K23" | EA | EA | KIRK | TRUE |  | P | PPD | 100 |  | 77321-32-1
135605 | 1 | 11 | States | Champlin | Taylor Barrett | TRUE | 2026-08-19T00:00:00 | 2026-12-10T00:00:00 | 2026-12-10T00:00:00 | 1 | 0 | 1 | 231 | 3696 | 55316 | USA | N30 | 726 | KIRK KEY INTERLOCK COMPANY LLC | 45263-8534 | KCAM00010S | ORDER PER BOM/QUOTE | PUR | Kirk lock, order per quote, mount on ABB Emax 4.2 breaker, key removeable when breaker locked open, -Stamped, Keyed "K23" | EA | EA | KIRK | TRUE |  | P | PPD | 100 |  | 77321-32-1
135605 | 1 | 1 | States | Champlin | Taylor Barrett | TRUE | 2026-08-19T00:00:00 | 2026-12-10T00:00:00 | 2026-12-10T00:00:00 | 2 | 0 | 2 | 231 | 3696 | 55316 | USA | N30 | 726 | KIRK KEY INTERLOCK COMPANY LLC | 45263-8534 | KCAM00010S | ORDER PER BOM/QUOTE | PUR | Kirk lock, order per quote, mount on ABB Emax 4.2 breaker, key removeable when breaker locked open, -Stamped, Keyed "K23" | EA | EA | KIRK | TRUE |  | P | PPD | 100 |  | 77321-21-1
135605 | 3 | 3 | States | Champlin | Taylor Barrett | TRUE | 2026-08-19T00:00:00 | 2026-12-10T00:00:00 | 2026-12-10T00:00:00 | 1 | 0 | 1 | 1237 | 4948 | 55316 | USA | N30 | 726 | KIRK KEY INTERLOCK COMPANY LLC | 45263-8534 | KSKRU41E-11S- | ORDER PER BOM/QUOTE | PUR | SKRU Type Interlock. Cover Plate Included, 120VAC Operating Voltage, LED Signal Light and Push button, Key Interchange keyed "K23" | EA | EA | KIRK | TRUE |  | P | PPD | 100 |  | 77321-28-1
135605 | 1 | 10 | States | Champlin | Taylor Barrett | TRUE | 2026-08-19T00:00:00 | 2026-12-10T00:00:00 | 2026-12-10T00:00:00 | 1 | 0 | 1 | 231 | 3696 | 55316 | USA | N30 | 726 | KIRK KEY INTERLOCK COMPANY LLC | 45263-8534 | KCAM00010S | ORDER PER BOM/QUOTE | PUR | Kirk lock, order per quote, mount on ABB Emax 4.2 breaker, key removeable when breaker locked open, -Stamped, Keyed "K23" | EA | EA | KIRK | TRUE |  | P | PPD | 100 |  | 77321-27-1
135605 | 1 | 8 | States | Champlin | Taylor Barrett | TRUE | 2026-08-19T00:00:00 | 2026-12-10T00:00:00 | 2026-12-10T00:00:00 | 1 | 0 | 1 | 231 | 3696 | 55316 | USA | N30 | 726 | KIRK KEY INTERLOCK COMPANY LLC | 45263-8534 | KCAM00010S | ORDER PER BOM/QUOTE | PUR | Kirk lock, order per quote, mount on ABB Emax 4.2 breaker, key removeable when breaker locked open, -Stamped, Keyed "K23" | EA | EA | KIRK | TRUE |  | P | PPD | 100 |  | 77321-23-1
135605 | 2 | 3 | States | Champlin | Taylor Barrett | TRUE | 2026-08-19T00:00:00 | 2026-12-10T00:00:00 | 2026-12-10T00:00:00 | 1 | 0 | 1 | 653 | 2612 | 55316 | USA | N30 | 726 | KIRK KEY INTERLOCK COMPANY LLC | 45263-8534 | KDL0---20SP | ORDER PER BOM/QUOTE | PUR | "Type ""D"" (SD)- 2 Cylinder, Keys Removable When Bolt Extended, w/ Adapter Plate Cylinder 1 Key stamped ""K21"" to match K21 kirk key Cylinder 2 Key stamped ""K22"" to match K22 kirk key" | EA | EA | KIRK | TRUE |  | P | PPD | 100 |  | 77321-27-1
135605 | 3 | 2 | States | Champlin | Taylor Barrett | TRUE | 2026-08-19T00:00:00 | 2026-12-10T00:00:00 | 2026-12-10T00:00:00 | 1 | 0 | 1 | 1237 | 4948 | 55316 | USA | N30 | 726 | KIRK KEY INTERLOCK COMPANY LLC | 45263-8534 | KSKRU41E-11S- | ORDER PER BOM/QUOTE | PUR | SKRU Type Interlock. Cover Plate Included, 120VAC Operating Voltage, LED Signal Light and Push button, Key Interchange keyed "K23" | EA | EA | KIRK | TRUE |  | P | PPD | 100 |  | 77321-21-1
135605 | 2 | 2 | States | Champlin | Taylor Barrett | TRUE | 2026-08-19T00:00:00 | 2026-12-10T00:00:00 | 2026-12-10T00:00:00 | 1 | 0 | 1 | 653 | 2612 | 55316 | USA | N30 | 726 | KIRK KEY INTERLOCK COMPANY LLC | 45263-8534 | KDL0---20SP | ORDER PER BOM/QUOTE | PUR | "Type ""D"" (SD)- 2 Cylinder, Keys Removable When Bolt Extended, w/ Adapter Plate Cylinder 1 Key stamped ""K21"" to match K21 kirk key Cylinder 2 Key stamped ""K22"" to match K22 kirk key" | EA | EA | KIRK | TRUE |  | P | PPD | 100 |  | 77321-23-1
135605 | 1 | 6 | States | Champlin | Taylor Barrett | TRUE | 2026-08-19T00:00:00 | 2026-12-10T00:00:00 | 2026-12-10T00:00:00 | 1 | 0 | 1 | 231 | 3696 | 55316 | USA | N30 | 726 | KIRK KEY INTERLOCK COMPANY LLC | 45263-8534 | KCAM00010S | ORDER PER BOM/QUOTE | PUR | Kirk lock, order per quote, mount on ABB Emax 4.2 breaker, key removeable when breaker locked open, -Stamped, Keyed "K23" | EA | EA | KIRK | TRUE |  | P | PPD | 100 |  | 77321-20-1
135605 | 3 | 1 | States | Champlin | Taylor Barrett | TRUE | 2026-08-19T00:00:00 | 2026-12-10T00:00:00 | 2026-12-10T00:00:00 | 1 | 0 | 1 | 1237 | 4948 | 55316 | USA | N30 | 726 | KIRK KEY INTERLOCK COMPANY LLC | 45263-8534 | KSKRU41E-11S- | ORDER PER BOM/QUOTE | PUR | SKRU Type Interlock. Cover Plate Included, 120VAC Operating Voltage, LED Signal Light and Push button, Key Interchange keyed "K23" | EA | EA | KIRK | TRUE |  | P | PPD | 100 |  | 77321-21-1
135605 | 2 | 4 | States | Champlin | Taylor Barrett | TRUE | 2026-08-19T00:00:00 | 2026-12-10T00:00:00 | 2026-12-10T00:00:00 | 1 | 0 | 1 | 653 | 2612 | 55316 | USA | N30 | 726 | KIRK KEY INTERLOCK COMPANY LLC | 45263-8534 | KDL0---20SP | ORDER PER BOM/QUOTE | PUR | "Type ""D"" (SD)- 2 Cylinder, Keys Removable When Bolt Extended, w/ Adapter Plate Cylinder 1 Key stamped ""K21"" to match K21 kirk key Cylinder 2 Key stamped ""K22"" to match K22 kirk key" | EA | EA | KIRK | TRUE |  | P | PPD | 100 |  | 77321-32-1
135605 | 1 | 9 | States | Champlin | Taylor Barrett | TRUE | 2026-08-19T00:00:00 | 2026-12-10T00:00:00 | 2026-12-10T00:00:00 | 1 | 0 | 1 | 231 | 3696 | 55316 | USA | N30 | 726 | KIRK KEY INTERLOCK COMPANY LLC | 45263-8534 | KCAM00010S | ORDER PER BOM/QUOTE | PUR | Kirk lock, order per quote, mount on ABB Emax 4.2 breaker, key removeable when breaker locked open, -Stamped, Keyed "K23" | EA | EA | KIRK | TRUE |  | P | PPD | 100 |  | 77321-27-1
135605 | 2 | 1 | States | Champlin | Taylor Barrett | TRUE | 2026-08-19T00:00:00 | 2026-12-10T00:00:00 | 2026-12-10T00:00:00 | 1 | 0 | 1 | 653 | 2612 | 55316 | USA | N30 | 726 | KIRK KEY INTERLOCK COMPANY LLC | 45263-8534 | KDL0---20SP | ORDER PER BOM/QUOTE | PUR | "Type ""D"" (SD)- 2 Cylinder, Keys Removable When Bolt Extended, w/ Adapter Plate Cylinder 1 Key stamped ""K21"" to match K21 kirk key Cylinder 2 Key stamped ""K22"" to match K22 kirk key" | EA | EA | KIRK | TRUE |  | P | PPD | 100 |  | 77321-20-1
135605 | 3 | 4 | States | Champlin | Taylor Barrett | TRUE | 2026-08-19T00:00:00 | 2026-12-10T00:00:00 | 2026-12-10T00:00:00 | 1 | 0 | 1 | 1237 | 4948 | 55316 | USA | N30 | 726 | KIRK KEY INTERLOCK COMPANY LLC | 45263-8534 | KSKRU41E-11S- | ORDER PER BOM/QUOTE | PUR | SKRU Type Interlock. Cover Plate Included, 120VAC Operating Voltage, LED Signal Light and Push button, Key Interchange keyed "K23" | EA | EA | KIRK | TRUE |  | P | PPD | 100 |  | 77321-28-1
135605 | 1 | 7 | States | Champlin | Taylor Barrett | TRUE | 2026-08-19T00:00:00 | 2026-12-10T00:00:00 | 2026-12-10T00:00:00 | 1 | 0 | 1 | 231 | 3696 | 55316 | USA | N30 | 726 | KIRK KEY INTERLOCK COMPANY LLC | 45263-8534 | KCAM00010S | ORDER PER BOM/QUOTE | PUR | Kirk lock, order per quote, mount on ABB Emax 4.2 breaker, key removeable when breaker locked open, -Stamped, Keyed "K23" | EA | EA | KIRK | TRUE |  | P | PPD | 100 |  | 77321-23-1
135605 | 1 | 5 | States | Champlin | Taylor Barrett | TRUE | 2026-08-19T00:00:00 | 2026-12-10T00:00:00 | 2026-12-10T00:00:00 | 1 | 0 | 1 | 231 | 3696 | 55316 | USA | N30 | 726 | KIRK KEY INTERLOCK COMPANY LLC | 45263-8534 | KCAM00010S | ORDER PER BOM/QUOTE | PUR | Kirk lock, order per quote, mount on ABB Emax 4.2 breaker, key removeable when breaker locked open, -Stamped, Keyed "K23" | EA | EA | KIRK | TRUE |  | P | PPD | 100 |  | 77321-20-1
135605 | 1 | 2 | States | Champlin | Taylor Barrett | TRUE | 2026-08-19T00:00:00 | 2026-12-10T00:00:00 | 2026-12-10T00:00:00 | 2 | 0 | 2 | 231 | 3696 | 55316 | USA | N30 | 726 | KIRK KEY INTERLOCK COMPANY LLC | 45263-8534 | KCAM00010S | ORDER PER BOM/QUOTE | PUR | Kirk lock, order per quote, mount on ABB Emax 4.2 breaker, key removeable when breaker locked open, -Stamped, Keyed "K23" | EA | EA | KIRK | TRUE |  | P | PPD | 100 |  | 77321-21-1
134931 | 1 | 15 | States | Champlin | Taylor Barrett | TRUE | 2026-07-21T00:00:00 | 2026-11-23T00:00:00 | 2026-11-23T00:00:00 | 1 | 0 | 1 | 231 | 5544 | 55316-3157 | USA | N30 | 726 | KIRK KEY INTERLOCK COMPANY LLC | 45263-8534 | KCAM00010S | ORDER PER BOM/QUOTE | PUR | Kirk lock, order per quote, mount on ABB Emax 4.2 breaker, key removeable when breaker locked open, -Stamped, Keyed "K33" | EA | EA | KIRK | TRUE |  | P | PPD | 100 |  | 77309-31-1
134931 | 1 | 12 | States | Champlin | Taylor Barrett | TRUE | 2026-07-21T00:00:00 | 2026-11-23T00:00:00 | 2026-11-23T00:00:00 | 1 | 0 | 1 | 231 | 5544 | 55316-3157 | USA | N30 | 726 | KIRK KEY INTERLOCK COMPANY LLC | 45263-8534 | KCAM00010S | ORDER PER BOM/QUOTE | PUR | Kirk lock, order per quote, mount on ABB Emax 4.2 breaker, key removeable when breaker locked open, -Stamped, Keyed "K33" | EA | EA | KIRK | TRUE |  | P | PPD | 100 |  | 77309-21-1
134931 | 1 | 14 | States | Champlin | Taylor Barrett | TRUE | 2026-07-21T00:00:00 | 2026-11-23T00:00:00 | 2026-11-23T00:00:00 | 1 | 0 | 1 | 231 | 5544 | 55316-3157 | USA | N30 | 726 | KIRK KEY INTERLOCK COMPANY LLC | 45263-8534 | KCAM00010S | ORDER PER BOM/QUOTE | PUR | Kirk lock, order per quote, mount on ABB Emax 4.2 breaker, key removeable when breaker locked open, -Stamped, Keyed "K33" | EA | EA | KIRK | TRUE |  | P | PPD | 100 |  | 77309-31-1
134931 | 1 | 13 | States | Champlin | Taylor Barrett | TRUE | 2026-07-21T00:00:00 | 2026-11-23T00:00:00 | 2026-11-23T00:00:00 | 1 | 0 | 1 | 231 | 5544 | 55316-3157 | USA | N30 | 726 | KIRK KEY INTERLOCK COMPANY LLC | 45263-8534 | KCAM00010S | ORDER PER BOM/QUOTE | PUR | Kirk lock, order per quote, mount on ABB Emax 4.2 breaker, key removeable when breaker locked open, -Stamped, Keyed "K33" | EA | EA | KIRK | TRUE |  | P | PPD | 100 |  | 77309-31-1
134931 | 2 | 1 | States | Champlin | Taylor Barrett | TRUE | 2026-07-21T00:00:00 | 2026-11-23T00:00:00 | 2026-11-23T00:00:00 | 1 | 0 | 1 | 614 | 3684 | 55316-3157 | USA | N30 | 726 | KIRK KEY INTERLOCK COMPANY LLC | 45263-8534 | KDL0---20SP | ORDER PER BOM/QUOTE | PUR | Type "D" (SD)- 2 Cylinder, Keys Removable When Bolt Extended, w/ Adapter Plate Cylinder 1 Key stamped "K21" to match K21 kirk key Cylinder 2 Key stamped "K22" to match K22 kirk key | EA | EA | KIRK | TRUE |  | P | PPD | 100 |  | 77309-21-1
134931 | 1 | 11 | States | Champlin | Taylor Barrett | TRUE | 2026-07-21T00:00:00 | 2026-11-23T00:00:00 | 2026-11-23T00:00:00 | 1 | 0 | 1 | 231 | 5544 | 55316-3157 | USA | N30 | 726 | KIRK KEY INTERLOCK COMPANY LLC | 45263-8534 | KCAM00010S | ORDER PER BOM/QUOTE | PUR | Kirk lock, order per quote, mount on ABB Emax 4.2 breaker, key removeable when breaker locked open, -Stamped, Keyed "K33" | EA | EA | KIRK | TRUE |  | P | PPD | 100 |  | 77309-21-1
134931 | 4 | 4 | States | Champlin | Taylor Barrett | TRUE | 2026-07-21T00:00:00 | 2026-11-23T00:00:00 | 2026-11-23T00:00:00 | 1 | 0 | 1 | 1237 | 7422 | 55316-3157 | USA | N30 | 726 | KIRK KEY INTERLOCK COMPANY LLC | 45263-8534 | KSKRU41E-11S- | ORDER PER BOM/QUOTE | PUR | SKRU Type Interlock. Cover Plate Included, 120VAC Operating Voltage, LED Signal Light and Push button, Key Interchange keyed "K23" | EA | EA | KIRK | TRUE |  | P | PPD | 100 |  | 77309-22-1
134931 | 1 | 9 | States | Champlin | Taylor Barrett | TRUE | 2026-07-21T00:00:00 | 2026-11-23T00:00:00 | 2026-11-23T00:00:00 | 1 | 0 | 1 | 231 | 5544 | 55316-3157 | USA | N30 | 726 | KIRK KEY INTERLOCK COMPANY LLC | 45263-8534 | KCAM00010S | ORDER PER BOM/QUOTE | PUR | Kirk lock, order per quote, mount on ABB Emax 4.2 breaker, key removeable when breaker locked open, -Stamped, Keyed "K33" | EA | EA | KIRK | TRUE |  | P | PPD | 100 |  | 77309-21-1
134931 | 4 | 5 | States | Champlin | Taylor Barrett | TRUE | 2026-07-21T00:00:00 | 2026-11-23T00:00:00 | 2026-11-23T00:00:00 | 1 | 0 | 1 | 1237 | 7422 | 55316-3157 | USA | N30 | 726 | KIRK KEY INTERLOCK COMPANY LLC | 45263-8534 | KSKRU41E-11S- | ORDER PER BOM/QUOTE | PUR | SKRU Type Interlock. Cover Plate Included, 120VAC Operating Voltage, LED Signal Light and Push button, Key Interchange keyed "K23" | EA | EA | KIRK | TRUE |  | P | PPD | 100 |  | 77309-22-1
134931 | 2 | 6 | States | Champlin | Taylor Barrett | TRUE | 2026-07-21T00:00:00 | 2026-11-23T00:00:00 | 2026-11-23T00:00:00 | 1 | 0 | 1 | 614 | 3684 | 55316-3157 | USA | N30 | 726 | KIRK KEY INTERLOCK COMPANY LLC | 45263-8534 | KDL0---20SP | ORDER PER BOM/QUOTE | PUR | Type "D" (SD)- 2 Cylinder, Keys Removable When Bolt Extended, w/ Adapter Plate Cylinder 1 Key stamped "K21" to match K21 kirk key Cylinder 2 Key stamped "K22" to match K22 kirk key | EA | EA | KIRK | TRUE |  | P | PPD | 100 |  | 77309-31-1
134931 | 1 | 1 | States | Champlin | Taylor Barrett | TRUE | 2026-07-21T00:00:00 | 2026-11-23T00:00:00 | 2026-11-23T00:00:00 | 2 | 0 | 2 | 231 | 5544 | 55316-3157 | USA | N30 | 726 | KIRK KEY INTERLOCK COMPANY LLC | 45263-8534 | KCAM00010S | ORDER PER BOM/QUOTE | PUR | Kirk lock, order per quote, mount on ABB Emax 4.2 breaker, key removeable when breaker locked open, -Stamped, Keyed "K33" | EA | EA | KIRK | TRUE |  | P | PPD | 100 |  | 77309-22-1
134931 | 1 | 4 | States | Champlin | Taylor Barrett | TRUE | 2026-07-21T00:00:00 | 2026-11-23T00:00:00 | 2026-11-23T00:00:00 | 2 | 0 | 2 | 231 | 5544 | 55316-3157 | USA | N30 | 726 | KIRK KEY INTERLOCK COMPANY LLC | 45263-8534 | KCAM00010S | ORDER PER BOM/QUOTE | PUR | Kirk lock, order per quote, mount on ABB Emax 4.2 breaker, key removeable when breaker locked open, -Stamped, Keyed "K33" | EA | EA | KIRK | TRUE |  | P | PPD | 100 |  | 77309-22-1
134931 | 1 | 10 | States | Champlin | Taylor Barrett | TRUE | 2026-07-21T00:00:00 | 2026-11-23T00:00:00 | 2026-11-23T00:00:00 | 1 | 0 | 1 | 231 | 5544 | 55316-3157 | USA | N30 | 726 | KIRK KEY INTERLOCK COMPANY LLC | 45263-8534 | KCAM00010S | ORDER PER BOM/QUOTE | PUR | Kirk lock, order per quote, mount on ABB Emax 4.2 breaker, key removeable when breaker locked open, -Stamped, Keyed "K33" | EA | EA | KIRK | TRUE |  | P | PPD | 100 |  | 77309-21-1
134931 | 4 | 6 | States | Champlin | Taylor Barrett | TRUE | 2026-07-21T00:00:00 | 2026-11-23T00:00:00 | 2026-11-23T00:00:00 | 1 | 0 | 1 | 1237 | 7422 | 55316-3157 | USA | N30 | 726 | KIRK KEY INTERLOCK COMPANY LLC | 45263-8534 | KSKRU41E-11S- | ORDER PER BOM/QUOTE | PUR | SKRU Type Interlock. Cover Plate Included, 120VAC Operating Voltage, LED Signal Light and Push button, Key Interchange keyed "K23" | EA | EA | KIRK | TRUE |  | P | PPD | 100 |  | 77309-22-1
134931 | 4 | 3 | States | Champlin | Taylor Barrett | TRUE | 2026-07-21T00:00:00 | 2026-11-23T00:00:00 | 2026-11-23T00:00:00 | 1 | 0 | 1 | 1237 | 7422 | 55316-3157 | USA | N30 | 726 | KIRK KEY INTERLOCK COMPANY LLC | 45263-8534 | KSKRU41E-11S- | ORDER PER BOM/QUOTE | PUR | SKRU Type Interlock. Cover Plate Included, 120VAC Operating Voltage, LED Signal Light and Push button, Key Interchange keyed "K23" | EA | EA | KIRK | TRUE |  | P | PPD | 100 |  | 77309-22-1
134931 | 1 | 3 | States | Champlin | Taylor Barrett | TRUE | 2026-07-21T00:00:00 | 2026-11-23T00:00:00 | 2026-11-23T00:00:00 | 2 | 0 | 2 | 231 | 5544 | 55316-3157 | USA | N30 | 726 | KIRK KEY INTERLOCK COMPANY LLC | 45263-8534 | KCAM00010S | ORDER PER BOM/QUOTE | PUR | Kirk lock, order per quote, mount on ABB Emax 4.2 breaker, key removeable when breaker locked open, -Stamped, Keyed "K33" | EA | EA | KIRK | TRUE |  | P | PPD | 100 |  | 77309-22-1
134931 | 1 | 17 | States | Champlin | Taylor Barrett | TRUE | 2026-07-21T00:00:00 | 2026-11-23T00:00:00 | 2026-11-23T00:00:00 | 1 | 0 | 1 | 231 | 5544 | 55316-3157 | USA | N30 | 726 | KIRK KEY INTERLOCK COMPANY LLC | 45263-8534 | KCAM00010S | ORDER PER BOM/QUOTE | PUR | Kirk lock, order per quote, mount on ABB Emax 4.2 breaker, key removeable when breaker locked open, -Stamped, Keyed "K33" | EA | EA | KIRK | TRUE |  | P | PPD | 100 |  | 77309-31-1
134931 | 1 | 7 | States | Champlin | Taylor Barrett | TRUE | 2026-07-21T00:00:00 | 2026-11-23T00:00:00 | 2026-11-23T00:00:00 | 1 | 0 | 1 | 231 | 5544 | 55316-3157 | USA | N30 | 726 | KIRK KEY INTERLOCK COMPANY LLC | 45263-8534 | KCAM00010S | ORDER PER BOM/QUOTE | PUR | Kirk lock, order per quote, mount on ABB Emax 4.2 breaker, key removeable when breaker locked open, -Stamped, Keyed "K33" | EA | EA | KIRK | TRUE |  | P | PPD | 100 |  | 77309-21-1
134931 | 4 | 1 | States | Champlin | Taylor Barrett | TRUE | 2026-07-21T00:00:00 | 2026-11-23T00:00:00 | 2026-11-23T00:00:00 | 1 | 0 | 1 | 1237 | 7422 | 55316-3157 | USA | N30 | 726 | KIRK KEY INTERLOCK COMPANY LLC | 45263-8534 | KSKRU41E-11S- | ORDER PER BOM/QUOTE | PUR | SKRU Type Interlock. Cover Plate Included, 120VAC Operating Voltage, LED Signal Light and Push button, Key Interchange keyed "K23" | EA | EA | KIRK | TRUE |  | P | PPD | 100 |  | 77309-22-1
134931 | 1 | 18 | States | Champlin | Taylor Barrett | TRUE | 2026-07-21T00:00:00 | 2026-11-23T00:00:00 | 2026-11-23T00:00:00 | 1 | 0 | 1 | 231 | 5544 | 55316-3157 | USA | N30 | 726 | KIRK KEY INTERLOCK COMPANY LLC | 45263-8534 | KCAM00010S | ORDER PER BOM/QUOTE | PUR | Kirk lock, order per quote, mount on ABB Emax 4.2 breaker, key removeable when breaker locked open, -Stamped, Keyed "K33" | EA | EA | KIRK | TRUE |  | P | PPD | 100 |  | 77309-31-1
134931 | 1 | 5 | States | Champlin | Taylor Barrett | TRUE | 2026-07-21T00:00:00 | 2026-11-23T00:00:00 | 2026-11-23T00:00:00 | 2 | 0 | 2 | 231 | 5544 | 55316-3157 | USA | N30 | 726 | KIRK KEY INTERLOCK COMPANY LLC | 45263-8534 | KCAM00010S | ORDER PER BOM/QUOTE | PUR | Kirk lock, order per quote, mount on ABB Emax 4.2 breaker, key removeable when breaker locked open, -Stamped, Keyed "K33" | EA | EA | KIRK | TRUE |  | P | PPD | 100 |  | 77309-22-1
134931 | 2 | 5 | States | Champlin | Taylor Barrett | TRUE | 2026-07-21T00:00:00 | 2026-11-23T00:00:00 | 2026-11-23T00:00:00 | 1 | 0 | 1 | 614 | 3684 | 55316-3157 | USA | N30 | 726 | KIRK KEY INTERLOCK COMPANY LLC | 45263-8534 | KDL0---20SP | ORDER PER BOM/QUOTE | PUR | Type "D" (SD)- 2 Cylinder, Keys Removable When Bolt Extended, w/ Adapter Plate Cylinder 1 Key stamped "K21" to match K21 kirk key Cylinder 2 Key stamped "K22" to match K22 kirk key | EA | EA | KIRK | TRUE |  | P | PPD | 100 |  | 77309-31-1
134931 | 2 | 2 | States | Champlin | Taylor Barrett | TRUE | 2026-07-21T00:00:00 | 2026-11-23T00:00:00 | 2026-11-23T00:00:00 | 1 | 0 | 1 | 614 | 3684 | 55316-3157 | USA | N30 | 726 | KIRK KEY INTERLOCK COMPANY LLC | 45263-8534 | KDL0---20SP | ORDER PER BOM/QUOTE | PUR | Type "D" (SD)- 2 Cylinder, Keys Removable When Bolt Extended, w/ Adapter Plate Cylinder 1 Key stamped "K21" to match K21 kirk key Cylinder 2 Key stamped "K22" to match K22 kirk key | EA | EA | KIRK | TRUE |  | P | PPD | 100 |  | 77309-31-1
134931 | 1 | 2 | States | Champlin | Taylor Barrett | TRUE | 2026-07-21T00:00:00 | 2026-11-23T00:00:00 | 2026-11-23T00:00:00 | 2 | 0 | 2 | 231 | 5544 | 55316-3157 | USA | N30 | 726 | KIRK KEY INTERLOCK COMPANY LLC | 45263-8534 | KCAM00010S | ORDER PER BOM/QUOTE | PUR | Kirk lock, order per quote, mount on ABB Emax 4.2 breaker, key removeable when breaker locked open, -Stamped, Keyed "K33" | EA | EA | KIRK | TRUE |  | P | PPD | 100 |  | 77309-22-1
134931 | 2 | 4 | States | Champlin | Taylor Barrett | TRUE | 2026-07-21T00:00:00 | 2026-11-23T00:00:00 | 2026-11-23T00:00:00 | 1 | 0 | 1 | 614 | 3684 | 55316-3157 | USA | N30 | 726 | KIRK KEY INTERLOCK COMPANY LLC | 45263-8534 | KDL0---20SP | ORDER PER BOM/QUOTE | PUR | Type "D" (SD)- 2 Cylinder, Keys Removable When Bolt Extended, w/ Adapter Plate Cylinder 1 Key stamped "K21" to match K21 kirk key Cylinder 2 Key stamped "K22" to match K22 kirk key | EA | EA | KIRK | TRUE |  | P | PPD | 100 |  | 77309-21-1
134931 | 4 | 2 | States | Champlin | Taylor Barrett | TRUE | 2026-07-21T00:00:00 | 2026-11-23T00:00:00 | 2026-11-23T00:00:00 | 1 | 0 | 1 | 1237 | 7422 | 55316-3157 | USA | N30 | 726 | KIRK KEY INTERLOCK COMPANY LLC | 45263-8534 | KSKRU41E-11S- | ORDER PER BOM/QUOTE | PUR | SKRU Type Interlock. Cover Plate Included, 120VAC Operating Voltage, LED Signal Light and Push button, Key Interchange keyed "K23" | EA | EA | KIRK | TRUE |  | P | PPD | 100 |  | 77309-22-1
134931 | 1 | 6 | States | Champlin | Taylor Barrett | TRUE | 2026-07-21T00:00:00 | 2026-11-23T00:00:00 | 2026-11-23T00:00:00 | 2 | 0 | 2 | 231 | 5544 | 55316-3157 | USA | N30 | 726 | KIRK KEY INTERLOCK COMPANY LLC | 45263-8534 | KCAM00010S | ORDER PER BOM/QUOTE | PUR | Kirk lock, order per quote, mount on ABB Emax 4.2 breaker, key removeable when breaker locked open, -Stamped, Keyed "K33" | EA | EA | KIRK | TRUE |  | P | PPD | 100 |  | 77309-22-1
134931 | 1 | 8 | States | Champlin | Taylor Barrett | TRUE | 2026-07-21T00:00:00 | 2026-11-23T00:00:00 | 2026-11-23T00:00:00 | 1 | 0 | 1 | 231 | 5544 | 55316-3157 | USA | N30 | 726 | KIRK KEY INTERLOCK COMPANY LLC | 45263-8534 | KCAM00010S | ORDER PER BOM/QUOTE | PUR | Kirk lock, order per quote, mount on ABB Emax 4.2 breaker, key removeable when breaker locked open, -Stamped, Keyed "K33" | EA | EA | KIRK | TRUE |  | P | PPD | 100 |  | 77309-21-1
134931 | 1 | 16 | States | Champlin | Taylor Barrett | TRUE | 2026-07-21T00:00:00 | 2026-11-23T00:00:00 | 2026-11-23T00:00:00 | 1 | 0 | 1 | 231 | 5544 | 55316-3157 | USA | N30 | 726 | KIRK KEY INTERLOCK COMPANY LLC | 45263-8534 | KCAM00010S | ORDER PER BOM/QUOTE | PUR | Kirk lock, order per quote, mount on ABB Emax 4.2 breaker, key removeable when breaker locked open, -Stamped, Keyed "K33" | EA | EA | KIRK | TRUE |  | P | PPD | 100 |  | 77309-31-1
134931 | 2 | 3 | States | Champlin | Taylor Barrett | TRUE | 2026-07-21T00:00:00 | 2026-11-23T00:00:00 | 2026-11-23T00:00:00 | 1 | 0 | 1 | 614 | 3684 | 55316-3157 | USA | N30 | 726 | KIRK KEY INTERLOCK COMPANY LLC | 45263-8534 | KDL0---20SP | ORDER PER BOM/QUOTE | PUR | Type "D" (SD)- 2 Cylinder, Keys Removable When Bolt Extended, w/ Adapter Plate Cylinder 1 Key stamped "K21" to match K21 kirk key Cylinder 2 Key stamped "K22" to match K22 kirk key | EA | EA | KIRK | TRUE |  | P | PPD | 100 |  | 77309-21-1
135488 | 1 | 1 | States | Champlin | Taylor Barrett | TRUE | 2026-08-17T00:00:00 | 2026-10-14T00:00:00 | 2026-10-14T00:00:00 | 7 | 0 | 7 | 231 | 1617 | 55316-3157 | USA | N30 | 726 | KIRK KEY INTERLOCK COMPANY LLC | 45263-8534 | KCAM00010S | ORDER PER BOM/QUOTE | PUR | ORDER PER BOM/QUOTE | EA | EA | KIRK | TRUE |  | P | PPD | 100
134203 | 2 | 3 | States | Champlin | Taylor Barrett | TRUE | 2026-06-17T00:00:00 | 2026-11-18T00:00:00 | 2026-11-18T00:00:00 | 1 | 0 | 1 | 231 | 5544 | 55316-3157 | USA | N30 | 726 | KIRK KEY INTERLOCK COMPANY LLC | 45263-8534 | KCAM00010 | ORDER PER BOM/QUOTE | PUR | Kirk Key interlock Keyed "H11" | EA | EA | KIRK | TRUE |  | P | PPD | 100 |  | 77281-2
134203 | 1 | 4 | States | Champlin | Taylor Barrett | TRUE | 2026-06-17T00:00:00 | 2026-11-18T00:00:00 | 2026-11-18T00:00:00 | 2 | 0 | 2 | 231 | 3234 | 55316-3157 | USA | N30 | 726 | KIRK KEY INTERLOCK COMPANY LLC | 45263-8534 | C900-301 | ORDER PER BOM/QUOTE | PUR | SD Brass Compact Cylinder Interlock | EA | EA | KIRK | TRUE |  | P | PPD | 100 |  | 77281-6
134203 | 2 | 2 | States | Champlin | Taylor Barrett | TRUE | 2026-06-17T00:00:00 | 2026-11-18T00:00:00 | 2026-11-18T00:00:00 | 1 | 0 | 1 | 231 | 5544 | 55316-3157 | USA | N30 | 726 | KIRK KEY INTERLOCK COMPANY LLC | 45263-8534 | KCAM00010 | ORDER PER BOM/QUOTE | PUR | Kirk Key interlock Keyed "H11" | EA | EA | KIRK | TRUE |  | P | PPD | 100 |  | 77281-1
134203 | 2 | 19 | States | Champlin | Taylor Barrett | TRUE | 2026-06-17T00:00:00 | 2026-11-18T00:00:00 | 2026-11-18T00:00:00 | 1 | 0 | 1 | 231 | 5544 | 55316-3157 | USA | N30 | 726 | KIRK KEY INTERLOCK COMPANY LLC | 45263-8534 | KCAM00010 | ORDER PER BOM/QUOTE | PUR | Kirk Key interlock Keyed "H11" | EA | EA | KIRK | TRUE |  | P | PPD | 100 |  | 77281-4
134203 | 2 | 18 | States | Champlin | Taylor Barrett | TRUE | 2026-06-17T00:00:00 | 2026-11-18T00:00:00 | 2026-11-18T00:00:00 | 1 | 0 | 1 | 231 | 5544 | 55316-3157 | USA | N30 | 726 | KIRK KEY INTERLOCK COMPANY LLC | 45263-8534 | KCAM00010 | ORDER PER BOM/QUOTE | PUR | Kirk Key interlock Keyed "H11" | EA | EA | KIRK | TRUE |  | P | PPD | 100 |  | 77281-7
134203 | 1 | 3 | States | Champlin | Taylor Barrett | TRUE | 2026-06-17T00:00:00 | 2026-11-18T00:00:00 | 2026-11-18T00:00:00 | 2 | 0 | 2 | 231 | 3234 | 55316-3157 | USA | N30 | 726 | KIRK KEY INTERLOCK COMPANY LLC | 45263-8534 | C900-301 | ORDER PER BOM/QUOTE | PUR | SD Brass Compact Cylinder Interlock | EA | EA | KIRK | TRUE |  | P | PPD | 100 |  | 77281-5
134203 | 3 | 3 | States | Champlin | Taylor Barrett | TRUE | 2026-06-17T00:00:00 | 2026-11-18T00:00:00 | 2026-11-18T00:00:00 | 1 | 0 | 1 | 558 | 3906 | 55316-3157 | USA | N30 | 726 | KIRK KEY INTERLOCK COMPANY LLC | 45263-8534 | KFL020021 | ORDER PER BOM/QUOTE | PUR | SD Brass Body Bolt Length 2 Inches 2 Cylinder(s) 1 Key Removable Bolt Withdrawn, Stamped: (E) H11 - (W) H15 | EA | EA | KIRK | TRUE |  | P | PPD | 100 |  | 77281-5
134203 | 4 | 3 | States | Champlin | Taylor Barrett | TRUE | 2026-06-17T00:00:00 | 2026-11-18T00:00:00 | 2026-11-18T00:00:00 | 1 | 0 | 1 | 1237 | 3711 | 55316-3157 | USA | N30 | 726 | KIRK KEY INTERLOCK COMPANY LLC | 45263-8534 | SKRU41E-11 | PER BOM DESCRIPTION | PUR | SKRU Type Interlock. Cover Plate Included, 120VAC Operating Voltage, LED Signal Light and Push button, Key Interchange keyed "H12" | EA | EA | KIRK | TRUE |  | P | PPD | 100 |  | 77281-4
134203 | 3 | 7 | States | Champlin | Taylor Barrett | TRUE | 2026-06-17T00:00:00 | 2026-11-18T00:00:00 | 2026-11-18T00:00:00 | 1 | 0 | 1 | 558 | 3906 | 55316-3157 | USA | N30 | 726 | KIRK KEY INTERLOCK COMPANY LLC | 45263-8534 | KFL020021 | ORDER PER BOM/QUOTE | PUR | SD Brass Body Bolt Length 2 Inches 2 Cylinder(s) 1 Key Removable Bolt Withdrawn, Stamped: (E) H11 - (W) H15 | EA | EA | KIRK | TRUE |  | P | PPD | 100 |  | 77281-4
134203 | 2 | 6 | States | Champlin | Taylor Barrett | TRUE | 2026-06-17T00:00:00 | 2026-11-18T00:00:00 | 2026-11-18T00:00:00 | 1 | 0 | 1 | 231 | 5544 | 55316-3157 | USA | N30 | 726 | KIRK KEY INTERLOCK COMPANY LLC | 45263-8534 | KCAM00010 | ORDER PER BOM/QUOTE | PUR | Kirk Key interlock Keyed "H11" | EA | EA | KIRK | TRUE |  | P | PPD | 100 |  | 77281-5
134203 | 4 | 2 | States | Champlin | Taylor Barrett | TRUE | 2026-06-17T00:00:00 | 2026-11-18T00:00:00 | 2026-11-18T00:00:00 | 1 | 0 | 1 | 1237 | 3711 | 55316-3157 | USA | N30 | 726 | KIRK KEY INTERLOCK COMPANY LLC | 45263-8534 | SKRU41E-11 | PER BOM DESCRIPTION | PUR | SKRU Type Interlock. Cover Plate Included, 120VAC Operating Voltage, LED Signal Light and Push button, Key Interchange keyed "H12" | EA | EA | KIRK | TRUE |  | P | PPD | 100 |  | 77281-7
134203 | 2 | 12 | States | Champlin | Taylor Barrett | TRUE | 2026-06-17T00:00:00 | 2026-11-18T00:00:00 | 2026-11-18T00:00:00 | 1 | 0 | 1 | 231 | 5544 | 55316-3157 | USA | N30 | 726 | KIRK KEY INTERLOCK COMPANY LLC | 45263-8534 | KCAM00010 | ORDER PER BOM/QUOTE | PUR | Kirk Key interlock Keyed "H11" | EA | EA | KIRK | TRUE |  | P | PPD | 100 |  | 77281-3
134203 | 3 | 4 | States | Champlin | Taylor Barrett | TRUE | 2026-06-17T00:00:00 | 2026-11-18T00:00:00 | 2026-11-18T00:00:00 | 1 | 0 | 1 | 558 | 3906 | 55316-3157 | USA | N30 | 726 | KIRK KEY INTERLOCK COMPANY LLC | 45263-8534 | KFL020021 | ORDER PER BOM/QUOTE | PUR | SD Brass Body Bolt Length 2 Inches 2 Cylinder(s) 1 Key Removable Bolt Withdrawn, Stamped: (E) H11 - (W) H15 | EA | EA | KIRK | TRUE |  | P | PPD | 100 |  | 77281-6
134203 | 2 | 16 | States | Champlin | Taylor Barrett | TRUE | 2026-06-17T00:00:00 | 2026-11-18T00:00:00 | 2026-11-18T00:00:00 | 3 | 0 | 3 | 231 | 5544 | 55316-3157 | USA | N30 | 726 | KIRK KEY INTERLOCK COMPANY LLC | 45263-8534 | KCAM00010 | ORDER PER BOM/QUOTE | PUR | Kirk Key interlock Keyed "H11" | EA | EA | KIRK | TRUE |  | P | PPD | 100 |  | 77281-8
134203 | 4 | 1 | States | Champlin | Taylor Barrett | TRUE | 2026-06-17T00:00:00 | 2026-11-18T00:00:00 | 2026-11-18T00:00:00 | 1 | 0 | 1 | 1237 | 3711 | 55316-3157 | USA | N30 | 726 | KIRK KEY INTERLOCK COMPANY LLC | 45263-8534 | SKRU41E-11 | PER BOM DESCRIPTION | PUR | SKRU Type Interlock. Cover Plate Included, 120VAC Operating Voltage, LED Signal Light and Push button, Key Interchange keyed "H12" | EA | EA | KIRK | TRUE |  | P | PPD | 100 |  | 77281-2
134203 | 2 | 10 | States | Champlin | Taylor Barrett | TRUE | 2026-06-17T00:00:00 | 2026-11-18T00:00:00 | 2026-11-18T00:00:00 | 1 | 0 | 1 | 231 | 5544 | 55316-3157 | USA | N30 | 726 | KIRK KEY INTERLOCK COMPANY LLC | 45263-8534 | KCAM00010 | ORDER PER BOM/QUOTE | PUR | Kirk Key interlock Keyed "H11" | EA | EA | KIRK | TRUE |  | P | PPD | 100 |  | 77281-7
134203 | 3 | 5 | States | Champlin | Taylor Barrett | TRUE | 2026-06-17T00:00:00 | 2026-11-18T00:00:00 | 2026-11-18T00:00:00 | 1 | 0 | 1 | 558 | 3906 | 55316-3157 | USA | N30 | 726 | KIRK KEY INTERLOCK COMPANY LLC | 45263-8534 | KFL020021 | ORDER PER BOM/QUOTE | PUR | SD Brass Body Bolt Length 2 Inches 2 Cylinder(s) 1 Key Removable Bolt Withdrawn, Stamped: (E) H11 - (W) H15 | EA | EA | KIRK | TRUE |  | P | PPD | 100 |  | 77281-7
134203 | 3 | 6 | States | Champlin | Taylor Barrett | TRUE | 2026-06-17T00:00:00 | 2026-11-18T00:00:00 | 2026-11-18T00:00:00 | 1 | 0 | 1 | 558 | 3906 | 55316-3157 | USA | N30 | 726 | KIRK KEY INTERLOCK COMPANY LLC | 45263-8534 | KFL020021 | ORDER PER BOM/QUOTE | PUR | SD Brass Body Bolt Length 2 Inches 2 Cylinder(s) 1 Key Removable Bolt Withdrawn, Stamped: (E) H11 - (W) H15 | EA | EA | KIRK | TRUE |  | P | PPD | 100 |  | 77281-3
134203 | 2 | 7 | States | Champlin | Taylor Barrett | TRUE | 2026-06-17T00:00:00 | 2026-11-18T00:00:00 | 2026-11-18T00:00:00 | 1 | 0 | 1 | 231 | 5544 | 55316-3157 | USA | N30 | 726 | KIRK KEY INTERLOCK COMPANY LLC | 45263-8534 | KCAM00010 | ORDER PER BOM/QUOTE | PUR | Kirk Key interlock Keyed "H11" | EA | EA | KIRK | TRUE |  | P | PPD | 100 |  | 77281-5
134203 | 3 | 1 | States | Champlin | Taylor Barrett | TRUE | 2026-06-17T00:00:00 | 2026-11-18T00:00:00 | 2026-11-18T00:00:00 | 1 | 0 | 1 | 558 | 3906 | 55316-3157 | USA | N30 | 726 | KIRK KEY INTERLOCK COMPANY LLC | 45263-8534 | KFL020021 | ORDER PER BOM/QUOTE | PUR | SD Brass Body Bolt Length 2 Inches 2 Cylinder(s) 1 Key Removable Bolt Withdrawn, Stamped: (E) H11 - (W) H15 | EA | EA | KIRK | TRUE |  | P | PPD | 100 |  | 77281-1
134203 | 2 | 8 | States | Champlin | Taylor Barrett | TRUE | 2026-06-17T00:00:00 | 2026-11-18T00:00:00 | 2026-11-18T00:00:00 | 1 | 0 | 1 | 231 | 5544 | 55316-3157 | USA | N30 | 726 | KIRK KEY INTERLOCK COMPANY LLC | 45263-8534 | KCAM00010 | ORDER PER BOM/QUOTE | PUR | Kirk Key interlock Keyed "H11" | EA | EA | KIRK | TRUE |  | P | PPD | 100 |  | 77281-6
134203 | 2 | 4 | States | Champlin | Taylor Barrett | TRUE | 2026-06-17T00:00:00 | 2026-11-18T00:00:00 | 2026-11-18T00:00:00 | 1 | 0 | 1 | 231 | 5544 | 55316-3157 | USA | N30 | 726 | KIRK KEY INTERLOCK COMPANY LLC | 45263-8534 | KCAM00010 | ORDER PER BOM/QUOTE | PUR | Kirk Key interlock Keyed "H11" | EA | EA | KIRK | TRUE |  | P | PPD | 100 |  | 77281-2
134203 | 2 | 5 | States | Champlin | Taylor Barrett | TRUE | 2026-06-17T00:00:00 | 2026-11-18T00:00:00 | 2026-11-18T00:00:00 | 1 | 0 | 1 | 231 | 5544 | 55316-3157 | USA | N30 | 726 | KIRK KEY INTERLOCK COMPANY LLC | 45263-8534 | KCAM00010 | ORDER PER BOM/QUOTE | PUR | Kirk Key interlock Keyed "H11" | EA | EA | KIRK | TRUE |  | P | PPD | 100 |  | 77281-2
134203 | 1 | 5 | States | Champlin | Taylor Barrett | TRUE | 2026-06-17T00:00:00 | 2026-11-18T00:00:00 | 2026-11-18T00:00:00 | 2 | 0 | 2 | 231 | 3234 | 55316-3157 | USA | N30 | 726 | KIRK KEY INTERLOCK COMPANY LLC | 45263-8534 | C900-301 | ORDER PER BOM/QUOTE | PUR | SD Brass Compact Cylinder Interlock | EA | EA | KIRK | TRUE |  | P | PPD | 100 |  | 77281-7
134203 | 2 | 1 | States | Champlin | Taylor Barrett | TRUE | 2026-06-17T00:00:00 | 2026-11-18T00:00:00 | 2026-11-18T00:00:00 | 1 | 0 | 1 | 231 | 5544 | 55316-3157 | USA | N30 | 726 | KIRK KEY INTERLOCK COMPANY LLC | 45263-8534 | KCAM00010 | ORDER PER BOM/QUOTE | PUR | Kirk Key interlock Keyed "H11" | EA | EA | KIRK | TRUE |  | P | PPD | 100 |  | 77281-1
134203 | 2 | 15 | States | Champlin | Taylor Barrett | TRUE | 2026-06-17T00:00:00 | 2026-11-18T00:00:00 | 2026-11-18T00:00:00 | 1 | 0 | 1 | 231 | 5544 | 55316-3157 | USA | N30 | 726 | KIRK KEY INTERLOCK COMPANY LLC | 45263-8534 | KCAM00010 | ORDER PER BOM/QUOTE | PUR | Kirk Key interlock Keyed "H11" | EA | EA | KIRK | TRUE |  | P | PPD | 100 |  | 77281-4
134203 | 1 | 2 | States | Champlin | Taylor Barrett | TRUE | 2026-06-17T00:00:00 | 2026-11-18T00:00:00 | 2026-11-18T00:00:00 | 2 | 0 | 2 | 231 | 3234 | 55316-3157 | USA | N30 | 726 | KIRK KEY INTERLOCK COMPANY LLC | 45263-8534 | C900-301 | ORDER PER BOM/QUOTE | PUR | SD Brass Compact Cylinder Interlock | EA | EA | KIRK | TRUE |  | P | PPD | 100 |  | 77281-2
134203 | 2 | 9 | States | Champlin | Taylor Barrett | TRUE | 2026-06-17T00:00:00 | 2026-11-18T00:00:00 | 2026-11-18T00:00:00 | 1 | 0 | 1 | 231 | 5544 | 55316-3157 | USA | N30 | 726 | KIRK KEY INTERLOCK COMPANY LLC | 45263-8534 | KCAM00010 | ORDER PER BOM/QUOTE | PUR | Kirk Key interlock Keyed "H11" | EA | EA | KIRK | TRUE |  | P | PPD | 100 |  | 77281-6
134203 | 2 | 13 | States | Champlin | Taylor Barrett | TRUE | 2026-06-17T00:00:00 | 2026-11-18T00:00:00 | 2026-11-18T00:00:00 | 1 | 0 | 1 | 231 | 5544 | 55316-3157 | USA | N30 | 726 | KIRK KEY INTERLOCK COMPANY LLC | 45263-8534 | KCAM00010 | ORDER PER BOM/QUOTE | PUR | Kirk Key interlock Keyed "H11" | EA | EA | KIRK | TRUE |  | P | PPD | 100 |  | 77281-3
134203 | 1 | 1 | States | Champlin | Taylor Barrett | TRUE | 2026-06-17T00:00:00 | 2026-11-18T00:00:00 | 2026-11-18T00:00:00 | 2 | 0 | 2 | 231 | 3234 | 55316-3157 | USA | N30 | 726 | KIRK KEY INTERLOCK COMPANY LLC | 45263-8534 | C900-301 | ORDER PER BOM/QUOTE | PUR | SD Brass Compact Cylinder Interlock | EA | EA | KIRK | TRUE |  | P | PPD | 100 |  | 77281-1
134203 | 1 | 6 | States | Champlin | Taylor Barrett | TRUE | 2026-06-17T00:00:00 | 2026-11-18T00:00:00 | 2026-11-18T00:00:00 | 2 | 0 | 2 | 231 | 3234 | 55316-3157 | USA | N30 | 726 | KIRK KEY INTERLOCK COMPANY LLC | 45263-8534 | C900-301 | ORDER PER BOM/QUOTE | PUR | SD Brass Compact Cylinder Interlock | EA | EA | KIRK | TRUE |  | P | PPD | 100 |  | 77281-3
134203 | 2 | 14 | States | Champlin | Taylor Barrett | TRUE | 2026-06-17T00:00:00 | 2026-11-18T00:00:00 | 2026-11-18T00:00:00 | 1 | 0 | 1 | 231 | 5544 | 55316-3157 | USA | N30 | 726 | KIRK KEY INTERLOCK COMPANY LLC | 45263-8534 | KCAM00010 | ORDER PER BOM/QUOTE | PUR | Kirk Key interlock Keyed "H11" | EA | EA | KIRK | TRUE |  | P | PPD | 100 |  | 77281-4
134203 | 3 | 2 | States | Champlin | Taylor Barrett | TRUE | 2026-06-17T00:00:00 | 2026-11-18T00:00:00 | 2026-11-18T00:00:00 | 1 | 0 | 1 | 558 | 3906 | 55316-3157 | USA | N30 | 726 | KIRK KEY INTERLOCK COMPANY LLC | 45263-8534 | KFL020021 | ORDER PER BOM/QUOTE | PUR | SD Brass Body Bolt Length 2 Inches 2 Cylinder(s) 1 Key Removable Bolt Withdrawn, Stamped: (E) H11 - (W) H15 | EA | EA | KIRK | TRUE |  | P | PPD | 100 |  | 77281-2
134203 | 2 | 11 | States | Champlin | Taylor Barrett | TRUE | 2026-06-17T00:00:00 | 2026-11-18T00:00:00 | 2026-11-18T00:00:00 | 1 | 0 | 1 | 231 | 5544 | 55316-3157 | USA | N30 | 726 | KIRK KEY INTERLOCK COMPANY LLC | 45263-8534 | KCAM00010 | ORDER PER BOM/QUOTE | PUR | Kirk Key interlock Keyed "H11" | EA | EA | KIRK | TRUE |  | P | PPD | 100 |  | 77281-7
134203 | 1 | 7 | States | Champlin | Taylor Barrett | TRUE | 2026-06-17T00:00:00 | 2026-11-18T00:00:00 | 2026-11-18T00:00:00 | 2 | 0 | 2 | 231 | 3234 | 55316-3157 | USA | N30 | 726 | KIRK KEY INTERLOCK COMPANY LLC | 45263-8534 | C900-301 | ORDER PER BOM/QUOTE | PUR | SD Brass Compact Cylinder Interlock | EA | EA | KIRK | TRUE |  | P | PPD | 100 |  | 77281-4
134203 | 2 | 17 | States | Champlin | Taylor Barrett | TRUE | 2026-06-17T00:00:00 | 2026-11-18T00:00:00 | 2026-11-18T00:00:00 | 4 | 0 | 4 | 231 | 5544 | 55316-3157 | USA | N30 | 726 | KIRK KEY INTERLOCK COMPANY LLC | 45263-8534 | KCAM00010 | ORDER PER BOM/QUOTE | PUR | Kirk Key interlock Keyed "H11" | EA | EA | KIRK | TRUE |  | P | PPD | 100 |  | 77281-9
134912 | 6 | 2 | States | Champlin | Taylor Barrett | TRUE | 2026-07-20T00:00:00 | 2026-10-20T00:00:00 |  | 1 | 0 | 1 | 1237 | 4948 | 55316-3157 | USA | N30 | 726 | KIRK KEY INTERLOCK COMPANY LLC | 45263-8534 | KSKRU41E-11S--02MBP-A | ORDER PER BOM/QUOTE | PUR | ORDER PER BOM/QUOTE | EA | EA | KIRK | FALSE |  | P | PPD | 100 |  | 77304-19-1
134912 | 1 | 6 | States | Champlin | Taylor Barrett | TRUE | 2026-07-20T00:00:00 | 2026-10-20T00:00:00 |  | 1 | 0 | 1 | 231 | 3234 | 55316-3157 | USA | N30 | 726 | KIRK KEY INTERLOCK COMPANY LLC | 45263-8534 | KCAM00010S | ORDER PER BOM/QUOTE | PUR | "Type ""C"" (SD)-Single cylinder for ABB Emax breaker Key stamped ""K21"" to match ""Type D"" kirk key" | EA | EA | KIRK | FALSE |  | P | PPD | 100 |  | 77304-18-1
134912 | 1 | 3 | States | Champlin | Taylor Barrett | TRUE | 2026-07-20T00:00:00 | 2026-10-20T00:00:00 |  | 1 | 0 | 1 | 231 | 3234 | 55316-3157 | USA | N30 | 726 | KIRK KEY INTERLOCK COMPANY LLC | 45263-8534 | KCAM00010S | ORDER PER BOM/QUOTE | PUR | "Type ""C"" (SD)-Single cylinder for ABB Emax breaker Key stamped ""K21"" to match ""Type D"" kirk key" | EA | EA | KIRK | FALSE |  | P | PPD | 100 |  | 77304-18-1
134912 | 5 | 1 | States | Champlin | Taylor Barrett | TRUE | 2026-07-20T00:00:00 | 2026-10-20T00:00:00 |  | 2 | 0 | 2 | 231 | 462 | 55316-3157 | USA | N30 | 726 | KIRK KEY INTERLOCK COMPANY LLC | 45263-8534 | KCAM00010S-05MBP-A | ORDER PER BOM/QUOTE | PUR | Kirk lock, order per quote, mount on ABB Emax 4.2 breaker, key removeable when breaker locked open, -Stamped, Keyed "K53" | EA | EA | KIRK | FALSE |  | P | PPD | 100 |  | 77304-19-1
134912 | 6 | 4 | States | Champlin | Taylor Barrett | TRUE | 2026-07-20T00:00:00 | 2026-10-20T00:00:00 |  | 1 | 0 | 1 | 1237 | 4948 | 55316-3157 | USA | N30 | 726 | KIRK KEY INTERLOCK COMPANY LLC | 45263-8534 | KSKRU41E-11S--02MBP-A | ORDER PER BOM/QUOTE | PUR | ORDER PER BOM/QUOTE | EA | EA | KIRK | FALSE |  | P | PPD | 100 |  | 77304-19-1
134912 | 6 | 3 | States | Champlin | Taylor Barrett | TRUE | 2026-07-20T00:00:00 | 2026-10-20T00:00:00 |  | 1 | 0 | 1 | 1237 | 4948 | 55316-3157 | USA | N30 | 726 | KIRK KEY INTERLOCK COMPANY LLC | 45263-8534 | KSKRU41E-11S--02MBP-A | ORDER PER BOM/QUOTE | PUR | ORDER PER BOM/QUOTE | EA | EA | KIRK | FALSE |  | P | PPD | 100 |  | 77304-19-1
134912 | 6 | 1 | States | Champlin | Taylor Barrett | TRUE | 2026-07-20T00:00:00 | 2026-10-20T00:00:00 |  | 1 | 0 | 1 | 1237 | 4948 | 55316-3157 | USA | N30 | 726 | KIRK KEY INTERLOCK COMPANY LLC | 45263-8534 | KSKRU41E-11S--02MBP-A | ORDER PER BOM/QUOTE | PUR | ORDER PER BOM/QUOTE | EA | EA | KIRK | FALSE |  | P | PPD | 100 |  | 77304-19-1
134912 | 1 | 1 | States | Champlin | Taylor Barrett | TRUE | 2026-07-20T00:00:00 | 2026-10-20T00:00:00 |  | 4 | 0 | 4 | 231 | 3234 | 55316-3157 | USA | N30 | 726 | KIRK KEY INTERLOCK COMPANY LLC | 45263-8534 | KCAM00010S | ORDER PER BOM/QUOTE | PUR | "Type ""C"" (SD)-Single cylinder for ABB Emax breaker Key stamped ""K21"" to match ""Type D"" kirk key" | EA | EA | KIRK | FALSE |  | P | PPD | 100 |  | 77304-18-1
134912 | 1 | 8 | States | Champlin | Taylor Barrett | TRUE | 2026-07-20T00:00:00 | 2026-10-20T00:00:00 |  | 1 | 0 | 1 | 231 | 3234 | 55316-3157 | USA | N30 | 726 | KIRK KEY INTERLOCK COMPANY LLC | 45263-8534 | KCAM00010S | ORDER PER BOM/QUOTE | PUR | "Type ""C"" (SD)-Single cylinder for ABB Emax breaker Key stamped ""K21"" to match ""Type D"" kirk key" | EA | EA | KIRK | FALSE |  | P | PPD | 100 |  | 77304-18-1
134912 | 7 | 2 | States | Champlin | Taylor Barrett | TRUE | 2026-07-20T00:00:00 | 2026-10-20T00:00:00 |  | 1 | 0 | 1 | 614 | 1842 | 55316-3157 | USA | N30 | 726 | KIRK KEY INTERLOCK COMPANY LLC | 45263-8534 | KDL0---20SP | ORDER PER BOM/QUOTE | PUR | "Type ""D"" (SD)- 2 Cylinder, Keys Removable When Bolt Extended, w/ Adapter Plate Cylinder 1 Key stamped ""K31"" to match K31 kirk key Cylinder 2 Key stamped ""K32"" to match K32 kirk key" | EA | EA | KIRK | FALSE |  | P | PPD | 100 |  | 77304-18-1
134912 | 7 | 1 | States | Champlin | Taylor Barrett | TRUE | 2026-07-20T00:00:00 | 2026-10-20T00:00:00 |  | 1 | 0 | 1 | 614 | 1842 | 55316-3157 | USA | N30 | 726 | KIRK KEY INTERLOCK COMPANY LLC | 45263-8534 | KDL0---20SP | ORDER PER BOM/QUOTE | PUR | "Type ""D"" (SD)- 2 Cylinder, Keys Removable When Bolt Extended, w/ Adapter Plate Cylinder 1 Key stamped ""K31"" to match K31 kirk key Cylinder 2 Key stamped ""K32"" to match K32 kirk key" | EA | EA | KIRK | FALSE |  | P | PPD | 100 |  | 77304-18-1
134912 | 7 | 3 | States | Champlin | Taylor Barrett | TRUE | 2026-07-20T00:00:00 | 2026-10-20T00:00:00 |  | 1 | 0 | 1 | 614 | 1842 | 55316-3157 | USA | N30 | 726 | KIRK KEY INTERLOCK COMPANY LLC | 45263-8534 | KDL0---20SP | ORDER PER BOM/QUOTE | PUR | "Type ""D"" (SD)- 2 Cylinder, Keys Removable When Bolt Extended, w/ Adapter Plate Cylinder 1 Key stamped ""K31"" to match K31 kirk key Cylinder 2 Key stamped ""K32"" to match K32 kirk key" | EA | EA | KIRK | FALSE |  | P | PPD | 100 |  | 77304-18-1
134912 | 1 | 2 | States | Champlin | Taylor Barrett | TRUE | 2026-07-20T00:00:00 | 2026-10-20T00:00:00 |  | 4 | 0 | 4 | 231 | 3234 | 55316-3157 | USA | N30 | 726 | KIRK KEY INTERLOCK COMPANY LLC | 45263-8534 | KCAM00010S | ORDER PER BOM/QUOTE | PUR | "Type ""C"" (SD)-Single cylinder for ABB Emax breaker Key stamped ""K21"" to match ""Type D"" kirk key" | EA | EA | KIRK | FALSE |  | P | PPD | 100 |  | 77304-18-1
134912 | 1 | 5 | States | Champlin | Taylor Barrett | TRUE | 2026-07-20T00:00:00 | 2026-10-20T00:00:00 |  | 1 | 0 | 1 | 231 | 3234 | 55316-3157 | USA | N30 | 726 | KIRK KEY INTERLOCK COMPANY LLC | 45263-8534 | KCAM00010S | ORDER PER BOM/QUOTE | PUR | "Type ""C"" (SD)-Single cylinder for ABB Emax breaker Key stamped ""K21"" to match ""Type D"" kirk key" | EA | EA | KIRK | FALSE |  | P | PPD | 100 |  | 77304-18-1
134912 | 2 | 1 | States | Champlin | Taylor Barrett | TRUE | 2026-07-20T00:00:00 | 2026-10-20T00:00:00 |  | 2 | 0 | 2 | 231 | 462 | 55316-3157 | USA | N30 | 726 | KIRK KEY INTERLOCK COMPANY LLC | 45263-8534 | KCAM00010S-02MBP-A | ORDER PER BOM/QUOTE | PUR | Kirk lock, order per quote, mount on ABB Emax 4.2 breaker, key removeable when breaker locked open, -Stamped, Keyed "K23" | EA | EA | KIRK | FALSE |  | P | PPD | 100 |  | 77304-19-1
134912 | 4 | 1 | States | Champlin | Taylor Barrett | TRUE | 2026-07-20T00:00:00 | 2026-10-20T00:00:00 |  | 2 | 0 | 2 | 231 | 462 | 55316-3157 | USA | N30 | 726 | KIRK KEY INTERLOCK COMPANY LLC | 45263-8534 | KCAM00010S-04MBP-A | ORDER PER BOM/QUOTE | PUR | Kirk lock, order per quote, mount on ABB Emax 4.2 breaker, key removeable when breaker locked open, -Stamped, Keyed "K43" | EA | EA | KIRK | FALSE |  | P | PPD | 100 |  | 77304-19-1
134912 | 1 | 4 | States | Champlin | Taylor Barrett | TRUE | 2026-07-20T00:00:00 | 2026-10-20T00:00:00 |  | 1 | 0 | 1 | 231 | 3234 | 55316-3157 | USA | N30 | 726 | KIRK KEY INTERLOCK COMPANY LLC | 45263-8534 | KCAM00010S | ORDER PER BOM/QUOTE | PUR | "Type ""C"" (SD)-Single cylinder for ABB Emax breaker Key stamped ""K21"" to match ""Type D"" kirk key" | EA | EA | KIRK | FALSE |  | P | PPD | 100 |  | 77304-18-1
134912 | 3 | 1 | States | Champlin | Taylor Barrett | TRUE | 2026-07-20T00:00:00 | 2026-10-20T00:00:00 |  | 2 | 0 | 2 | 231 | 462 | 55316-3157 | USA | N30 | 726 | KIRK KEY INTERLOCK COMPANY LLC | 45263-8534 | KCAM00010S-03MBP-A | ORDER PER BOM/QUOTE | PUR | Kirk lock, order per quote, mount on ABB Emax 4.2 breaker, key removeable when breaker locked open, -Stamped, Keyed "K33" | EA | EA | KIRK | FALSE |  | P | PPD | 100 |  | 77304-19-1
134912 | 1 | 7 | States | Champlin | Taylor Barrett | TRUE | 2026-07-20T00:00:00 | 2026-10-20T00:00:00 |  | 1 | 0 | 1 | 231 | 3234 | 55316-3157 | USA | N30 | 726 | KIRK KEY INTERLOCK COMPANY LLC | 45263-8534 | KCAM00010S | ORDER PER BOM/QUOTE | PUR | "Type ""C"" (SD)-Single cylinder for ABB Emax breaker Key stamped ""K21"" to match ""Type D"" kirk key" | EA | EA | KIRK | FALSE |  | P | PPD | 100 |  | 77304-18-1
135361 | 2 | 3 | States | Champlin | Taylor Barrett | TRUE | 2026-08-11T00:00:00 | 2026-11-06T00:00:00 | 2026-11-06T00:00:00 | 1 | 0 | 1 | 653 | 3918 | 55316-3157 | USA | N30 | 726 | KIRK KEY INTERLOCK COMPANY LLC | 45263-8534 | KDL0---20SP | ORDER PER BOM/QUOTE | PUR | Type "D" (SD)- 2 Cylinder, Keys Removable When Bolt Extended, w/ Adapter Plate Cylinder 1 Key stamped "K31" to match K31 kirk key Cylinder 2 Key stamped "K32" to match K32 kirk key | EA | EA | KIRK | TRUE |  | P | PPD | 100 |  | 77311-31-1
135361 | 1 | 13 | States | Champlin | Taylor Barrett | TRUE | 2026-08-11T00:00:00 | 2026-11-06T00:00:00 | 2026-11-06T00:00:00 | 1 | 0 | 1 | 231 | 5544 | 55316-3157 | USA | N30 | 726 | KIRK KEY INTERLOCK COMPANY LLC | 45263-8534 | KCAM00010S | ORDER PER BOM/QUOTE | PUR | Kirk lock, order per quote, mount on ABB Emax 4.2 breaker, key removeable when breaker locked open, -Stamped, Keyed "K23" | EA | EA | KIRK | TRUE |  | P | PPD | 100 |  | 77311-21-1
135361 | 3 | 4 | States | Champlin | Taylor Barrett | TRUE | 2026-08-11T00:00:00 | 2026-11-06T00:00:00 | 2026-11-06T00:00:00 | 1 | 0 | 1 | 1237 | 7422 | 55316-3157 | USA | N30 | 726 | KIRK KEY INTERLOCK COMPANY LLC | 45263-8534 | KSKRU41E-11S- | ORDER PER BOM/QUOTE | PUR | SKRU Type Interlock. Cover Plate Included, 120VAC Operating Voltage, LED Signal Light and Push button, Key Interchange keyed "K23" | EA | EA | KIRK | TRUE |  | P | PPD | 100 |  | 77311-22-1
135361 | 1 | 9 | States | Champlin | Taylor Barrett | TRUE | 2026-08-11T00:00:00 | 2026-11-06T00:00:00 | 2026-11-06T00:00:00 | 1 | 0 | 1 | 231 | 5544 | 55316-3157 | USA | N30 | 726 | KIRK KEY INTERLOCK COMPANY LLC | 45263-8534 | KCAM00010S | ORDER PER BOM/QUOTE | PUR | Kirk lock, order per quote, mount on ABB Emax 4.2 breaker, key removeable when breaker locked open, -Stamped, Keyed "K23" | EA | EA | KIRK | TRUE |  | P | PPD | 100 |  | 77311-31-1
135361 | 3 | 1 | States | Champlin | Taylor Barrett | TRUE | 2026-08-11T00:00:00 | 2026-11-06T00:00:00 | 2026-11-06T00:00:00 | 1 | 0 | 1 | 1237 | 7422 | 55316-3157 | USA | N30 | 726 | KIRK KEY INTERLOCK COMPANY LLC | 45263-8534 | KSKRU41E-11S- | ORDER PER BOM/QUOTE | PUR | SKRU Type Interlock. Cover Plate Included, 120VAC Operating Voltage, LED Signal Light and Push button, Key Interchange keyed "K23" | EA | EA | KIRK | TRUE |  | P | PPD | 100 |  | 77311-22-1
135361 | 1 | 6 | States | Champlin | Taylor Barrett | TRUE | 2026-08-11T00:00:00 | 2026-11-06T00:00:00 | 2026-11-06T00:00:00 | 2 | 0 | 2 | 231 | 5544 | 55316-3157 | USA | N30 | 726 | KIRK KEY INTERLOCK COMPANY LLC | 45263-8534 | KCAM00010S | ORDER PER BOM/QUOTE | PUR | Kirk lock, order per quote, mount on ABB Emax 4.2 breaker, key removeable when breaker locked open, -Stamped, Keyed "K23" | EA | EA | KIRK | TRUE |  | P | PPD | 100 |  | 77311-22-1
135361 | 3 | 6 | States | Champlin | Taylor Barrett | TRUE | 2026-08-11T00:00:00 | 2026-11-06T00:00:00 | 2026-11-06T00:00:00 | 1 | 0 | 1 | 1237 | 7422 | 55316-3157 | USA | N30 | 726 | KIRK KEY INTERLOCK COMPANY LLC | 45263-8534 | KSKRU41E-11S- | ORDER PER BOM/QUOTE | PUR | SKRU Type Interlock. Cover Plate Included, 120VAC Operating Voltage, LED Signal Light and Push button, Key Interchange keyed "K23" | EA | EA | KIRK | TRUE |  | P | PPD | 100 |  | 77311-22-1
135361 | 1 | 4 | States | Champlin | Taylor Barrett | TRUE | 2026-08-11T00:00:00 | 2026-11-06T00:00:00 | 2026-11-06T00:00:00 | 2 | 0 | 2 | 231 | 5544 | 55316-3157 | USA | N30 | 726 | KIRK KEY INTERLOCK COMPANY LLC | 45263-8534 | KCAM00010S | ORDER PER BOM/QUOTE | PUR | Kirk lock, order per quote, mount on ABB Emax 4.2 breaker, key removeable when breaker locked open, -Stamped, Keyed "K23" | EA | EA | KIRK | TRUE |  | P | PPD | 100 |  | 77311-22-1
135361 | 2 | 2 | States | Champlin | Taylor Barrett | TRUE | 2026-08-11T00:00:00 | 2026-11-06T00:00:00 | 2026-11-06T00:00:00 | 1 | 0 | 1 | 653 | 3918 | 55316-3157 | USA | N30 | 726 | KIRK KEY INTERLOCK COMPANY LLC | 45263-8534 | KDL0---20SP | ORDER PER BOM/QUOTE | PUR | Type "D" (SD)- 2 Cylinder, Keys Removable When Bolt Extended, w/ Adapter Plate Cylinder 1 Key stamped "K31" to match K31 kirk key Cylinder 2 Key stamped "K32" to match K32 kirk key | EA | EA | KIRK | TRUE |  | P | PPD | 100 |  | 77311-31-1
135361 | 1 | 2 | States | Champlin | Taylor Barrett | TRUE | 2026-08-11T00:00:00 | 2026-11-06T00:00:00 | 2026-11-06T00:00:00 | 2 | 0 | 2 | 231 | 5544 | 55316-3157 | USA | N30 | 726 | KIRK KEY INTERLOCK COMPANY LLC | 45263-8534 | KCAM00010S | ORDER PER BOM/QUOTE | PUR | Kirk lock, order per quote, mount on ABB Emax 4.2 breaker, key removeable when breaker locked open, -Stamped, Keyed "K23" | EA | EA | KIRK | TRUE |  | P | PPD | 100 |  | 77311-22-1
135361 | 1 | 15 | States | Champlin | Taylor Barrett | TRUE | 2026-08-11T00:00:00 | 2026-11-06T00:00:00 | 2026-11-06T00:00:00 | 1 | 0 | 1 | 231 | 5544 | 55316-3157 | USA | N30 | 726 | KIRK KEY INTERLOCK COMPANY LLC | 45263-8534 | KCAM00010S | ORDER PER BOM/QUOTE | PUR | Kirk lock, order per quote, mount on ABB Emax 4.2 breaker, key removeable when breaker locked open, -Stamped, Keyed "K23" | EA | EA | KIRK | TRUE |  | P | PPD | 100 |  | 77311-21-1
135361 | 1 | 12 | States | Champlin | Taylor Barrett | TRUE | 2026-08-11T00:00:00 | 2026-11-06T00:00:00 | 2026-11-06T00:00:00 | 1 | 0 | 1 | 231 | 5544 | 55316-3157 | USA | N30 | 726 | KIRK KEY INTERLOCK COMPANY LLC | 45263-8534 | KCAM00010S | ORDER PER BOM/QUOTE | PUR | Kirk lock, order per quote, mount on ABB Emax 4.2 breaker, key removeable when breaker locked open, -Stamped, Keyed "K23" | EA | EA | KIRK | TRUE |  | P | PPD | 100 |  | 77311-31-1
135361 | 2 | 1 | States | Champlin | Taylor Barrett | TRUE | 2026-08-11T00:00:00 | 2026-11-06T00:00:00 | 2026-11-06T00:00:00 | 1 | 0 | 1 | 653 | 3918 | 55316-3157 | USA | N30 | 726 | KIRK KEY INTERLOCK COMPANY LLC | 45263-8534 | KDL0---20SP | ORDER PER BOM/QUOTE | PUR | Type "D" (SD)- 2 Cylinder, Keys Removable When Bolt Extended, w/ Adapter Plate Cylinder 1 Key stamped "K31" to match K31 kirk key Cylinder 2 Key stamped "K32" to match K32 kirk key | EA | EA | KIRK | TRUE |  | P | PPD | 100 |  | 77311-31-1
135361 | 1 | 16 | States | Champlin | Taylor Barrett | TRUE | 2026-08-11T00:00:00 | 2026-11-06T00:00:00 | 2026-11-06T00:00:00 | 1 | 0 | 1 | 231 | 5544 | 55316-3157 | USA | N30 | 726 | KIRK KEY INTERLOCK COMPANY LLC | 45263-8534 | KCAM00010S | ORDER PER BOM/QUOTE | PUR | Kirk lock, order per quote, mount on ABB Emax 4.2 breaker, key removeable when breaker locked open, -Stamped, Keyed "K23" | EA | EA | KIRK | TRUE |  | P | PPD | 100 |  | 77311-21-1
135361 | 1 | 14 | States | Champlin | Taylor Barrett | TRUE | 2026-08-11T00:00:00 | 2026-11-06T00:00:00 | 2026-11-06T00:00:00 | 1 | 0 | 1 | 231 | 5544 | 55316-3157 | USA | N30 | 726 | KIRK KEY INTERLOCK COMPANY LLC | 45263-8534 | KCAM00010S | ORDER PER BOM/QUOTE | PUR | Kirk lock, order per quote, mount on ABB Emax 4.2 breaker, key removeable when breaker locked open, -Stamped, Keyed "K23" | EA | EA | KIRK | TRUE |  | P | PPD | 100 |  | 77311-21-1
135361 | 3 | 5 | States | Champlin | Taylor Barrett | TRUE | 2026-08-11T00:00:00 | 2026-11-06T00:00:00 | 2026-11-06T00:00:00 | 1 | 0 | 1 | 1237 | 7422 | 55316-3157 | USA | N30 | 726 | KIRK KEY INTERLOCK COMPANY LLC | 45263-8534 | KSKRU41E-11S- | ORDER PER BOM/QUOTE | PUR | SKRU Type Interlock. Cover Plate Included, 120VAC Operating Voltage, LED Signal Light and Push button, Key Interchange keyed "K23" | EA | EA | KIRK | TRUE |  | P | PPD | 100 |  | 77311-22-1
135361 | 1 | 7 | States | Champlin | Taylor Barrett | TRUE | 2026-08-11T00:00:00 | 2026-11-06T00:00:00 | 2026-11-06T00:00:00 | 1 | 0 | 1 | 231 | 5544 | 55316-3157 | USA | N30 | 726 | KIRK KEY INTERLOCK COMPANY LLC | 45263-8534 | KCAM00010S | ORDER PER BOM/QUOTE | PUR | Kirk lock, order per quote, mount on ABB Emax 4.2 breaker, key removeable when breaker locked open, -Stamped, Keyed "K23" | EA | EA | KIRK | TRUE |  | P | PPD | 100 |  | 77311-31-1
135361 | 1 | 11 | States | Champlin | Taylor Barrett | TRUE | 2026-08-11T00:00:00 | 2026-11-06T00:00:00 | 2026-11-06T00:00:00 | 1 | 0 | 1 | 231 | 5544 | 55316-3157 | USA | N30 | 726 | KIRK KEY INTERLOCK COMPANY LLC | 45263-8534 | KCAM00010S | ORDER PER BOM/QUOTE | PUR | Kirk lock, order per quote, mount on ABB Emax 4.2 breaker, key removeable when breaker locked open, -Stamped, Keyed "K23" | EA | EA | KIRK | TRUE |  | P | PPD | 100 |  | 77311-31-1
135361 | 1 | 10 | States | Champlin | Taylor Barrett | TRUE | 2026-08-11T00:00:00 | 2026-11-06T00:00:00 | 2026-11-06T00:00:00 | 1 | 0 | 1 | 231 | 5544 | 55316-3157 | USA | N30 | 726 | KIRK KEY INTERLOCK COMPANY LLC | 45263-8534 | KCAM00010S | ORDER PER BOM/QUOTE | PUR | Kirk lock, order per quote, mount on ABB Emax 4.2 breaker, key removeable when breaker locked open, -Stamped, Keyed "K23" | EA | EA | KIRK | TRUE |  | P | PPD | 100 |  | 77311-31-1
135361 | 1 | 18 | States | Champlin | Taylor Barrett | TRUE | 2026-08-11T00:00:00 | 2026-11-06T00:00:00 | 2026-11-06T00:00:00 | 1 | 0 | 1 | 231 | 5544 | 55316-3157 | USA | N30 | 726 | KIRK KEY INTERLOCK COMPANY LLC | 45263-8534 | KCAM00010S | ORDER PER BOM/QUOTE | PUR | Kirk lock, order per quote, mount on ABB Emax 4.2 breaker, key removeable when breaker locked open, -Stamped, Keyed "K23" | EA | EA | KIRK | TRUE |  | P | PPD | 100 |  | 77311-21-1
135361 | 1 | 1 | States | Champlin | Taylor Barrett | TRUE | 2026-08-11T00:00:00 | 2026-11-06T00:00:00 | 2026-11-06T00:00:00 | 2 | 0 | 2 | 231 | 5544 | 55316-3157 | USA | N30 | 726 | KIRK KEY INTERLOCK COMPANY LLC | 45263-8534 | KCAM00010S | ORDER PER BOM/QUOTE | PUR | Kirk lock, order per quote, mount on ABB Emax 4.2 breaker, key removeable when breaker locked open, -Stamped, Keyed "K23" | EA | EA | KIRK | TRUE |  | P | PPD | 100 |  | 77311-22-1
135361 | 1 | 5 | States | Champlin | Taylor Barrett | TRUE | 2026-08-11T00:00:00 | 2026-11-06T00:00:00 | 2026-11-06T00:00:00 | 2 | 0 | 2 | 231 | 5544 | 55316-3157 | USA | N30 | 726 | KIRK KEY INTERLOCK COMPANY LLC | 45263-8534 | KCAM00010S | ORDER PER BOM/QUOTE | PUR | Kirk lock, order per quote, mount on ABB Emax 4.2 breaker, key removeable when breaker locked open, -Stamped, Keyed "K23" | EA | EA | KIRK | TRUE |  | P | PPD | 100 |  | 77311-22-1
135361 | 2 | 6 | States | Champlin | Taylor Barrett | TRUE | 2026-08-11T00:00:00 | 2026-11-06T00:00:00 | 2026-11-06T00:00:00 | 1 | 0 | 1 | 653 | 3918 | 55316-3157 | USA | N30 | 726 | KIRK KEY INTERLOCK COMPANY LLC | 45263-8534 | KDL0---20SP | ORDER PER BOM/QUOTE | PUR | Type "D" (SD)- 2 Cylinder, Keys Removable When Bolt Extended, w/ Adapter Plate Cylinder 1 Key stamped "K31" to match K31 kirk key Cylinder 2 Key stamped "K32" to match K32 kirk key | EA | EA | KIRK | TRUE |  | P | PPD | 100 |  | 77311-21-1
135361 | 2 | 5 | States | Champlin | Taylor Barrett | TRUE | 2026-08-11T00:00:00 | 2026-11-06T00:00:00 | 2026-11-06T00:00:00 | 1 | 0 | 1 | 653 | 3918 | 55316-3157 | USA | N30 | 726 | KIRK KEY INTERLOCK COMPANY LLC | 45263-8534 | KDL0---20SP | ORDER PER BOM/QUOTE | PUR | Type "D" (SD)- 2 Cylinder, Keys Removable When Bolt Extended, w/ Adapter Plate Cylinder 1 Key stamped "K31" to match K31 kirk key Cylinder 2 Key stamped "K32" to match K32 kirk key | EA | EA | KIRK | TRUE |  | P | PPD | 100 |  | 77311-21-1
135361 | 3 | 2 | States | Champlin | Taylor Barrett | TRUE | 2026-08-11T00:00:00 | 2026-11-06T00:00:00 | 2026-11-06T00:00:00 | 1 | 0 | 1 | 1237 | 7422 | 55316-3157 | USA | N30 | 726 | KIRK KEY INTERLOCK COMPANY LLC | 45263-8534 | KSKRU41E-11S- | ORDER PER BOM/QUOTE | PUR | SKRU Type Interlock. Cover Plate Included, 120VAC Operating Voltage, LED Signal Light and Push button, Key Interchange keyed "K23" | EA | EA | KIRK | TRUE |  | P | PPD | 100 |  | 77311-22-1
135361 | 2 | 4 | States | Champlin | Taylor Barrett | TRUE | 2026-08-11T00:00:00 | 2026-11-06T00:00:00 | 2026-11-06T00:00:00 | 1 | 0 | 1 | 653 | 3918 | 55316-3157 | USA | N30 | 726 | KIRK KEY INTERLOCK COMPANY LLC | 45263-8534 | KDL0---20SP | ORDER PER BOM/QUOTE | PUR | Type "D" (SD)- 2 Cylinder, Keys Removable When Bolt Extended, w/ Adapter Plate Cylinder 1 Key stamped "K31" to match K31 kirk key Cylinder 2 Key stamped "K32" to match K32 kirk key | EA | EA | KIRK | TRUE |  | P | PPD | 100 |  | 77311-21-1
135361 | 1 | 8 | States | Champlin | Taylor Barrett | TRUE | 2026-08-11T00:00:00 | 2026-11-06T00:00:00 | 2026-11-06T00:00:00 | 1 | 0 | 1 | 231 | 5544 | 55316-3157 | USA | N30 | 726 | KIRK KEY INTERLOCK COMPANY LLC | 45263-8534 | KCAM00010S | ORDER PER BOM/QUOTE | PUR | Kirk lock, order per quote, mount on ABB Emax 4.2 breaker, key removeable when breaker locked open, -Stamped, Keyed "K23" | EA | EA | KIRK | TRUE |  | P | PPD | 100 |  | 77311-31-1
135361 | 3 | 3 | States | Champlin | Taylor Barrett | TRUE | 2026-08-11T00:00:00 | 2026-11-06T00:00:00 | 2026-11-06T00:00:00 | 1 | 0 | 1 | 1237 | 7422 | 55316-3157 | USA | N30 | 726 | KIRK KEY INTERLOCK COMPANY LLC | 45263-8534 | KSKRU41E-11S- | ORDER PER BOM/QUOTE | PUR | SKRU Type Interlock. Cover Plate Included, 120VAC Operating Voltage, LED Signal Light and Push button, Key Interchange keyed "K23" | EA | EA | KIRK | TRUE |  | P | PPD | 100 |  | 77311-22-1
135361 | 1 | 17 | States | Champlin | Taylor Barrett | TRUE | 2026-08-11T00:00:00 | 2026-11-06T00:00:00 | 2026-11-06T00:00:00 | 1 | 0 | 1 | 231 | 5544 | 55316-3157 | USA | N30 | 726 | KIRK KEY INTERLOCK COMPANY LLC | 45263-8534 | KCAM00010S | ORDER PER BOM/QUOTE | PUR | Kirk lock, order per quote, mount on ABB Emax 4.2 breaker, key removeable when breaker locked open, -Stamped, Keyed "K23" | EA | EA | KIRK | TRUE |  | P | PPD | 100 |  | 77311-21-1
135361 | 1 | 3 | States | Champlin | Taylor Barrett | TRUE | 2026-08-11T00:00:00 | 2026-11-06T00:00:00 | 2026-11-06T00:00:00 | 2 | 0 | 2 | 231 | 5544 | 55316-3157 | USA | N30 | 726 | KIRK KEY INTERLOCK COMPANY LLC | 45263-8534 | KCAM00010S | ORDER PER BOM/QUOTE | PUR | Kirk lock, order per quote, mount on ABB Emax 4.2 breaker, key removeable when breaker locked open, -Stamped, Keyed "K23" | EA | EA | KIRK | TRUE |  | P | PPD | 100 |  | 77311-22-1
134932 | 1 | 12 | States | Champlin | Taylor Barrett | TRUE | 2026-07-21T00:00:00 | 2026-10-12T00:00:00 | 2026-10-12T00:00:00 | 1 | 0 | 1 | 231 | 5544 | 55316-3157 | USA | N30 | 726 | KIRK KEY INTERLOCK COMPANY LLC | 45263-8534 | KCAM00010S | ORDER PER BOM/QUOTE | PUR | Kirk lock, order per quote, mount on ABB Emax 4.2 breaker, key removeable when breaker locked open, -Stamped, Keyed "K23" | EA | EA | KIRK | TRUE |  | P | PPD | 100 |  | 77310-21
134932 | 1 | 4 | States | Champlin | Taylor Barrett | TRUE | 2026-07-21T00:00:00 | 2026-10-12T00:00:00 | 2026-10-12T00:00:00 | 2 | 0 | 2 | 231 | 5544 | 55316-3157 | USA | N30 | 726 | KIRK KEY INTERLOCK COMPANY LLC | 45263-8534 | KCAM00010S | ORDER PER BOM/QUOTE | PUR | Kirk lock, order per quote, mount on ABB Emax 4.2 breaker, key removeable when breaker locked open, -Stamped, Keyed "K23" | EA | EA | KIRK | TRUE |  | P | PPD | 100 |  | 77310-22
134932 | 1 | 1 | States | Champlin | Taylor Barrett | TRUE | 2026-07-21T00:00:00 | 2026-10-12T00:00:00 | 2026-10-12T00:00:00 | 2 | 0 | 2 | 231 | 5544 | 55316-3157 | USA | N30 | 726 | KIRK KEY INTERLOCK COMPANY LLC | 45263-8534 | KCAM00010S | ORDER PER BOM/QUOTE | PUR | Kirk lock, order per quote, mount on ABB Emax 4.2 breaker, key removeable when breaker locked open, -Stamped, Keyed "K23" | EA | EA | KIRK | TRUE |  | P | PPD | 100 |  | 77310-22
134932 | 1 | 13 | States | Champlin | Taylor Barrett | TRUE | 2026-07-21T00:00:00 | 2026-10-12T00:00:00 | 2026-10-12T00:00:00 | 1 | 0 | 1 | 231 | 5544 | 55316-3157 | USA | N30 | 726 | KIRK KEY INTERLOCK COMPANY LLC | 45263-8534 | KCAM00010S | ORDER PER BOM/QUOTE | PUR | Kirk lock, order per quote, mount on ABB Emax 4.2 breaker, key removeable when breaker locked open, -Stamped, Keyed "K23" | EA | EA | KIRK | TRUE |  | P | PPD | 100 |  | 77310-31-1
134932 | 1 | 10 | States | Champlin | Taylor Barrett | TRUE | 2026-07-21T00:00:00 | 2026-10-12T00:00:00 | 2026-10-12T00:00:00 | 1 | 0 | 1 | 231 | 5544 | 55316-3157 | USA | N30 | 726 | KIRK KEY INTERLOCK COMPANY LLC | 45263-8534 | KCAM00010S | ORDER PER BOM/QUOTE | PUR | Kirk lock, order per quote, mount on ABB Emax 4.2 breaker, key removeable when breaker locked open, -Stamped, Keyed "K23" | EA | EA | KIRK | TRUE |  | P | PPD | 100 |  | 77310-21
134932 | 2 | 3 | States | Champlin | Taylor Barrett | TRUE | 2026-07-21T00:00:00 | 2026-10-12T00:00:00 | 2026-10-12T00:00:00 | 1 | 0 | 1 | 614 | 3684 | 55316-3157 | USA | N30 | 726 | KIRK KEY INTERLOCK COMPANY LLC | 45263-8534 | KDL0---20SP | ORDER PER BOM/QUOTE | PUR | Type "D" (SD)- 2 Cylinder, Keys Removable When Bolt Extended, w/ Adapter Plate Cylinder 1 Key stamped "K21" to match K21 kirk key Cylinder 2 Key stamped "K22" to match K22 kirk key | EA | EA | KIRK | TRUE |  | P | PPD | 100 |  | 77310-21
134932 | 1 | 11 | States | Champlin | Taylor Barrett | TRUE | 2026-07-21T00:00:00 | 2026-10-12T00:00:00 | 2026-10-12T00:00:00 | 1 | 0 | 1 | 231 | 5544 | 55316-3157 | USA | N30 | 726 | KIRK KEY INTERLOCK COMPANY LLC | 45263-8534 | KCAM00010S | ORDER PER BOM/QUOTE | PUR | Kirk lock, order per quote, mount on ABB Emax 4.2 breaker, key removeable when breaker locked open, -Stamped, Keyed "K23" | EA | EA | KIRK | TRUE |  | P | PPD | 100 |  | 77310-21
134932 | 4 | 2 | States | Champlin | Taylor Barrett | TRUE | 2026-07-21T00:00:00 | 2026-10-12T00:00:00 |  | 1 | 0 | 1 | 1237 | 7422 | 55316-3157 | USA | N30 | 726 | KIRK KEY INTERLOCK COMPANY LLC | 45263-8534 | KSKRU41E-11S- | ORDER PER BOM/QUOTE | PUR | SKRU Type Interlock. Cover Plate Included, 120VAC Operating Voltage, LED Signal Light and Push button, Key Interchange keyed "K23" | EA | EA | KIRK | TRUE |  | P | PPD | 100 |  | 77310-22
134932 | 1 | 6 | States | Champlin | Taylor Barrett | TRUE | 2026-07-21T00:00:00 | 2026-10-12T00:00:00 | 2026-10-12T00:00:00 | 2 | 0 | 2 | 231 | 5544 | 55316-3157 | USA | N30 | 726 | KIRK KEY INTERLOCK COMPANY LLC | 45263-8534 | KCAM00010S | ORDER PER BOM/QUOTE | PUR | Kirk lock, order per quote, mount on ABB Emax 4.2 breaker, key removeable when breaker locked open, -Stamped, Keyed "K23" | EA | EA | KIRK | TRUE |  | P | PPD | 100 |  | 77310-22
134932 | 1 | 7 | States | Champlin | Taylor Barrett | TRUE | 2026-07-21T00:00:00 | 2026-10-12T00:00:00 | 2026-10-12T00:00:00 | 1 | 0 | 1 | 231 | 5544 | 55316-3157 | USA | N30 | 726 | KIRK KEY INTERLOCK COMPANY LLC | 45263-8534 | KCAM00010S | ORDER PER BOM/QUOTE | PUR | Kirk lock, order per quote, mount on ABB Emax 4.2 breaker, key removeable when breaker locked open, -Stamped, Keyed "K23" | EA | EA | KIRK | TRUE |  | P | PPD | 100 |  | 77310-21
134932 | 1 | 5 | States | Champlin | Taylor Barrett | TRUE | 2026-07-21T00:00:00 | 2026-10-12T00:00:00 | 2026-10-12T00:00:00 | 2 | 0 | 2 | 231 | 5544 | 55316-3157 | USA | N30 | 726 | KIRK KEY INTERLOCK COMPANY LLC | 45263-8534 | KCAM00010S | ORDER PER BOM/QUOTE | PUR | Kirk lock, order per quote, mount on ABB Emax 4.2 breaker, key removeable when breaker locked open, -Stamped, Keyed "K23" | EA | EA | KIRK | TRUE |  | P | PPD | 100 |  | 77310-22
134932 | 1 | 9 | States | Champlin | Taylor Barrett | TRUE | 2026-07-21T00:00:00 | 2026-10-12T00:00:00 | 2026-10-12T00:00:00 | 1 | 0 | 1 | 231 | 5544 | 55316-3157 | USA | N30 | 726 | KIRK KEY INTERLOCK COMPANY LLC | 45263-8534 | KCAM00010S | ORDER PER BOM/QUOTE | PUR | Kirk lock, order per quote, mount on ABB Emax 4.2 breaker, key removeable when breaker locked open, -Stamped, Keyed "K23" | EA | EA | KIRK | TRUE |  | P | PPD | 100 |  | 77310-21
134932 | 2 | 5 | States | Champlin | Taylor Barrett | TRUE | 2026-07-21T00:00:00 | 2026-10-12T00:00:00 | 2026-10-12T00:00:00 | 1 | 0 | 1 | 614 | 3684 | 55316-3157 | USA | N30 | 726 | KIRK KEY INTERLOCK COMPANY LLC | 45263-8534 | KDL0---20SP | ORDER PER BOM/QUOTE | PUR | Type "D" (SD)- 2 Cylinder, Keys Removable When Bolt Extended, w/ Adapter Plate Cylinder 1 Key stamped "K21" to match K21 kirk key Cylinder 2 Key stamped "K22" to match K22 kirk key | EA | EA | KIRK | TRUE |  | P | PPD | 100 |  | 77310-31-1
134932 | 4 | 4 | States | Champlin | Taylor Barrett | TRUE | 2026-07-21T00:00:00 | 2026-10-12T00:00:00 |  | 1 | 0 | 1 | 1237 | 7422 | 55316-3157 | USA | N30 | 726 | KIRK KEY INTERLOCK COMPANY LLC | 45263-8534 | KSKRU41E-11S- | ORDER PER BOM/QUOTE | PUR | SKRU Type Interlock. Cover Plate Included, 120VAC Operating Voltage, LED Signal Light and Push button, Key Interchange keyed "K23" | EA | EA | KIRK | TRUE |  | P | PPD | 100 |  | 77310-22
134932 | 2 | 6 | States | Champlin | Taylor Barrett | TRUE | 2026-07-21T00:00:00 | 2026-10-12T00:00:00 | 2026-10-12T00:00:00 | 1 | 0 | 1 | 614 | 3684 | 55316-3157 | USA | N30 | 726 | KIRK KEY INTERLOCK COMPANY LLC | 45263-8534 | KDL0---20SP | ORDER PER BOM/QUOTE | PUR | Type "D" (SD)- 2 Cylinder, Keys Removable When Bolt Extended, w/ Adapter Plate Cylinder 1 Key stamped "K21" to match K21 kirk key Cylinder 2 Key stamped "K22" to match K22 kirk key | EA | EA | KIRK | TRUE |  | P | PPD | 100 |  | 77310-31-1
134932 | 1 | 16 | States | Champlin | Taylor Barrett | TRUE | 2026-07-21T00:00:00 | 2026-10-12T00:00:00 | 2026-10-12T00:00:00 | 1 | 0 | 1 | 231 | 5544 | 55316-3157 | USA | N30 | 726 | KIRK KEY INTERLOCK COMPANY LLC | 45263-8534 | KCAM00010S | ORDER PER BOM/QUOTE | PUR | Kirk lock, order per quote, mount on ABB Emax 4.2 breaker, key removeable when breaker locked open, -Stamped, Keyed "K23" | EA | EA | KIRK | TRUE |  | P | PPD | 100 |  | 77310-31-1
134932 | 1 | 3 | States | Champlin | Taylor Barrett | TRUE | 2026-07-21T00:00:00 | 2026-10-12T00:00:00 | 2026-10-12T00:00:00 | 2 | 0 | 2 | 231 | 5544 | 55316-3157 | USA | N30 | 726 | KIRK KEY INTERLOCK COMPANY LLC | 45263-8534 | KCAM00010S | ORDER PER BOM/QUOTE | PUR | Kirk lock, order per quote, mount on ABB Emax 4.2 breaker, key removeable when breaker locked open, -Stamped, Keyed "K23" | EA | EA | KIRK | TRUE |  | P | PPD | 100 |  | 77310-22
134932 | 4 | 3 | States | Champlin | Taylor Barrett | TRUE | 2026-07-21T00:00:00 | 2026-10-12T00:00:00 |  | 1 | 0 | 1 | 1237 | 7422 | 55316-3157 | USA | N30 | 726 | KIRK KEY INTERLOCK COMPANY LLC | 45263-8534 | KSKRU41E-11S- | ORDER PER BOM/QUOTE | PUR | SKRU Type Interlock. Cover Plate Included, 120VAC Operating Voltage, LED Signal Light and Push button, Key Interchange keyed "K23" | EA | EA | KIRK | TRUE |  | P | PPD | 100 |  | 77310-22
134932 | 1 | 17 | States | Champlin | Taylor Barrett | TRUE | 2026-07-21T00:00:00 | 2026-10-12T00:00:00 | 2026-10-12T00:00:00 | 1 | 0 | 1 | 231 | 5544 | 55316-3157 | USA | N30 | 726 | KIRK KEY INTERLOCK COMPANY LLC | 45263-8534 | KCAM00010S | ORDER PER BOM/QUOTE | PUR | Kirk lock, order per quote, mount on ABB Emax 4.2 breaker, key removeable when breaker locked open, -Stamped, Keyed "K23" | EA | EA | KIRK | TRUE |  | P | PPD | 100 |  | 77310-31-1
134932 | 1 | 8 | States | Champlin | Taylor Barrett | TRUE | 2026-07-21T00:00:00 | 2026-10-12T00:00:00 | 2026-10-12T00:00:00 | 1 | 0 | 1 | 231 | 5544 | 55316-3157 | USA | N30 | 726 | KIRK KEY INTERLOCK COMPANY LLC | 45263-8534 | KCAM00010S | ORDER PER BOM/QUOTE | PUR | Kirk lock, order per quote, mount on ABB Emax 4.2 breaker, key removeable when breaker locked open, -Stamped, Keyed "K23" | EA | EA | KIRK | TRUE |  | P | PPD | 100 |  | 77310-21
134932 | 2 | 2 | States | Champlin | Taylor Barrett | TRUE | 2026-07-21T00:00:00 | 2026-10-12T00:00:00 | 2026-10-12T00:00:00 | 1 | 0 | 1 | 614 | 3684 | 55316-3157 | USA | N30 | 726 | KIRK KEY INTERLOCK COMPANY LLC | 45263-8534 | KDL0---20SP | ORDER PER BOM/QUOTE | PUR | Type "D" (SD)- 2 Cylinder, Keys Removable When Bolt Extended, w/ Adapter Plate Cylinder 1 Key stamped "K21" to match K21 kirk key Cylinder 2 Key stamped "K22" to match K22 kirk key | EA | EA | KIRK | TRUE |  | P | PPD | 100 |  | 77310-21
134932 | 2 | 4 | States | Champlin | Taylor Barrett | TRUE | 2026-07-21T00:00:00 | 2026-10-12T00:00:00 | 2026-10-12T00:00:00 | 1 | 0 | 1 | 614 | 3684 | 55316-3157 | USA | N30 | 726 | KIRK KEY INTERLOCK COMPANY LLC | 45263-8534 | KDL0---20SP | ORDER PER BOM/QUOTE | PUR | Type "D" (SD)- 2 Cylinder, Keys Removable When Bolt Extended, w/ Adapter Plate Cylinder 1 Key stamped "K21" to match K21 kirk key Cylinder 2 Key stamped "K22" to match K22 kirk key | EA | EA | KIRK | TRUE |  | P | PPD | 100 |  | 77310-31-1
134932 | 4 | 5 | States | Champlin | Taylor Barrett | TRUE | 2026-07-21T00:00:00 | 2026-10-12T00:00:00 |  | 1 | 0 | 1 | 1237 | 7422 | 55316-3157 | USA | N30 | 726 | KIRK KEY INTERLOCK COMPANY LLC | 45263-8534 | KSKRU41E-11S- | ORDER PER BOM/QUOTE | PUR | SKRU Type Interlock. Cover Plate Included, 120VAC Operating Voltage, LED Signal Light and Push button, Key Interchange keyed "K23" | EA | EA | KIRK | TRUE |  | P | PPD | 100 |  | 77310-22
134932 | 1 | 18 | States | Champlin | Taylor Barrett | TRUE | 2026-07-21T00:00:00 | 2026-10-12T00:00:00 | 2026-10-12T00:00:00 | 1 | 0 | 1 | 231 | 5544 | 55316-3157 | USA | N30 | 726 | KIRK KEY INTERLOCK COMPANY LLC | 45263-8534 | KCAM00010S | ORDER PER BOM/QUOTE | PUR | Kirk lock, order per quote, mount on ABB Emax 4.2 breaker, key removeable when breaker locked open, -Stamped, Keyed "K23" | EA | EA | KIRK | TRUE |  | P | PPD | 100 |  | 77310-31-1
134932 | 1 | 14 | States | Champlin | Taylor Barrett | TRUE | 2026-07-21T00:00:00 | 2026-10-12T00:00:00 | 2026-10-12T00:00:00 | 1 | 0 | 1 | 231 | 5544 | 55316-3157 | USA | N30 | 726 | KIRK KEY INTERLOCK COMPANY LLC | 45263-8534 | KCAM00010S | ORDER PER BOM/QUOTE | PUR | Kirk lock, order per quote, mount on ABB Emax 4.2 breaker, key removeable when breaker locked open, -Stamped, Keyed "K23" | EA | EA | KIRK | TRUE |  | P | PPD | 100 |  | 77310-31-1
134932 | 1 | 15 | States | Champlin | Taylor Barrett | TRUE | 2026-07-21T00:00:00 | 2026-10-12T00:00:00 | 2026-10-12T00:00:00 | 1 | 0 | 1 | 231 | 5544 | 55316-3157 | USA | N30 | 726 | KIRK KEY INTERLOCK COMPANY LLC | 45263-8534 | KCAM00010S | ORDER PER BOM/QUOTE | PUR | Kirk lock, order per quote, mount on ABB Emax 4.2 breaker, key removeable when breaker locked open, -Stamped, Keyed "K23" | EA | EA | KIRK | TRUE |  | P | PPD | 100 |  | 77310-31-1
134932 | 1 | 2 | States | Champlin | Taylor Barrett | TRUE | 2026-07-21T00:00:00 | 2026-10-12T00:00:00 | 2026-10-12T00:00:00 | 2 | 0 | 2 | 231 | 5544 | 55316-3157 | USA | N30 | 726 | KIRK KEY INTERLOCK COMPANY LLC | 45263-8534 | KCAM00010S | ORDER PER BOM/QUOTE | PUR | Kirk lock, order per quote, mount on ABB Emax 4.2 breaker, key removeable when breaker locked open, -Stamped, Keyed "K23" | EA | EA | KIRK | TRUE |  | P | PPD | 100 |  | 77310-22
134932 | 4 | 6 | States | Champlin | Taylor Barrett | TRUE | 2026-07-21T00:00:00 | 2026-10-12T00:00:00 |  | 1 | 0 | 1 | 1237 | 7422 | 55316-3157 | USA | N30 | 726 | KIRK KEY INTERLOCK COMPANY LLC | 45263-8534 | KSKRU41E-11S- | ORDER PER BOM/QUOTE | PUR | SKRU Type Interlock. Cover Plate Included, 120VAC Operating Voltage, LED Signal Light and Push button, Key Interchange keyed "K23" | EA | EA | KIRK | TRUE |  | P | PPD | 100 |  | 77310-22
134932 | 2 | 1 | States | Champlin | Taylor Barrett | TRUE | 2026-07-21T00:00:00 | 2026-10-12T00:00:00 | 2026-10-12T00:00:00 | 1 | 0 | 1 | 614 | 3684 | 55316-3157 | USA | N30 | 726 | KIRK KEY INTERLOCK COMPANY LLC | 45263-8534 | KDL0---20SP | ORDER PER BOM/QUOTE | PUR | Type "D" (SD)- 2 Cylinder, Keys Removable When Bolt Extended, w/ Adapter Plate Cylinder 1 Key stamped "K21" to match K21 kirk key Cylinder 2 Key stamped "K22" to match K22 kirk key | EA | EA | KIRK | TRUE |  | P | PPD | 100 |  | 77310-21
134932 | 4 | 1 | States | Champlin | Taylor Barrett | TRUE | 2026-07-21T00:00:00 | 2026-10-12T00:00:00 |  | 1 | 0 | 1 | 1237 | 7422 | 55316-3157 | USA | N30 | 726 | KIRK KEY INTERLOCK COMPANY LLC | 45263-8534 | KSKRU41E-11S- | ORDER PER BOM/QUOTE | PUR | SKRU Type Interlock. Cover Plate Included, 120VAC Operating Voltage, LED Signal Light and Push button, Key Interchange keyed "K23" | EA | EA | KIRK | TRUE |  | P | PPD | 100 |  | 77310-22
135366 | 2 | 1 | States | Champlin | Taylor Barrett | TRUE | 2026-08-11T00:00:00 | 2026-11-02T00:00:00 | 2026-11-02T00:00:00 | 1 | 0 | 1 | 653 | 3918 | 55316-3157 | USA | N30 | 726 | KIRK KEY INTERLOCK COMPANY LLC | 45263-8534 | KDL0---20SP | ORDER PER BOM/QUOTE | PUR | "Type ""D"" (SD)- 2 Cylinder, Keys Removable When Bolt Extended, w/ Adapter Plate Cylinder 1 Key stamped ""K21"" to match K21 kirk key Cylinder 2 Key stamped ""K22"" to match K22 kirk key" | EA | EA | KIRK | TRUE |  | P | PPD | 100 |  | 77313-22-1
135366 | 1 | 5 | States | Champlin | Taylor Barrett | TRUE | 2026-08-11T00:00:00 | 2026-11-02T00:00:00 | 2026-11-02T00:00:00 | 2 | 0 | 2 | 231 | 5544 | 55316-3157 | USA | N30 | 726 | KIRK KEY INTERLOCK COMPANY LLC | 45263-8534 | KCAM00010S | ORDER PER BOM/QUOTE | PUR | Kirk lock, order per quote, mount on ABB Emax 4.2 breaker, key removeable when breaker locked open, -Stamped, Keyed "K23" | EA | EA | KIRK | TRUE |  | P | PPD | 100 |  | 77313-23-1
135366 | 3 | 5 | States | Champlin | Taylor Barrett | TRUE | 2026-08-11T00:00:00 | 2026-11-02T00:00:00 | 2026-11-02T00:00:00 | 1 | 0 | 1 | 1237 | 7422 | 55316-3157 | USA | N30 | 726 | KIRK KEY INTERLOCK COMPANY LLC | 45263-8534 | KSKRU41E-11S- | ORDER PER BOM/QUOTE | PUR | SKRU Type Interlock. Cover Plate Included, 120VAC Operating Voltage, LED Signal Light and Push button, Key Interchange keyed "K23" | EA | EA | KIRK | TRUE |  | P | PPD | 100 |  | 77313-23-1
135366 | 1 | 1 | States | Champlin | Taylor Barrett | TRUE | 2026-08-11T00:00:00 | 2026-11-02T00:00:00 | 2026-11-02T00:00:00 | 2 | 0 | 2 | 231 | 5544 | 55316-3157 | USA | N30 | 726 | KIRK KEY INTERLOCK COMPANY LLC | 45263-8534 | KCAM00010S | ORDER PER BOM/QUOTE | PUR | Kirk lock, order per quote, mount on ABB Emax 4.2 breaker, key removeable when breaker locked open, -Stamped, Keyed "K23" | EA | EA | KIRK | TRUE |  | P | PPD | 100 |  | 77313-23-1
135366 | 1 | 14 | States | Champlin | Taylor Barrett | TRUE | 2026-08-11T00:00:00 | 2026-11-02T00:00:00 | 2026-11-02T00:00:00 | 1 | 0 | 1 | 231 | 5544 | 55316-3157 | USA | N30 | 726 | KIRK KEY INTERLOCK COMPANY LLC | 45263-8534 | KCAM00010S | ORDER PER BOM/QUOTE | PUR | Kirk lock, order per quote, mount on ABB Emax 4.2 breaker, key removeable when breaker locked open, -Stamped, Keyed "K23" | EA | EA | KIRK | TRUE |  | P | PPD | 100 |  | 77313-32-1
135366 | 1 | 3 | States | Champlin | Taylor Barrett | TRUE | 2026-08-11T00:00:00 | 2026-11-02T00:00:00 | 2026-11-02T00:00:00 | 2 | 0 | 2 | 231 | 5544 | 55316-3157 | USA | N30 | 726 | KIRK KEY INTERLOCK COMPANY LLC | 45263-8534 | KCAM00010S | ORDER PER BOM/QUOTE | PUR | Kirk lock, order per quote, mount on ABB Emax 4.2 breaker, key removeable when breaker locked open, -Stamped, Keyed "K23" | EA | EA | KIRK | TRUE |  | P | PPD | 100 |  | 77313-23-1
135366 | 2 | 2 | States | Champlin | Taylor Barrett | TRUE | 2026-08-11T00:00:00 | 2026-11-02T00:00:00 | 2026-11-02T00:00:00 | 1 | 0 | 1 | 653 | 3918 | 55316-3157 | USA | N30 | 726 | KIRK KEY INTERLOCK COMPANY LLC | 45263-8534 | KDL0---20SP | ORDER PER BOM/QUOTE | PUR | "Type ""D"" (SD)- 2 Cylinder, Keys Removable When Bolt Extended, w/ Adapter Plate Cylinder 1 Key stamped ""K21"" to match K21 kirk key Cylinder 2 Key stamped ""K22"" to match K22 kirk key" | EA | EA | KIRK | TRUE |  | P | PPD | 100 |  | 77313-22-1
135366 | 1 | 7 | States | Champlin | Taylor Barrett | TRUE | 2026-08-11T00:00:00 | 2026-11-02T00:00:00 | 2026-11-02T00:00:00 | 1 | 0 | 1 | 231 | 5544 | 55316-3157 | USA | N30 | 726 | KIRK KEY INTERLOCK COMPANY LLC | 45263-8534 | KCAM00010S | ORDER PER BOM/QUOTE | PUR | Kirk lock, order per quote, mount on ABB Emax 4.2 breaker, key removeable when breaker locked open, -Stamped, Keyed "K23" | EA | EA | KIRK | TRUE |  | P | PPD | 100 |  | 77313-22-1
135366 | 2 | 6 | States | Champlin | Taylor Barrett | TRUE | 2026-08-11T00:00:00 | 2026-11-02T00:00:00 | 2026-11-02T00:00:00 | 1 | 0 | 1 | 653 | 3918 | 55316-3157 | USA | N30 | 726 | KIRK KEY INTERLOCK COMPANY LLC | 45263-8534 | KDL0---20SP | ORDER PER BOM/QUOTE | PUR | "Type ""D"" (SD)- 2 Cylinder, Keys Removable When Bolt Extended, w/ Adapter Plate Cylinder 1 Key stamped ""K21"" to match K21 kirk key Cylinder 2 Key stamped ""K22"" to match K22 kirk key" | EA | EA | KIRK | TRUE |  | P | PPD | 100 |  | 77313-32-1
135366 | 3 | 1 | States | Champlin | Taylor Barrett | TRUE | 2026-08-11T00:00:00 | 2026-11-02T00:00:00 | 2026-11-02T00:00:00 | 1 | 0 | 1 | 1237 | 7422 | 55316-3157 | USA | N30 | 726 | KIRK KEY INTERLOCK COMPANY LLC | 45263-8534 | KSKRU41E-11S- | ORDER PER BOM/QUOTE | PUR | SKRU Type Interlock. Cover Plate Included, 120VAC Operating Voltage, LED Signal Light and Push button, Key Interchange keyed "K23" | EA | EA | KIRK | TRUE |  | P | PPD | 100 |  | 77313-23-1
135366 | 2 | 4 | States | Champlin | Taylor Barrett | TRUE | 2026-08-11T00:00:00 | 2026-11-02T00:00:00 | 2026-11-02T00:00:00 | 1 | 0 | 1 | 653 | 3918 | 55316-3157 | USA | N30 | 726 | KIRK KEY INTERLOCK COMPANY LLC | 45263-8534 | KDL0---20SP | ORDER PER BOM/QUOTE | PUR | "Type ""D"" (SD)- 2 Cylinder, Keys Removable When Bolt Extended, w/ Adapter Plate Cylinder 1 Key stamped ""K21"" to match K21 kirk key Cylinder 2 Key stamped ""K22"" to match K22 kirk key" | EA | EA | KIRK | TRUE |  | P | PPD | 100 |  | 77313-32-1
135366 | 1 | 9 | States | Champlin | Taylor Barrett | TRUE | 2026-08-11T00:00:00 | 2026-11-02T00:00:00 | 2026-11-02T00:00:00 | 1 | 0 | 1 | 231 | 5544 | 55316-3157 | USA | N30 | 726 | KIRK KEY INTERLOCK COMPANY LLC | 45263-8534 | KCAM00010S | ORDER PER BOM/QUOTE | PUR | Kirk lock, order per quote, mount on ABB Emax 4.2 breaker, key removeable when breaker locked open, -Stamped, Keyed "K23" | EA | EA | KIRK | TRUE |  | P | PPD | 100 |  | 77313-22-1
135366 | 1 | 10 | States | Champlin | Taylor Barrett | TRUE | 2026-08-11T00:00:00 | 2026-11-02T00:00:00 | 2026-11-02T00:00:00 | 1 | 0 | 1 | 231 | 5544 | 55316-3157 | USA | N30 | 726 | KIRK KEY INTERLOCK COMPANY LLC | 45263-8534 | KCAM00010S | ORDER PER BOM/QUOTE | PUR | Kirk lock, order per quote, mount on ABB Emax 4.2 breaker, key removeable when breaker locked open, -Stamped, Keyed "K23" | EA | EA | KIRK | TRUE |  | P | PPD | 100 |  | 77313-22-1
135366 | 1 | 12 | States | Champlin | Taylor Barrett | TRUE | 2026-08-11T00:00:00 | 2026-11-02T00:00:00 | 2026-11-02T00:00:00 | 1 | 0 | 1 | 231 | 5544 | 55316-3157 | USA | N30 | 726 | KIRK KEY INTERLOCK COMPANY LLC | 45263-8534 | KCAM00010S | ORDER PER BOM/QUOTE | PUR | Kirk lock, order per quote, mount on ABB Emax 4.2 breaker, key removeable when breaker locked open, -Stamped, Keyed "K23" | EA | EA | KIRK | TRUE |  | P | PPD | 100 |  | 77313-22-1
135366 | 3 | 3 | States | Champlin | Taylor Barrett | TRUE | 2026-08-11T00:00:00 | 2026-11-02T00:00:00 | 2026-11-02T00:00:00 | 1 | 0 | 1 | 1237 | 7422 | 55316-3157 | USA | N30 | 726 | KIRK KEY INTERLOCK COMPANY LLC | 45263-8534 | KSKRU41E-11S- | ORDER PER BOM/QUOTE | PUR | SKRU Type Interlock. Cover Plate Included, 120VAC Operating Voltage, LED Signal Light and Push button, Key Interchange keyed "K23" | EA | EA | KIRK | TRUE |  | P | PPD | 100 |  | 77313-23-1
135366 | 3 | 4 | States | Champlin | Taylor Barrett | TRUE | 2026-08-11T00:00:00 | 2026-11-02T00:00:00 | 2026-11-02T00:00:00 | 1 | 0 | 1 | 1237 | 7422 | 55316-3157 | USA | N30 | 726 | KIRK KEY INTERLOCK COMPANY LLC | 45263-8534 | KSKRU41E-11S- | ORDER PER BOM/QUOTE | PUR | SKRU Type Interlock. Cover Plate Included, 120VAC Operating Voltage, LED Signal Light and Push button, Key Interchange keyed "K23" | EA | EA | KIRK | TRUE |  | P | PPD | 100 |  | 77313-23-1
135366 | 1 | 2 | States | Champlin | Taylor Barrett | TRUE | 2026-08-11T00:00:00 | 2026-11-02T00:00:00 | 2026-11-02T00:00:00 | 2 | 0 | 2 | 231 | 5544 | 55316-3157 | USA | N30 | 726 | KIRK KEY INTERLOCK COMPANY LLC | 45263-8534 | KCAM00010S | ORDER PER BOM/QUOTE | PUR | Kirk lock, order per quote, mount on ABB Emax 4.2 breaker, key removeable when breaker locked open, -Stamped, Keyed "K23" | EA | EA | KIRK | TRUE |  | P | PPD | 100 |  | 77313-23-1
135366 | 3 | 6 | States | Champlin | Taylor Barrett | TRUE | 2026-08-11T00:00:00 | 2026-11-02T00:00:00 | 2026-11-02T00:00:00 | 1 | 0 | 1 | 1237 | 7422 | 55316-3157 | USA | N30 | 726 | KIRK KEY INTERLOCK COMPANY LLC | 45263-8534 | KSKRU41E-11S- | ORDER PER BOM/QUOTE | PUR | SKRU Type Interlock. Cover Plate Included, 120VAC Operating Voltage, LED Signal Light and Push button, Key Interchange keyed "K23" | EA | EA | KIRK | TRUE |  | P | PPD | 100 |  | 77313-23-1
135366 | 1 | 16 | States | Champlin | Taylor Barrett | TRUE | 2026-08-11T00:00:00 | 2026-11-02T00:00:00 | 2026-11-02T00:00:00 | 1 | 0 | 1 | 231 | 5544 | 55316-3157 | USA | N30 | 726 | KIRK KEY INTERLOCK COMPANY LLC | 45263-8534 | KCAM00010S | ORDER PER BOM/QUOTE | PUR | Kirk lock, order per quote, mount on ABB Emax 4.2 breaker, key removeable when breaker locked open, -Stamped, Keyed "K23" | EA | EA | KIRK | TRUE |  | P | PPD | 100 |  | 77313-32-1
135366 | 2 | 3 | States | Champlin | Taylor Barrett | TRUE | 2026-08-11T00:00:00 | 2026-11-02T00:00:00 | 2026-11-02T00:00:00 | 1 | 0 | 1 | 653 | 3918 | 55316-3157 | USA | N30 | 726 | KIRK KEY INTERLOCK COMPANY LLC | 45263-8534 | KDL0---20SP | ORDER PER BOM/QUOTE | PUR | "Type ""D"" (SD)- 2 Cylinder, Keys Removable When Bolt Extended, w/ Adapter Plate Cylinder 1 Key stamped ""K21"" to match K21 kirk key Cylinder 2 Key stamped ""K22"" to match K22 kirk key" | EA | EA | KIRK | TRUE |  | P | PPD | 100 |  | 77313-22-1
135366 | 1 | 4 | States | Champlin | Taylor Barrett | TRUE | 2026-08-11T00:00:00 | 2026-11-02T00:00:00 | 2026-11-02T00:00:00 | 2 | 0 | 2 | 231 | 5544 | 55316-3157 | USA | N30 | 726 | KIRK KEY INTERLOCK COMPANY LLC | 45263-8534 | KCAM00010S | ORDER PER BOM/QUOTE | PUR | Kirk lock, order per quote, mount on ABB Emax 4.2 breaker, key removeable when breaker locked open, -Stamped, Keyed "K23" | EA | EA | KIRK | TRUE |  | P | PPD | 100 |  | 77313-23-1
135366 | 1 | 15 | States | Champlin | Taylor Barrett | TRUE | 2026-08-11T00:00:00 | 2026-11-02T00:00:00 | 2026-11-02T00:00:00 | 1 | 0 | 1 | 231 | 5544 | 55316-3157 | USA | N30 | 726 | KIRK KEY INTERLOCK COMPANY LLC | 45263-8534 | KCAM00010S | ORDER PER BOM/QUOTE | PUR | Kirk lock, order per quote, mount on ABB Emax 4.2 breaker, key removeable when breaker locked open, -Stamped, Keyed "K23" | EA | EA | KIRK | TRUE |  | P | PPD | 100 |  | 77313-32-1
135366 | 1 | 18 | States | Champlin | Taylor Barrett | TRUE | 2026-08-11T00:00:00 | 2026-11-02T00:00:00 | 2026-11-02T00:00:00 | 1 | 0 | 1 | 231 | 5544 | 55316-3157 | USA | N30 | 726 | KIRK KEY INTERLOCK COMPANY LLC | 45263-8534 | KCAM00010S | ORDER PER BOM/QUOTE | PUR | Kirk lock, order per quote, mount on ABB Emax 4.2 breaker, key removeable when breaker locked open, -Stamped, Keyed "K23" | EA | EA | KIRK | TRUE |  | P | PPD | 100 |  | 77313-32-1
135366 | 3 | 2 | States | Champlin | Taylor Barrett | TRUE | 2026-08-11T00:00:00 | 2026-11-02T00:00:00 | 2026-11-02T00:00:00 | 1 | 0 | 1 | 1237 | 7422 | 55316-3157 | USA | N30 | 726 | KIRK KEY INTERLOCK COMPANY LLC | 45263-8534 | KSKRU41E-11S- | ORDER PER BOM/QUOTE | PUR | SKRU Type Interlock. Cover Plate Included, 120VAC Operating Voltage, LED Signal Light and Push button, Key Interchange keyed "K23" | EA | EA | KIRK | TRUE |  | P | PPD | 100 |  | 77313-23-1
135366 | 1 | 8 | States | Champlin | Taylor Barrett | TRUE | 2026-08-11T00:00:00 | 2026-11-02T00:00:00 | 2026-11-02T00:00:00 | 1 | 0 | 1 | 231 | 5544 | 55316-3157 | USA | N30 | 726 | KIRK KEY INTERLOCK COMPANY LLC | 45263-8534 | KCAM00010S | ORDER PER BOM/QUOTE | PUR | Kirk lock, order per quote, mount on ABB Emax 4.2 breaker, key removeable when breaker locked open, -Stamped, Keyed "K23" | EA | EA | KIRK | TRUE |  | P | PPD | 100 |  | 77313-22-1
135366 | 2 | 5 | States | Champlin | Taylor Barrett | TRUE | 2026-08-11T00:00:00 | 2026-11-02T00:00:00 | 2026-11-02T00:00:00 | 1 | 0 | 1 | 653 | 3918 | 55316-3157 | USA | N30 | 726 | KIRK KEY INTERLOCK COMPANY LLC | 45263-8534 | KDL0---20SP | ORDER PER BOM/QUOTE | PUR | "Type ""D"" (SD)- 2 Cylinder, Keys Removable When Bolt Extended, w/ Adapter Plate Cylinder 1 Key stamped ""K21"" to match K21 kirk key Cylinder 2 Key stamped ""K22"" to match K22 kirk key" | EA | EA | KIRK | TRUE |  | P | PPD | 100 |  | 77313-32-1
135366 | 1 | 6 | States | Champlin | Taylor Barrett | TRUE | 2026-08-11T00:00:00 | 2026-11-02T00:00:00 | 2026-11-02T00:00:00 | 2 | 0 | 2 | 231 | 5544 | 55316-3157 | USA | N30 | 726 | KIRK KEY INTERLOCK COMPANY LLC | 45263-8534 | KCAM00010S | ORDER PER BOM/QUOTE | PUR | Kirk lock, order per quote, mount on ABB Emax 4.2 breaker, key removeable when breaker locked open, -Stamped, Keyed "K23" | EA | EA | KIRK | TRUE |  | P | PPD | 100 |  | 77313-23-1
135366 | 1 | 13 | States | Champlin | Taylor Barrett | TRUE | 2026-08-11T00:00:00 | 2026-11-02T00:00:00 | 2026-11-02T00:00:00 | 1 | 0 | 1 | 231 | 5544 | 55316-3157 | USA | N30 | 726 | KIRK KEY INTERLOCK COMPANY LLC | 45263-8534 | KCAM00010S | ORDER PER BOM/QUOTE | PUR | Kirk lock, order per quote, mount on ABB Emax 4.2 breaker, key removeable when breaker locked open, -Stamped, Keyed "K23" | EA | EA | KIRK | TRUE |  | P | PPD | 100 |  | 77313-32-1
135366 | 1 | 11 | States | Champlin | Taylor Barrett | TRUE | 2026-08-11T00:00:00 | 2026-11-02T00:00:00 | 2026-11-02T00:00:00 | 1 | 0 | 1 | 231 | 5544 | 55316-3157 | USA | N30 | 726 | KIRK KEY INTERLOCK COMPANY LLC | 45263-8534 | KCAM00010S | ORDER PER BOM/QUOTE | PUR | Kirk lock, order per quote, mount on ABB Emax 4.2 breaker, key removeable when breaker locked open, -Stamped, Keyed "K23" | EA | EA | KIRK | TRUE |  | P | PPD | 100 |  | 77313-22-1
135366 | 1 | 17 | States | Champlin | Taylor Barrett | TRUE | 2026-08-11T00:00:00 | 2026-11-02T00:00:00 | 2026-11-02T00:00:00 | 1 | 0 | 1 | 231 | 5544 | 55316-3157 | USA | N30 | 726 | KIRK KEY INTERLOCK COMPANY LLC | 45263-8534 | KCAM00010S | ORDER PER BOM/QUOTE | PUR | Kirk lock, order per quote, mount on ABB Emax 4.2 breaker, key removeable when breaker locked open, -Stamped, Keyed "K23" | EA | EA | KIRK | TRUE |  | P | PPD | 100 |  | 77313-32-1
133874 | 2 | 1 | States | Champlin | Taylor Barrett | TRUE | 2026-06-04T00:00:00 | 2026-06-04T00:00:00 |  | 2 | 0 | 2 | 781 | 1562 | 55316-3157 | USA | N30 | 726 | KIRK KEY INTERLOCK COMPANY LLC | 45263-8534 | KTR0---31-Duos Edge | SD Brass Body Transfer Block 3 Cylinder(s) 1 Key(s) Removable Bolt Withdrawn Stamped: (E) K2, K3 - (W) KT : Tamperproof Bolts, (reference SE25-77308) | PUR | SD Brass Body Transfer Block 3 Cylinder(s) 1 Key(s) Removable Bolt Withdrawn Stamped: (E) K2, K3 - (W) KT : Tamperproof Bolts, (reference SE25-77308) | EA | EA | KIRK | TRUE |  | P | PPD | 100 |  | 77371-2
133874 | 1 | 1 | States | Champlin | Taylor Barrett | TRUE | 2026-06-04T00:00:00 | 2026-06-04T00:00:00 |  | 8 | 0 | 8 | 231 | 1848 | 55316-3157 | USA | N30 | 726 | KIRK KEY INTERLOCK COMPANY LLC | 45263-8534 | KCAM00010-Duos Edge | SD Brass Cam Lock Key Trapped When Turned Clockwise M11 Threads Stamped: K1(qty2), K3, KT | PUR | SD Brass Cam Lock Key Trapped When Turned Clockwise M11 Threads Stamped: K1(qty2), K3, KT | EA | EA | KIRK | TRUE |  | P | PPD | 100 |  | 77371-2
133874 | 3 | 1 | States | Champlin | Taylor Barrett | TRUE | 2026-06-04T00:00:00 | 2026-06-04T00:00:00 |  | 2 | 0 | 2 | 1237 | 2474 | 55316-3157 | USA | N30 | 726 | KIRK KEY INTERLOCK COMPANY LLC | 45263-8534 | SKRU41E-11-Duos Edge | SD Brass Body Solenoid Release Unit Front Mount 120VAC Key Removable Energized With Light and Push Button Stamped: K2, (reference SE25-77308) | PUR | SD Brass Body Solenoid Release Unit Front Mount 120VAC Key Removable Energized With Light and Push Button Stamped: K2, (reference SE25-77308) | EA | EA | KIRK | TRUE |  | P | PPD | 100 |  | 77371-2
136119 | 5 | 1 | States | Champlin | Taylor Barrett | TRUE | 2026-09-15T00:00:00 | 2026-09-24T00:00:00 |  | 1 | 0 | 1 | 231 | 231 | 55316 | USA | N30 | 726 | KIRK KEY INTERLOCK COMPANY LLC | 45263-8534 | K77446-1-1-05 | KC40---10S SD, Type CN22 INTERCHANGE A1 FOR APARTMENT SKRU QUOTE QTE007691-2 | PUR | KC40---10S SD, Type CN22 INTERCHANGE A1 FOR APARTMENT SKRU QUOTE QTE007691-2 | EA | EA | KIRK | FALSE |  | P | PPD | 100 |  | 77446-1-1
136119 | 3 | 1 | States | Champlin | Taylor Barrett | TRUE | 2026-09-15T00:00:00 | 2026-09-24T00:00:00 |  | 1 | 0 | 1 | 231 | 231 | 55316 | USA | N30 | 726 | KIRK KEY INTERLOCK COMPANY LLC | 45263-8534 | K77446-1-1-03 | KC40---10S SD, Type CN22 INTERCHANGE B1 FOR APARTMENT SKRU QUOTE QTE007691-2 | PUR | KC40---10S SD, Type CN22 INTERCHANGE B1 FOR APARTMENT SKRU QUOTE QTE007691-2 | EA | EA | KIRK | FALSE |  | P | PPD | 100 |  | 77446-1-1
136119 | 2 | 1 | States | Champlin | Taylor Barrett | TRUE | 2026-09-15T00:00:00 | 2026-09-24T00:00:00 |  | 1 | 0 | 1 | 231 | 231 | 55316 | USA | N30 | 726 | KIRK KEY INTERLOCK COMPANY LLC | 45263-8534 | K77446-1-1-02 | KC40---10S SD, Type CN22 INTERCHANGE C1 QUOTE QTE007691-2 | PUR | KC40---10S SD, Type CN22 INTERCHANGE C1 QUOTE QTE007691-2 | EA | EA | KIRK | FALSE |  | P | PPD | 100 |  | 77446-1-1
136119 | 4 | 1 | States | Champlin | Taylor Barrett | TRUE | 2026-09-15T00:00:00 | 2026-09-24T00:00:00 |  | 1 | 0 | 1 | 1257 | 1257 | 55316 | USA | N30 | 726 | KIRK KEY INTERLOCK COMPANY LLC | 45263-8534 | K77446-1-1-04 | KSKRU42E-11ST-, SKRU, Cov Plt, 24VDC, 1 cyl E, LED, PB, Bolts APARTMENT STYLE A1/B1 QUOTE QTE007691-2 | PUR | KSKRU42E-11ST-, SKRU, Cov Plt, 24VDC, 1 cyl E, LED, PB, Bolts APARTMENT STYLE A1/B1 QUOTE QTE007691-2 | EA | EA | KIRK | FALSE |  | P | PPD | 100 |  | 77446-1-1
136119 | 1 | 1 | States | Champlin | Taylor Barrett | TRUE | 2026-09-15T00:00:00 | 2026-09-24T00:00:00 |  | 1 | 0 | 1 | 501 | 501 | 55316 | USA | N30 | 726 | KIRK KEY INTERLOCK COMPANY LLC | 45263-8534 | K77446-1-1-01 | KDL0---10SHFTP- SD, Type D, Std Eng, 1-Cyl, OH, FC, Bolts, Plate INTERCHANGE C1 QUOTE QTE007691-2 | PUR | KDL0---10SHFTP- SD, Type D, Std Eng, 1-Cyl, OH, FC, Bolts, Plate INTERCHANGE C1 QUOTE QTE007691-2 | EA | EA | KIRK | FALSE |  | P | PPD | 100 |  | 77446-1-1
135375 | 1 | 1 | States | Champlin | Taylor Barrett | TRUE | 2026-08-11T00:00:00 | 2026-11-05T00:00:00 | 2026-11-05T00:00:00 | 2 | 0 | 2 | 231 | 3696 | 55316-3157 | USA | N30 | 726 | KIRK KEY INTERLOCK COMPANY LLC | 45263-8534 | KCAM00010S | ORDER PER BOM/QUOTE | PUR | Kirk lock, order per quote, mount on ABB Emax 4.2 breaker, key removeable when breaker locked open, -Stamped, Keyed "K23" | EA | EA | KIRK | TRUE |  | P | PPD | 100 |  | 77318-23-1
135375 | 1 | 2 | States | Champlin | Taylor Barrett | TRUE | 2026-08-11T00:00:00 | 2026-11-05T00:00:00 | 2026-11-05T00:00:00 | 2 | 0 | 2 | 231 | 3696 | 55316-3157 | USA | N30 | 726 | KIRK KEY INTERLOCK COMPANY LLC | 45263-8534 | KCAM00010S | ORDER PER BOM/QUOTE | PUR | Kirk lock, order per quote, mount on ABB Emax 4.2 breaker, key removeable when breaker locked open, -Stamped, Keyed "K23" | EA | EA | KIRK | TRUE |  | P | PPD | 100 |  | 77318-23-1
135375 | 3 | 4 | States | Champlin | Taylor Barrett | TRUE | 2026-08-11T00:00:00 | 2026-11-05T00:00:00 | 2026-11-05T00:00:00 | 1 | 0 | 1 | 1237 | 4948 | 55316-3157 | USA | N30 | 726 | KIRK KEY INTERLOCK COMPANY LLC | 45263-8534 | KSKRU41E-11S- | ORDER PER BOM/QUOTE | PUR | SKRU Type Interlock. Cover Plate Included, 120VAC Operating Voltage, LED Signal Light and Push button, Key Interchange keyed "K23" | EA | EA | KIRK | TRUE |  | P | PPD | 100 |  | 77318-23-1
135375 | 3 | 3 | States | Champlin | Taylor Barrett | TRUE | 2026-08-11T00:00:00 | 2026-11-05T00:00:00 | 2026-11-05T00:00:00 | 1 | 0 | 1 | 1237 | 4948 | 55316-3157 | USA | N30 | 726 | KIRK KEY INTERLOCK COMPANY LLC | 45263-8534 | KSKRU41E-11S- | ORDER PER BOM/QUOTE | PUR | SKRU Type Interlock. Cover Plate Included, 120VAC Operating Voltage, LED Signal Light and Push button, Key Interchange keyed "K23" | EA | EA | KIRK | TRUE |  | P | PPD | 100 |  | 77318-23-1
135375 | 2 | 4 | States | Champlin | Taylor Barrett | TRUE | 2026-08-11T00:00:00 | 2026-11-05T00:00:00 | 2026-11-05T00:00:00 | 1 | 0 | 1 | 653 | 2612 | 55316-3157 | USA | N30 | 726 | KIRK KEY INTERLOCK COMPANY LLC | 45263-8534 | KDL0---20SP | ORDER PER BOM/QUOTE | PUR | Type "D" (SD)- 2 Cylinder, Keys Removable When Bolt Extended, w/ Adapter Plate Cylinder 1 Key stamped "K21" to match K21 kirk key Cylinder 2 Key stamped "K22" to match K22 kirk key | EA | EA | KIRK | TRUE |  | P | PPD | 100 |  | 77318-22-1
135375 | 1 | 6 | States | Champlin | Taylor Barrett | TRUE | 2026-08-11T00:00:00 | 2026-11-05T00:00:00 | 2026-11-05T00:00:00 | 1 | 0 | 1 | 231 | 3696 | 55316-3157 | USA | N30 | 726 | KIRK KEY INTERLOCK COMPANY LLC | 45263-8534 | KCAM00010S | ORDER PER BOM/QUOTE | PUR | Kirk lock, order per quote, mount on ABB Emax 4.2 breaker, key removeable when breaker locked open, -Stamped, Keyed "K23" | EA | EA | KIRK | TRUE |  | P | PPD | 100 |  | 77318-22-1
135375 | 2 | 3 | States | Champlin | Taylor Barrett | TRUE | 2026-08-11T00:00:00 | 2026-11-05T00:00:00 | 2026-11-05T00:00:00 | 1 | 0 | 1 | 653 | 2612 | 55316-3157 | USA | N30 | 726 | KIRK KEY INTERLOCK COMPANY LLC | 45263-8534 | KDL0---20SP | ORDER PER BOM/QUOTE | PUR | Type "D" (SD)- 2 Cylinder, Keys Removable When Bolt Extended, w/ Adapter Plate Cylinder 1 Key stamped "K21" to match K21 kirk key Cylinder 2 Key stamped "K22" to match K22 kirk key | EA | EA | KIRK | TRUE |  | P | PPD | 100 |  | 77318-22-1
135375 | 1 | 4 | States | Champlin | Taylor Barrett | TRUE | 2026-08-11T00:00:00 | 2026-11-05T00:00:00 | 2026-11-05T00:00:00 | 2 | 0 | 2 | 231 | 3696 | 55316-3157 | USA | N30 | 726 | KIRK KEY INTERLOCK COMPANY LLC | 45263-8534 | KCAM00010S | ORDER PER BOM/QUOTE | PUR | Kirk lock, order per quote, mount on ABB Emax 4.2 breaker, key removeable when breaker locked open, -Stamped, Keyed "K23" | EA | EA | KIRK | TRUE |  | P | PPD | 100 |  | 77318-23-1
135375 | 1 | 12 | States | Champlin | Taylor Barrett | TRUE | 2026-08-11T00:00:00 | 2026-11-05T00:00:00 | 2026-11-05T00:00:00 | 1 | 0 | 1 | 231 | 3696 | 55316-3157 | USA | N30 | 726 | KIRK KEY INTERLOCK COMPANY LLC | 45263-8534 | KCAM00010S | ORDER PER BOM/QUOTE | PUR | Kirk lock, order per quote, mount on ABB Emax 4.2 breaker, key removeable when breaker locked open, -Stamped, Keyed "K23" | EA | EA | KIRK | TRUE |  | P | PPD | 100 |  | 77318-22-1
135375 | 1 | 9 | States | Champlin | Taylor Barrett | TRUE | 2026-08-11T00:00:00 | 2026-11-05T00:00:00 | 2026-11-05T00:00:00 | 1 | 0 | 1 | 231 | 3696 | 55316-3157 | USA | N30 | 726 | KIRK KEY INTERLOCK COMPANY LLC | 45263-8534 | KCAM00010S | ORDER PER BOM/QUOTE | PUR | Kirk lock, order per quote, mount on ABB Emax 4.2 breaker, key removeable when breaker locked open, -Stamped, Keyed "K23" | EA | EA | KIRK | TRUE |  | P | PPD | 100 |  | 77318-22-1
135375 | 2 | 1 | States | Champlin | Taylor Barrett | TRUE | 2026-08-11T00:00:00 | 2026-11-05T00:00:00 | 2026-11-05T00:00:00 | 1 | 0 | 1 | 653 | 2612 | 55316-3157 | USA | N30 | 726 | KIRK KEY INTERLOCK COMPANY LLC | 45263-8534 | KDL0---20SP | ORDER PER BOM/QUOTE | PUR | Type "D" (SD)- 2 Cylinder, Keys Removable When Bolt Extended, w/ Adapter Plate Cylinder 1 Key stamped "K21" to match K21 kirk key Cylinder 2 Key stamped "K22" to match K22 kirk key | EA | EA | KIRK | TRUE |  | P | PPD | 100 |  | 77318-22-1
135375 | 2 | 2 | States | Champlin | Taylor Barrett | TRUE | 2026-08-11T00:00:00 | 2026-11-05T00:00:00 | 2026-11-05T00:00:00 | 1 | 0 | 1 | 653 | 2612 | 55316-3157 | USA | N30 | 726 | KIRK KEY INTERLOCK COMPANY LLC | 45263-8534 | KDL0---20SP | ORDER PER BOM/QUOTE | PUR | Type "D" (SD)- 2 Cylinder, Keys Removable When Bolt Extended, w/ Adapter Plate Cylinder 1 Key stamped "K21" to match K21 kirk key Cylinder 2 Key stamped "K22" to match K22 kirk key | EA | EA | KIRK | TRUE |  | P | PPD | 100 |  | 77318-22-1
135375 | 1 | 5 | States | Champlin | Taylor Barrett | TRUE | 2026-08-11T00:00:00 | 2026-11-05T00:00:00 | 2026-11-05T00:00:00 | 1 | 0 | 1 | 231 | 3696 | 55316-3157 | USA | N30 | 726 | KIRK KEY INTERLOCK COMPANY LLC | 45263-8534 | KCAM00010S | ORDER PER BOM/QUOTE | PUR | Kirk lock, order per quote, mount on ABB Emax 4.2 breaker, key removeable when breaker locked open, -Stamped, Keyed "K23" | EA | EA | KIRK | TRUE |  | P | PPD | 100 |  | 77318-22-1
135375 | 1 | 8 | States | Champlin | Taylor Barrett | TRUE | 2026-08-11T00:00:00 | 2026-11-05T00:00:00 | 2026-11-05T00:00:00 | 1 | 0 | 1 | 231 | 3696 | 55316-3157 | USA | N30 | 726 | KIRK KEY INTERLOCK COMPANY LLC | 45263-8534 | KCAM00010S | ORDER PER BOM/QUOTE | PUR | Kirk lock, order per quote, mount on ABB Emax 4.2 breaker, key removeable when breaker locked open, -Stamped, Keyed "K23" | EA | EA | KIRK | TRUE |  | P | PPD | 100 |  | 77318-22-1
135375 | 3 | 1 | States | Champlin | Taylor Barrett | TRUE | 2026-08-11T00:00:00 | 2026-11-05T00:00:00 | 2026-11-05T00:00:00 | 1 | 0 | 1 | 1237 | 4948 | 55316-3157 | USA | N30 | 726 | KIRK KEY INTERLOCK COMPANY LLC | 45263-8534 | KSKRU41E-11S- | ORDER PER BOM/QUOTE | PUR | SKRU Type Interlock. Cover Plate Included, 120VAC Operating Voltage, LED Signal Light and Push button, Key Interchange keyed "K23" | EA | EA | KIRK | TRUE |  | P | PPD | 100 |  | 77318-23-1
135375 | 1 | 10 | States | Champlin | Taylor Barrett | TRUE | 2026-08-11T00:00:00 | 2026-11-05T00:00:00 | 2026-11-05T00:00:00 | 1 | 0 | 1 | 231 | 3696 | 55316-3157 | USA | N30 | 726 | KIRK KEY INTERLOCK COMPANY LLC | 45263-8534 | KCAM00010S | ORDER PER BOM/QUOTE | PUR | Kirk lock, order per quote, mount on ABB Emax 4.2 breaker, key removeable when breaker locked open, -Stamped, Keyed "K23" | EA | EA | KIRK | TRUE |  | P | PPD | 100 |  | 77318-22-1
135375 | 1 | 7 | States | Champlin | Taylor Barrett | TRUE | 2026-08-11T00:00:00 | 2026-11-05T00:00:00 | 2026-11-05T00:00:00 | 1 | 0 | 1 | 231 | 3696 | 55316-3157 | USA | N30 | 726 | KIRK KEY INTERLOCK COMPANY LLC | 45263-8534 | KCAM00010S | ORDER PER BOM/QUOTE | PUR | Kirk lock, order per quote, mount on ABB Emax 4.2 breaker, key removeable when breaker locked open, -Stamped, Keyed "K23" | EA | EA | KIRK | TRUE |  | P | PPD | 100 |  | 77318-22-1
135375 | 1 | 3 | States | Champlin | Taylor Barrett | TRUE | 2026-08-11T00:00:00 | 2026-11-05T00:00:00 | 2026-11-05T00:00:00 | 2 | 0 | 2 | 231 | 3696 | 55316-3157 | USA | N30 | 726 | KIRK KEY INTERLOCK COMPANY LLC | 45263-8534 | KCAM00010S | ORDER PER BOM/QUOTE | PUR | Kirk lock, order per quote, mount on ABB Emax 4.2 breaker, key removeable when breaker locked open, -Stamped, Keyed "K23" | EA | EA | KIRK | TRUE |  | P | PPD | 100 |  | 77318-23-1
135375 | 3 | 2 | States | Champlin | Taylor Barrett | TRUE | 2026-08-11T00:00:00 | 2026-11-05T00:00:00 | 2026-11-05T00:00:00 | 1 | 0 | 1 | 1237 | 4948 | 55316-3157 | USA | N30 | 726 | KIRK KEY INTERLOCK COMPANY LLC | 45263-8534 | KSKRU41E-11S- | ORDER PER BOM/QUOTE | PUR | SKRU Type Interlock. Cover Plate Included, 120VAC Operating Voltage, LED Signal Light and Push button, Key Interchange keyed "K23" | EA | EA | KIRK | TRUE |  | P | PPD | 100 |  | 77318-23-1
135375 | 1 | 11 | States | Champlin | Taylor Barrett | TRUE | 2026-08-11T00:00:00 | 2026-11-05T00:00:00 | 2026-11-05T00:00:00 | 1 | 0 | 1 | 231 | 3696 | 55316-3157 | USA | N30 | 726 | KIRK KEY INTERLOCK COMPANY LLC | 45263-8534 | KCAM00010S | ORDER PER BOM/QUOTE | PUR | Kirk lock, order per quote, mount on ABB Emax 4.2 breaker, key removeable when breaker locked open, -Stamped, Keyed "K23" | EA | EA | KIRK | TRUE |  | P | PPD | 100 |  | 77318-22-1
135362 | 1 | 18 | States | Champlin | Taylor Barrett | TRUE | 2026-08-11T00:00:00 | 2026-12-07T00:00:00 | 2026-12-07T00:00:00 | 1 | 0 | 1 | 231 | 5544 | 55316-3157 | USA | N30 | 726 | KIRK KEY INTERLOCK COMPANY LLC | 45263-8534 | KCAM00010S | ORDER PER BOM/QUOTE | PUR | Kirk lock, order per quote, mount on ABB Emax 4.2 breaker, key removeable when breaker locked open, -Stamped, Keyed "K23" | EA | EA | KIRK | TRUE |  | P | PPD | 100 |  | 77312-31-1
135362 | 3 | 4 | States | Champlin | Taylor Barrett | TRUE | 2026-08-11T00:00:00 | 2026-12-07T00:00:00 | 2026-12-07T00:00:00 | 1 | 0 | 1 | 1237 | 7422 | 55316-3157 | USA | N30 | 726 | KIRK KEY INTERLOCK COMPANY LLC | 45263-8534 | KSKRU41E-11S- | ORDER PER BOM/QUOTE | PUR | SKRU Type Interlock. Cover Plate Included, 120VAC Operating Voltage, LED Signal Light and Push button, Key Interchange keyed "K23" | EA | EA | KIRK | TRUE |  | P | PPD | 100 |  | 77312-22-1
135362 | 3 | 2 | States | Champlin | Taylor Barrett | TRUE | 2026-08-11T00:00:00 | 2026-12-07T00:00:00 | 2026-12-07T00:00:00 | 1 | 0 | 1 | 1237 | 7422 | 55316-3157 | USA | N30 | 726 | KIRK KEY INTERLOCK COMPANY LLC | 45263-8534 | KSKRU41E-11S- | ORDER PER BOM/QUOTE | PUR | SKRU Type Interlock. Cover Plate Included, 120VAC Operating Voltage, LED Signal Light and Push button, Key Interchange keyed "K23" | EA | EA | KIRK | TRUE |  | P | PPD | 100 |  | 77312-22-1
135362 | 2 | 4 | States | Champlin | Taylor Barrett | TRUE | 2026-08-11T00:00:00 | 2026-12-07T00:00:00 | 2026-12-07T00:00:00 | 1 | 0 | 1 | 653 | 3918 | 55316-3157 | USA | N30 | 726 | KIRK KEY INTERLOCK COMPANY LLC | 45263-8534 | KDL0---20SP | ORDER PER BOM/QUOTE | PUR | Type "D" (SD)- 2 Cylinder, Keys Removable When Bolt Extended, w/ Adapter Plate Cylinder 1 Key stamped "K21" to match K21 kirk key Cylinder 2 Key stamped "K22" to match K22 kirk key | EA | EA | KIRK | TRUE |  | P | PPD | 100 |  | 77312-31-1
135362 | 1 | 3 | States | Champlin | Taylor Barrett | TRUE | 2026-08-11T00:00:00 | 2026-12-07T00:00:00 | 2026-12-07T00:00:00 | 2 | 0 | 2 | 231 | 5544 | 55316-3157 | USA | N30 | 726 | KIRK KEY INTERLOCK COMPANY LLC | 45263-8534 | KCAM00010S | ORDER PER BOM/QUOTE | PUR | Kirk lock, order per quote, mount on ABB Emax 4.2 breaker, key removeable when breaker locked open, -Stamped, Keyed "K23" | EA | EA | KIRK | TRUE |  | P | PPD | 100 |  | 77312-22-1
135362 | 1 | 17 | States | Champlin | Taylor Barrett | TRUE | 2026-08-11T00:00:00 | 2026-12-07T00:00:00 | 2026-12-07T00:00:00 | 1 | 0 | 1 | 231 | 5544 | 55316-3157 | USA | N30 | 726 | KIRK KEY INTERLOCK COMPANY LLC | 45263-8534 | KCAM00010S | ORDER PER BOM/QUOTE | PUR | Kirk lock, order per quote, mount on ABB Emax 4.2 breaker, key removeable when breaker locked open, -Stamped, Keyed "K23" | EA | EA | KIRK | TRUE |  | P | PPD | 100 |  | 77312-31-1
135362 | 2 | 6 | States | Champlin | Taylor Barrett | TRUE | 2026-08-11T00:00:00 | 2026-12-07T00:00:00 | 2026-12-07T00:00:00 | 1 | 0 | 1 | 653 | 3918 | 55316-3157 | USA | N30 | 726 | KIRK KEY INTERLOCK COMPANY LLC | 45263-8534 | KDL0---20SP | ORDER PER BOM/QUOTE | PUR | Type "D" (SD)- 2 Cylinder, Keys Removable When Bolt Extended, w/ Adapter Plate Cylinder 1 Key stamped "K21" to match K21 kirk key Cylinder 2 Key stamped "K22" to match K22 kirk key | EA | EA | KIRK | TRUE |  | P | PPD | 100 |  | 77312-31-1
135362 | 1 | 13 | States | Champlin | Taylor Barrett | TRUE | 2026-08-11T00:00:00 | 2026-12-07T00:00:00 | 2026-12-07T00:00:00 | 1 | 0 | 1 | 231 | 5544 | 55316-3157 | USA | N30 | 726 | KIRK KEY INTERLOCK COMPANY LLC | 45263-8534 | KCAM00010S | ORDER PER BOM/QUOTE | PUR | Kirk lock, order per quote, mount on ABB Emax 4.2 breaker, key removeable when breaker locked open, -Stamped, Keyed "K23" | EA | EA | KIRK | TRUE |  | P | PPD | 100 |  | 77312-31-1
135362 | 3 | 6 | States | Champlin | Taylor Barrett | TRUE | 2026-08-11T00:00:00 | 2026-12-07T00:00:00 | 2026-12-07T00:00:00 | 1 | 0 | 1 | 1237 | 7422 | 55316-3157 | USA | N30 | 726 | KIRK KEY INTERLOCK COMPANY LLC | 45263-8534 | KSKRU41E-11S- | ORDER PER BOM/QUOTE | PUR | SKRU Type Interlock. Cover Plate Included, 120VAC Operating Voltage, LED Signal Light and Push button, Key Interchange keyed "K23" | EA | EA | KIRK | TRUE |  | P | PPD | 100 |  | 77312-22-1
135362 | 1 | 14 | States | Champlin | Taylor Barrett | TRUE | 2026-08-11T00:00:00 | 2026-12-07T00:00:00 | 2026-12-07T00:00:00 | 1 | 0 | 1 | 231 | 5544 | 55316-3157 | USA | N30 | 726 | KIRK KEY INTERLOCK COMPANY LLC | 45263-8534 | KCAM00010S | ORDER PER BOM/QUOTE | PUR | Kirk lock, order per quote, mount on ABB Emax 4.2 breaker, key removeable when breaker locked open, -Stamped, Keyed "K23" | EA | EA | KIRK | TRUE |  | P | PPD | 100 |  | 77312-31-1
135362 | 1 | 7 | States | Champlin | Taylor Barrett | TRUE | 2026-08-11T00:00:00 | 2026-12-07T00:00:00 | 2026-12-07T00:00:00 | 1 | 0 | 1 | 231 | 5544 | 55316-3157 | USA | N30 | 726 | KIRK KEY INTERLOCK COMPANY LLC | 45263-8534 | KCAM00010S | ORDER PER BOM/QUOTE | PUR | Kirk lock, order per quote, mount on ABB Emax 4.2 breaker, key removeable when breaker locked open, -Stamped, Keyed "K23" | EA | EA | KIRK | TRUE |  | P | PPD | 100 |  | 77312-21-1
135362 | 3 | 3 | States | Champlin | Taylor Barrett | TRUE | 2026-08-11T00:00:00 | 2026-12-07T00:00:00 | 2026-12-07T00:00:00 | 1 | 0 | 1 | 1237 | 7422 | 55316-3157 | USA | N30 | 726 | KIRK KEY INTERLOCK COMPANY LLC | 45263-8534 | KSKRU41E-11S- | ORDER PER BOM/QUOTE | PUR | SKRU Type Interlock. Cover Plate Included, 120VAC Operating Voltage, LED Signal Light and Push button, Key Interchange keyed "K23" | EA | EA | KIRK | TRUE |  | P | PPD | 100 |  | 77312-22-1
135362 | 2 | 3 | States | Champlin | Taylor Barrett | TRUE | 2026-08-11T00:00:00 | 2026-12-07T00:00:00 | 2026-12-07T00:00:00 | 1 | 0 | 1 | 653 | 3918 | 55316-3157 | USA | N30 | 726 | KIRK KEY INTERLOCK COMPANY LLC | 45263-8534 | KDL0---20SP | ORDER PER BOM/QUOTE | PUR | Type "D" (SD)- 2 Cylinder, Keys Removable When Bolt Extended, w/ Adapter Plate Cylinder 1 Key stamped "K21" to match K21 kirk key Cylinder 2 Key stamped "K22" to match K22 kirk key | EA | EA | KIRK | TRUE |  | P | PPD | 100 |  | 77312-21-1
135362 | 1 | 1 | States | Champlin | Taylor Barrett | TRUE | 2026-08-11T00:00:00 | 2026-12-07T00:00:00 | 2026-12-07T00:00:00 | 2 | 0 | 2 | 231 | 5544 | 55316-3157 | USA | N30 | 726 | KIRK KEY INTERLOCK COMPANY LLC | 45263-8534 | KCAM00010S | ORDER PER BOM/QUOTE | PUR | Kirk lock, order per quote, mount on ABB Emax 4.2 breaker, key removeable when breaker locked open, -Stamped, Keyed "K23" | EA | EA | KIRK | TRUE |  | P | PPD | 100 |  | 77312-22-1
135362 | 3 | 1 | States | Champlin | Taylor Barrett | TRUE | 2026-08-11T00:00:00 | 2026-12-07T00:00:00 | 2026-12-07T00:00:00 | 1 | 0 | 1 | 1237 | 7422 | 55316-3157 | USA | N30 | 726 | KIRK KEY INTERLOCK COMPANY LLC | 45263-8534 | KSKRU41E-11S- | ORDER PER BOM/QUOTE | PUR | SKRU Type Interlock. Cover Plate Included, 120VAC Operating Voltage, LED Signal Light and Push button, Key Interchange keyed "K23" | EA | EA | KIRK | TRUE |  | P | PPD | 100 |  | 77312-22-1
135362 | 1 | 8 | States | Champlin | Taylor Barrett | TRUE | 2026-08-11T00:00:00 | 2026-12-07T00:00:00 | 2026-12-07T00:00:00 | 1 | 0 | 1 | 231 | 5544 | 55316-3157 | USA | N30 | 726 | KIRK KEY INTERLOCK COMPANY LLC | 45263-8534 | KCAM00010S | ORDER PER BOM/QUOTE | PUR | Kirk lock, order per quote, mount on ABB Emax 4.2 breaker, key removeable when breaker locked open, -Stamped, Keyed "K23" | EA | EA | KIRK | TRUE |  | P | PPD | 100 |  | 77312-21-1
135362 | 1 | 2 | States | Champlin | Taylor Barrett | TRUE | 2026-08-11T00:00:00 | 2026-12-07T00:00:00 | 2026-12-07T00:00:00 | 2 | 0 | 2 | 231 | 5544 | 55316-3157 | USA | N30 | 726 | KIRK KEY INTERLOCK COMPANY LLC | 45263-8534 | KCAM00010S | ORDER PER BOM/QUOTE | PUR | Kirk lock, order per quote, mount on ABB Emax 4.2 breaker, key removeable when breaker locked open, -Stamped, Keyed "K23" | EA | EA | KIRK | TRUE |  | P | PPD | 100 |  | 77312-22-1
135362 | 1 | 9 | States | Champlin | Taylor Barrett | TRUE | 2026-08-11T00:00:00 | 2026-12-07T00:00:00 | 2026-12-07T00:00:00 | 1 | 0 | 1 | 231 | 5544 | 55316-3157 | USA | N30 | 726 | KIRK KEY INTERLOCK COMPANY LLC | 45263-8534 | KCAM00010S | ORDER PER BOM/QUOTE | PUR | Kirk lock, order per quote, mount on ABB Emax 4.2 breaker, key removeable when breaker locked open, -Stamped, Keyed "K23" | EA | EA | KIRK | TRUE |  | P | PPD | 100 |  | 77312-21-1
135362 | 1 | 11 | States | Champlin | Taylor Barrett | TRUE | 2026-08-11T00:00:00 | 2026-12-07T00:00:00 | 2026-12-07T00:00:00 | 1 | 0 | 1 | 231 | 5544 | 55316-3157 | USA | N30 | 726 | KIRK KEY INTERLOCK COMPANY LLC | 45263-8534 | KCAM00010S | ORDER PER BOM/QUOTE | PUR | Kirk lock, order per quote, mount on ABB Emax 4.2 breaker, key removeable when breaker locked open, -Stamped, Keyed "K23" | EA | EA | KIRK | TRUE |  | P | PPD | 100 |  | 77312-21-1
135362 | 1 | 5 | States | Champlin | Taylor Barrett | TRUE | 2026-08-11T00:00:00 | 2026-12-07T00:00:00 | 2026-12-07T00:00:00 | 2 | 0 | 2 | 231 | 5544 | 55316-3157 | USA | N30 | 726 | KIRK KEY INTERLOCK COMPANY LLC | 45263-8534 | KCAM00010S | ORDER PER BOM/QUOTE | PUR | Kirk lock, order per quote, mount on ABB Emax 4.2 breaker, key removeable when breaker locked open, -Stamped, Keyed "K23" | EA | EA | KIRK | TRUE |  | P | PPD | 100 |  | 77312-22-1
135362 | 2 | 5 | States | Champlin | Taylor Barrett | TRUE | 2026-08-11T00:00:00 | 2026-12-07T00:00:00 | 2026-12-07T00:00:00 | 1 | 0 | 1 | 653 | 3918 | 55316-3157 | USA | N30 | 726 | KIRK KEY INTERLOCK COMPANY LLC | 45263-8534 | KDL0---20SP | ORDER PER BOM/QUOTE | PUR | Type "D" (SD)- 2 Cylinder, Keys Removable When Bolt Extended, w/ Adapter Plate Cylinder 1 Key stamped "K21" to match K21 kirk key Cylinder 2 Key stamped "K22" to match K22 kirk key | EA | EA | KIRK | TRUE |  | P | PPD | 100 |  | 77312-31-1
135362 | 3 | 5 | States | Champlin | Taylor Barrett | TRUE | 2026-08-11T00:00:00 | 2026-12-07T00:00:00 | 2026-12-07T00:00:00 | 1 | 0 | 1 | 1237 | 7422 | 55316-3157 | USA | N30 | 726 | KIRK KEY INTERLOCK COMPANY LLC | 45263-8534 | KSKRU41E-11S- | ORDER PER BOM/QUOTE | PUR | SKRU Type Interlock. Cover Plate Included, 120VAC Operating Voltage, LED Signal Light and Push button, Key Interchange keyed "K23" | EA | EA | KIRK | TRUE |  | P | PPD | 100 |  | 77312-22-1
135362 | 2 | 1 | States | Champlin | Taylor Barrett | TRUE | 2026-08-11T00:00:00 | 2026-12-07T00:00:00 | 2026-12-07T00:00:00 | 1 | 0 | 1 | 653 | 3918 | 55316-3157 | USA | N30 | 726 | KIRK KEY INTERLOCK COMPANY LLC | 45263-8534 | KDL0---20SP | ORDER PER BOM/QUOTE | PUR | Type "D" (SD)- 2 Cylinder, Keys Removable When Bolt Extended, w/ Adapter Plate Cylinder 1 Key stamped "K21" to match K21 kirk key Cylinder 2 Key stamped "K22" to match K22 kirk key | EA | EA | KIRK | TRUE |  | P | PPD | 100 |  | 77312-21-1
135362 | 1 | 6 | States | Champlin | Taylor Barrett | TRUE | 2026-08-11T00:00:00 | 2026-12-07T00:00:00 | 2026-12-07T00:00:00 | 2 | 0 | 2 | 231 | 5544 | 55316-3157 | USA | N30 | 726 | KIRK KEY INTERLOCK COMPANY LLC | 45263-8534 | KCAM00010S | ORDER PER BOM/QUOTE | PUR | Kirk lock, order per quote, mount on ABB Emax 4.2 breaker, key removeable when breaker locked open, -Stamped, Keyed "K23" | EA | EA | KIRK | TRUE |  | P | PPD | 100 |  | 77312-22-1
135362 | 1 | 10 | States | Champlin | Taylor Barrett | TRUE | 2026-08-11T00:00:00 | 2026-12-07T00:00:00 | 2026-12-07T00:00:00 | 1 | 0 | 1 | 231 | 5544 | 55316-3157 | USA | N30 | 726 | KIRK KEY INTERLOCK COMPANY LLC | 45263-8534 | KCAM00010S | ORDER PER BOM/QUOTE | PUR | Kirk lock, order per quote, mount on ABB Emax 4.2 breaker, key removeable when breaker locked open, -Stamped, Keyed "K23" | EA | EA | KIRK | TRUE |  | P | PPD | 100 |  | 77312-21-1
135362 | 2 | 2 | States | Champlin | Taylor Barrett | TRUE | 2026-08-11T00:00:00 | 2026-12-07T00:00:00 | 2026-12-07T00:00:00 | 1 | 0 | 1 | 653 | 3918 | 55316-3157 | USA | N30 | 726 | KIRK KEY INTERLOCK COMPANY LLC | 45263-8534 | KDL0---20SP | ORDER PER BOM/QUOTE | PUR | Type "D" (SD)- 2 Cylinder, Keys Removable When Bolt Extended, w/ Adapter Plate Cylinder 1 Key stamped "K21" to match K21 kirk key Cylinder 2 Key stamped "K22" to match K22 kirk key | EA | EA | KIRK | TRUE |  | P | PPD | 100 |  | 77312-21-1
135362 | 1 | 16 | States | Champlin | Taylor Barrett | TRUE | 2026-08-11T00:00:00 | 2026-12-07T00:00:00 | 2026-12-07T00:00:00 | 1 | 0 | 1 | 231 | 5544 | 55316-3157 | USA | N30 | 726 | KIRK KEY INTERLOCK COMPANY LLC | 45263-8534 | KCAM00010S | ORDER PER BOM/QUOTE | PUR | Kirk lock, order per quote, mount on ABB Emax 4.2 breaker, key removeable when breaker locked open, -Stamped, Keyed "K23" | EA | EA | KIRK | TRUE |  | P | PPD | 100 |  | 77312-31-1
135362 | 1 | 4 | States | Champlin | Taylor Barrett | TRUE | 2026-08-11T00:00:00 | 2026-12-07T00:00:00 | 2026-12-07T00:00:00 | 2 | 0 | 2 | 231 | 5544 | 55316-3157 | USA | N30 | 726 | KIRK KEY INTERLOCK COMPANY LLC | 45263-8534 | KCAM00010S | ORDER PER BOM/QUOTE | PUR | Kirk lock, order per quote, mount on ABB Emax 4.2 breaker, key removeable when breaker locked open, -Stamped, Keyed "K23" | EA | EA | KIRK | TRUE |  | P | PPD | 100 |  | 77312-22-1
135362 | 1 | 12 | States | Champlin | Taylor Barrett | TRUE | 2026-08-11T00:00:00 | 2026-12-07T00:00:00 | 2026-12-07T00:00:00 | 1 | 0 | 1 | 231 | 5544 | 55316-3157 | USA | N30 | 726 | KIRK KEY INTERLOCK COMPANY LLC | 45263-8534 | KCAM00010S | ORDER PER BOM/QUOTE | PUR | Kirk lock, order per quote, mount on ABB Emax 4.2 breaker, key removeable when breaker locked open, -Stamped, Keyed "K23" | EA | EA | KIRK | TRUE |  | P | PPD | 100 |  | 77312-21-1
135362 | 1 | 15 | States | Champlin | Taylor Barrett | TRUE | 2026-08-11T00:00:00 | 2026-12-07T00:00:00 | 2026-12-07T00:00:00 | 1 | 0 | 1 | 231 | 5544 | 55316-3157 | USA | N30 | 726 | KIRK KEY INTERLOCK COMPANY LLC | 45263-8534 | KCAM00010S | ORDER PER BOM/QUOTE | PUR | Kirk lock, order per quote, mount on ABB Emax 4.2 breaker, key removeable when breaker locked open, -Stamped, Keyed "K23" | EA | EA | KIRK | TRUE |  | P | PPD | 100 |  | 77312-31-1
135371 | 1 | 3 | States | Champlin | Taylor Barrett | TRUE | 2026-08-11T00:00:00 | 2026-11-02T00:00:00 | 2026-11-02T00:00:00 | 1 | 0 | 1 | 231 | 3696 | 55316-3157 | USA | N30 | 726 | KIRK KEY INTERLOCK COMPANY LLC | 45263-8534 | KCAM00010S | ORDER PER BOM/QUOTE | PUR | "Type ""C"" (SD)-Single cylinder for ABB Emax breaker Key stamped ""K21"" to match ""Type D"" kirk key" | EA | EA | KIRK | TRUE |  | P | PPD | 100 |  | 77315-20-1
135371 | 1 | 10 | States | Champlin | Taylor Barrett | TRUE | 2026-08-11T00:00:00 | 2026-11-02T00:00:00 | 2026-11-02T00:00:00 | 2 | 0 | 2 | 231 | 3696 | 55316-3157 | USA | N30 | 726 | KIRK KEY INTERLOCK COMPANY LLC | 45263-8534 | KCAM00010S | ORDER PER BOM/QUOTE | PUR | "Type ""C"" (SD)-Single cylinder for ABB Emax breaker Key stamped ""K21"" to match ""Type D"" kirk key" | EA | EA | KIRK | TRUE |  | P | PPD | 100 |  | 77315-21-1
135371 | 3 | 1 | States | Champlin | Taylor Barrett | TRUE | 2026-08-11T00:00:00 | 2026-11-02T00:00:00 | 2026-11-02T00:00:00 | 1 | 0 | 1 | 1237 | 4948 | 55316-3157 | USA | N30 | 726 | KIRK KEY INTERLOCK COMPANY LLC | 45263-8534 | KSKRU41E-11S- | ORDER PER BOM/QUOTE | PUR | SKRU Type Interlock. Cover Plate Included, 120VAC Operating Voltage, LED Signal Light and Push button, Key Interchange keyed "K23" | EA | EA | KIRK | TRUE |  | P | PPD | 100 |  | 77315-21-1
135371 | 1 | 7 | States | Champlin | Taylor Barrett | TRUE | 2026-08-11T00:00:00 | 2026-11-02T00:00:00 | 2026-11-02T00:00:00 | 1 | 0 | 1 | 231 | 3696 | 55316-3157 | USA | N30 | 726 | KIRK KEY INTERLOCK COMPANY LLC | 45263-8534 | KCAM00010S | ORDER PER BOM/QUOTE | PUR | "Type ""C"" (SD)-Single cylinder for ABB Emax breaker Key stamped ""K21"" to match ""Type D"" kirk key" | EA | EA | KIRK | TRUE |  | P | PPD | 100 |  | 77315-20-1
135371 | 3 | 4 | States | Champlin | Taylor Barrett | TRUE | 2026-08-11T00:00:00 | 2026-11-02T00:00:00 | 2026-11-02T00:00:00 | 1 | 0 | 1 | 1237 | 4948 | 55316-3157 | USA | N30 | 726 | KIRK KEY INTERLOCK COMPANY LLC | 45263-8534 | KSKRU41E-11S- | ORDER PER BOM/QUOTE | PUR | SKRU Type Interlock. Cover Plate Included, 120VAC Operating Voltage, LED Signal Light and Push button, Key Interchange keyed "K23" | EA | EA | KIRK | TRUE |  | P | PPD | 100 |  | 77315-21-1
135371 | 2 | 1 | States | Champlin | Taylor Barrett | TRUE | 2026-08-11T00:00:00 | 2026-11-02T00:00:00 | 2026-11-02T00:00:00 | 1 | 0 | 1 | 653 | 2612 | 55316-3157 | USA | N30 | 726 | KIRK KEY INTERLOCK COMPANY LLC | 45263-8534 | KDL0---20SP | ORDER PER BOM/QUOTE | PUR | "Type ""D"" (SD)- 2 Cylinder, Keys Removable When Bolt Extended, w/ Adapter Plate Cylinder 1 Key stamped ""K21"" to match K21 kirk key Cylinder 2 Key stamped ""K22"" to match K22 kirk key" | EA | EA | KIRK | TRUE |  | P | PPD | 100 |  | 77315-20-1
135371 | 2 | 4 | States | Champlin | Taylor Barrett | TRUE | 2026-08-11T00:00:00 | 2026-11-02T00:00:00 | 2026-11-02T00:00:00 | 1 | 0 | 1 | 653 | 2612 | 55316-3157 | USA | N30 | 726 | KIRK KEY INTERLOCK COMPANY LLC | 45263-8534 | KDL0---20SP | ORDER PER BOM/QUOTE | PUR | "Type ""D"" (SD)- 2 Cylinder, Keys Removable When Bolt Extended, w/ Adapter Plate Cylinder 1 Key stamped ""K21"" to match K21 kirk key Cylinder 2 Key stamped ""K22"" to match K22 kirk key" | EA | EA | KIRK | TRUE |  | P | PPD | 100 |  | 77315-20-1
135371 | 1 | 9 | States | Champlin | Taylor Barrett | TRUE | 2026-08-11T00:00:00 | 2026-11-02T00:00:00 | 2026-11-02T00:00:00 | 2 | 0 | 2 | 231 | 3696 | 55316-3157 | USA | N30 | 726 | KIRK KEY INTERLOCK COMPANY LLC | 45263-8534 | KCAM00010S | ORDER PER BOM/QUOTE | PUR | "Type ""C"" (SD)-Single cylinder for ABB Emax breaker Key stamped ""K21"" to match ""Type D"" kirk key" | EA | EA | KIRK | TRUE |  | P | PPD | 100 |  | 77315-21-1
135371 | 1 | 12 | States | Champlin | Taylor Barrett | TRUE | 2026-08-11T00:00:00 | 2026-11-02T00:00:00 | 2026-11-02T00:00:00 | 2 | 0 | 2 | 231 | 3696 | 55316-3157 | USA | N30 | 726 | KIRK KEY INTERLOCK COMPANY LLC | 45263-8534 | KCAM00010S | ORDER PER BOM/QUOTE | PUR | "Type ""C"" (SD)-Single cylinder for ABB Emax breaker Key stamped ""K21"" to match ""Type D"" kirk key" | EA | EA | KIRK | TRUE |  | P | PPD | 100 |  | 77315-21-1
135371 | 3 | 3 | States | Champlin | Taylor Barrett | TRUE | 2026-08-11T00:00:00 | 2026-11-02T00:00:00 | 2026-11-02T00:00:00 | 1 | 0 | 1 | 1237 | 4948 | 55316-3157 | USA | N30 | 726 | KIRK KEY INTERLOCK COMPANY LLC | 45263-8534 | KSKRU41E-11S- | ORDER PER BOM/QUOTE | PUR | SKRU Type Interlock. Cover Plate Included, 120VAC Operating Voltage, LED Signal Light and Push button, Key Interchange keyed "K23" | EA | EA | KIRK | TRUE |  | P | PPD | 100 |  | 77315-21-1
135371 | 1 | 1 | States | Champlin | Taylor Barrett | TRUE | 2026-08-11T00:00:00 | 2026-11-02T00:00:00 | 2026-11-02T00:00:00 | 1 | 0 | 1 | 231 | 3696 | 55316-3157 | USA | N30 | 726 | KIRK KEY INTERLOCK COMPANY LLC | 45263-8534 | KCAM00010S | ORDER PER BOM/QUOTE | PUR | "Type ""C"" (SD)-Single cylinder for ABB Emax breaker Key stamped ""K21"" to match ""Type D"" kirk key" | EA | EA | KIRK | TRUE |  | P | PPD | 100 |  | 77315-20-1
135371 | 1 | 8 | States | Champlin | Taylor Barrett | TRUE | 2026-08-11T00:00:00 | 2026-11-02T00:00:00 | 2026-11-02T00:00:00 | 1 | 0 | 1 | 231 | 3696 | 55316-3157 | USA | N30 | 726 | KIRK KEY INTERLOCK COMPANY LLC | 45263-8534 | KCAM00010S | ORDER PER BOM/QUOTE | PUR | "Type ""C"" (SD)-Single cylinder for ABB Emax breaker Key stamped ""K21"" to match ""Type D"" kirk key" | EA | EA | KIRK | TRUE |  | P | PPD | 100 |  | 77315-20-1
135371 | 1 | 4 | States | Champlin | Taylor Barrett | TRUE | 2026-08-11T00:00:00 | 2026-11-02T00:00:00 | 2026-11-02T00:00:00 | 1 | 0 | 1 | 231 | 3696 | 55316-3157 | USA | N30 | 726 | KIRK KEY INTERLOCK COMPANY LLC | 45263-8534 | KCAM00010S | ORDER PER BOM/QUOTE | PUR | "Type ""C"" (SD)-Single cylinder for ABB Emax breaker Key stamped ""K21"" to match ""Type D"" kirk key" | EA | EA | KIRK | TRUE |  | P | PPD | 100 |  | 77315-20-1
135371 | 1 | 5 | States | Champlin | Taylor Barrett | TRUE | 2026-08-11T00:00:00 | 2026-11-02T00:00:00 | 2026-11-02T00:00:00 | 1 | 0 | 1 | 231 | 3696 | 55316-3157 | USA | N30 | 726 | KIRK KEY INTERLOCK COMPANY LLC | 45263-8534 | KCAM00010S | ORDER PER BOM/QUOTE | PUR | "Type ""C"" (SD)-Single cylinder for ABB Emax breaker Key stamped ""K21"" to match ""Type D"" kirk key" | EA | EA | KIRK | TRUE |  | P | PPD | 100 |  | 77315-20-1
135371 | 2 | 3 | States | Champlin | Taylor Barrett | TRUE | 2026-08-11T00:00:00 | 2026-11-02T00:00:00 | 2026-11-02T00:00:00 | 1 | 0 | 1 | 653 | 2612 | 55316-3157 | USA | N30 | 726 | KIRK KEY INTERLOCK COMPANY LLC | 45263-8534 | KDL0---20SP | ORDER PER BOM/QUOTE | PUR | "Type ""D"" (SD)- 2 Cylinder, Keys Removable When Bolt Extended, w/ Adapter Plate Cylinder 1 Key stamped ""K21"" to match K21 kirk key Cylinder 2 Key stamped ""K22"" to match K22 kirk key" | EA | EA | KIRK | TRUE |  | P | PPD | 100 |  | 77315-20-1
135371 | 1 | 11 | States | Champlin | Taylor Barrett | TRUE | 2026-08-11T00:00:00 | 2026-11-02T00:00:00 | 2026-11-02T00:00:00 | 2 | 0 | 2 | 231 | 3696 | 55316-3157 | USA | N30 | 726 | KIRK KEY INTERLOCK COMPANY LLC | 45263-8534 | KCAM00010S | ORDER PER BOM/QUOTE | PUR | "Type ""C"" (SD)-Single cylinder for ABB Emax breaker Key stamped ""K21"" to match ""Type D"" kirk key" | EA | EA | KIRK | TRUE |  | P | PPD | 100 |  | 77315-21-1
135371 | 1 | 6 | States | Champlin | Taylor Barrett | TRUE | 2026-08-11T00:00:00 | 2026-11-02T00:00:00 | 2026-11-02T00:00:00 | 1 | 0 | 1 | 231 | 3696 | 55316-3157 | USA | N30 | 726 | KIRK KEY INTERLOCK COMPANY LLC | 45263-8534 | KCAM00010S | ORDER PER BOM/QUOTE | PUR | "Type ""C"" (SD)-Single cylinder for ABB Emax breaker Key stamped ""K21"" to match ""Type D"" kirk key" | EA | EA | KIRK | TRUE |  | P | PPD | 100 |  | 77315-20-1
135371 | 2 | 2 | States | Champlin | Taylor Barrett | TRUE | 2026-08-11T00:00:00 | 2026-11-02T00:00:00 | 2026-11-02T00:00:00 | 1 | 0 | 1 | 653 | 2612 | 55316-3157 | USA | N30 | 726 | KIRK KEY INTERLOCK COMPANY LLC | 45263-8534 | KDL0---20SP | ORDER PER BOM/QUOTE | PUR | "Type ""D"" (SD)- 2 Cylinder, Keys Removable When Bolt Extended, w/ Adapter Plate Cylinder 1 Key stamped ""K21"" to match K21 kirk key Cylinder 2 Key stamped ""K22"" to match K22 kirk key" | EA | EA | KIRK | TRUE |  | P | PPD | 100 |  | 77315-20-1
135371 | 3 | 2 | States | Champlin | Taylor Barrett | TRUE | 2026-08-11T00:00:00 | 2026-11-02T00:00:00 | 2026-11-02T00:00:00 | 1 | 0 | 1 | 1237 | 4948 | 55316-3157 | USA | N30 | 726 | KIRK KEY INTERLOCK COMPANY LLC | 45263-8534 | KSKRU41E-11S- | ORDER PER BOM/QUOTE | PUR | SKRU Type Interlock. Cover Plate Included, 120VAC Operating Voltage, LED Signal Light and Push button, Key Interchange keyed "K23" | EA | EA | KIRK | TRUE |  | P | PPD | 100 |  | 77315-21-1
135371 | 1 | 2 | States | Champlin | Taylor Barrett | TRUE | 2026-08-11T00:00:00 | 2026-11-02T00:00:00 | 2026-11-02T00:00:00 | 1 | 0 | 1 | 231 | 3696 | 55316-3157 | USA | N30 | 726 | KIRK KEY INTERLOCK COMPANY LLC | 45263-8534 | KCAM00010S | ORDER PER BOM/QUOTE | PUR | "Type ""C"" (SD)-Single cylinder for ABB Emax breaker Key stamped ""K21"" to match ""Type D"" kirk key" | EA | EA | KIRK | TRUE |  | P | PPD | 100 |  | 77315-20-1
135376 | 1 | 9 | States | Champlin | Taylor Barrett | TRUE | 2026-08-11T00:00:00 | 2027-01-05T00:00:00 |  | 1 | 0 | 1 | 231 | 3696 | 55316-3157 | USA | N30 | 726 | KIRK KEY INTERLOCK COMPANY LLC | 45263-8534 | KCAM00010S | ORDER PER BOM/QUOTE | PUR | Kirk lock, order per quote, mount on ABB Emax 4.2 breaker, key removeable when breaker locked open, -Stamped, Keyed "K43-1" | EA | EA | KIRK | FALSE |  | P | PPD | 100 |  | 77319-31-1
135376 | 1 | 3 | States | Champlin | Taylor Barrett | TRUE | 2026-08-11T00:00:00 | 2027-01-05T00:00:00 |  | 2 | 0 | 2 | 231 | 3696 | 55316-3157 | USA | N30 | 726 | KIRK KEY INTERLOCK COMPANY LLC | 45263-8534 | KCAM00010S | ORDER PER BOM/QUOTE | PUR | Kirk lock, order per quote, mount on ABB Emax 4.2 breaker, key removeable when breaker locked open, -Stamped, Keyed "K43-1" | EA | EA | KIRK | FALSE |  | P | PPD | 100 |  | 77319-22-1
135376 | 1 | 10 | States | Champlin | Taylor Barrett | TRUE | 2026-08-11T00:00:00 | 2027-01-05T00:00:00 |  | 1 | 0 | 1 | 231 | 3696 | 55316-3157 | USA | N30 | 726 | KIRK KEY INTERLOCK COMPANY LLC | 45263-8534 | KCAM00010S | ORDER PER BOM/QUOTE | PUR | Kirk lock, order per quote, mount on ABB Emax 4.2 breaker, key removeable when breaker locked open, -Stamped, Keyed "K43-1" | EA | EA | KIRK | FALSE |  | P | PPD | 100 |  | 77319-31-1
135376 | 1 | 8 | States | Champlin | Taylor Barrett | TRUE | 2026-08-11T00:00:00 | 2027-01-05T00:00:00 |  | 1 | 0 | 1 | 231 | 3696 | 55316-3157 | USA | N30 | 726 | KIRK KEY INTERLOCK COMPANY LLC | 45263-8534 | KCAM00010S | ORDER PER BOM/QUOTE | PUR | Kirk lock, order per quote, mount on ABB Emax 4.2 breaker, key removeable when breaker locked open, -Stamped, Keyed "K43-1" | EA | EA | KIRK | FALSE |  | P | PPD | 100 |  | 77319-21-1
135376 | 1 | 2 | States | Champlin | Taylor Barrett | TRUE | 2026-08-11T00:00:00 | 2027-01-05T00:00:00 |  | 2 | 0 | 2 | 231 | 3696 | 55316-3157 | USA | N30 | 726 | KIRK KEY INTERLOCK COMPANY LLC | 45263-8534 | KCAM00010S | ORDER PER BOM/QUOTE | PUR | Kirk lock, order per quote, mount on ABB Emax 4.2 breaker, key removeable when breaker locked open, -Stamped, Keyed "K43-1" | EA | EA | KIRK | FALSE |  | P | PPD | 100 |  | 77319-22-1
135376 | 2 | 4 | States | Champlin | Taylor Barrett | TRUE | 2026-08-11T00:00:00 | 2027-01-05T00:00:00 |  | 1 | 0 | 1 | 653 | 2612 | 55316-3157 | USA | N30 | 726 | KIRK KEY INTERLOCK COMPANY LLC | 45263-8534 | KDL0---20SP | ORDER PER BOM/QUOTE | PUR | Type "D" (SD)- 2 Cylinder, Keys Removable When Bolt Extended, w/ Adapter Plate Cylinder 1 Key stamped "K21-1" to match K21-1 kirk key Cylinder 2 Key stamped "K22-1" to match K22-1 kirk key | EA | EA | KIRK | FALSE |  | P | PPD | 100 |  | 77319-31-1
135376 | 1 | 5 | States | Champlin | Taylor Barrett | TRUE | 2026-08-11T00:00:00 | 2027-01-05T00:00:00 |  | 1 | 0 | 1 | 231 | 3696 | 55316-3157 | USA | N30 | 726 | KIRK KEY INTERLOCK COMPANY LLC | 45263-8534 | KCAM00010S | ORDER PER BOM/QUOTE | PUR | Kirk lock, order per quote, mount on ABB Emax 4.2 breaker, key removeable when breaker locked open, -Stamped, Keyed "K43-1" | EA | EA | KIRK | FALSE |  | P | PPD | 100 |  | 77319-21-1
135376 | 3 | 1 | States | Champlin | Taylor Barrett | TRUE | 2026-08-11T00:00:00 | 2027-01-05T00:00:00 |  | 1 | 0 | 1 | 1237 | 4948 | 55316-3157 | USA | N30 | 726 | KIRK KEY INTERLOCK COMPANY LLC | 45263-8534 | KSKRU41E-11S- | ORDER PER BOM/QUOTE | PUR | SKRU Type Interlock. Cover Plate Included, 120VAC Operating Voltage, LED Signal Light and Push button, Key Interchange keyed "K23-1" | EA | EA | KIRK | FALSE |  | P | PPD | 100 |  | 77319-22-1
135376 | 1 | 1 | States | Champlin | Taylor Barrett | TRUE | 2026-08-11T00:00:00 | 2027-01-05T00:00:00 |  | 2 | 0 | 2 | 231 | 3696 | 55316-3157 | USA | N30 | 726 | KIRK KEY INTERLOCK COMPANY LLC | 45263-8534 | KCAM00010S | ORDER PER BOM/QUOTE | PUR | Kirk lock, order per quote, mount on ABB Emax 4.2 breaker, key removeable when breaker locked open, -Stamped, Keyed "K43-1" | EA | EA | KIRK | FALSE |  | P | PPD | 100 |  | 77319-22-1
135376 | 1 | 11 | States | Champlin | Taylor Barrett | TRUE | 2026-08-11T00:00:00 | 2027-01-05T00:00:00 |  | 1 | 0 | 1 | 231 | 3696 | 55316-3157 | USA | N30 | 726 | KIRK KEY INTERLOCK COMPANY LLC | 45263-8534 | KCAM00010S | ORDER PER BOM/QUOTE | PUR | Kirk lock, order per quote, mount on ABB Emax 4.2 breaker, key removeable when breaker locked open, -Stamped, Keyed "K43-1" | EA | EA | KIRK | FALSE |  | P | PPD | 100 |  | 77319-31-1
135376 | 1 | 4 | States | Champlin | Taylor Barrett | TRUE | 2026-08-11T00:00:00 | 2027-01-05T00:00:00 |  | 2 | 0 | 2 | 231 | 3696 | 55316-3157 | USA | N30 | 726 | KIRK KEY INTERLOCK COMPANY LLC | 45263-8534 | KCAM00010S | ORDER PER BOM/QUOTE | PUR | Kirk lock, order per quote, mount on ABB Emax 4.2 breaker, key removeable when breaker locked open, -Stamped, Keyed "K43-1" | EA | EA | KIRK | FALSE |  | P | PPD | 100 |  | 77319-22-1
135376 | 3 | 3 | States | Champlin | Taylor Barrett | TRUE | 2026-08-11T00:00:00 | 2027-01-05T00:00:00 |  | 1 | 0 | 1 | 1237 | 4948 | 55316-3157 | USA | N30 | 726 | KIRK KEY INTERLOCK COMPANY LLC | 45263-8534 | KSKRU41E-11S- | ORDER PER BOM/QUOTE | PUR | SKRU Type Interlock. Cover Plate Included, 120VAC Operating Voltage, LED Signal Light and Push button, Key Interchange keyed "K23-1" | EA | EA | KIRK | FALSE |  | P | PPD | 100 |  | 77319-22-1
135376 | 2 | 3 | States | Champlin | Taylor Barrett | TRUE | 2026-08-11T00:00:00 | 2027-01-05T00:00:00 |  | 1 | 0 | 1 | 653 | 2612 | 55316-3157 | USA | N30 | 726 | KIRK KEY INTERLOCK COMPANY LLC | 45263-8534 | KDL0---20SP | ORDER PER BOM/QUOTE | PUR | Type "D" (SD)- 2 Cylinder, Keys Removable When Bolt Extended, w/ Adapter Plate Cylinder 1 Key stamped "K21-1" to match K21-1 kirk key Cylinder 2 Key stamped "K22-1" to match K22-1 kirk key | EA | EA | KIRK | FALSE |  | P | PPD | 100 |  | 77319-31-1
135376 | 1 | 12 | States | Champlin | Taylor Barrett | TRUE | 2026-08-11T00:00:00 | 2027-01-05T00:00:00 |  | 1 | 0 | 1 | 231 | 3696 | 55316-3157 | USA | N30 | 726 | KIRK KEY INTERLOCK COMPANY LLC | 45263-8534 | KCAM00010S | ORDER PER BOM/QUOTE | PUR | Kirk lock, order per quote, mount on ABB Emax 4.2 breaker, key removeable when breaker locked open, -Stamped, Keyed "K43-1" | EA | EA | KIRK | FALSE |  | P | PPD | 100 |  | 77319-31-1
135376 | 1 | 7 | States | Champlin | Taylor Barrett | TRUE | 2026-08-11T00:00:00 | 2027-01-05T00:00:00 |  | 1 | 0 | 1 | 231 | 3696 | 55316-3157 | USA | N30 | 726 | KIRK KEY INTERLOCK COMPANY LLC | 45263-8534 | KCAM00010S | ORDER PER BOM/QUOTE | PUR | Kirk lock, order per quote, mount on ABB Emax 4.2 breaker, key removeable when breaker locked open, -Stamped, Keyed "K43-1" | EA | EA | KIRK | FALSE |  | P | PPD | 100 |  | 77319-21-1
135376 | 2 | 2 | States | Champlin | Taylor Barrett | TRUE | 2026-08-11T00:00:00 | 2027-01-05T00:00:00 |  | 1 | 0 | 1 | 653 | 2612 | 55316-3157 | USA | N30 | 726 | KIRK KEY INTERLOCK COMPANY LLC | 45263-8534 | KDL0---20SP | ORDER PER BOM/QUOTE | PUR | Type "D" (SD)- 2 Cylinder, Keys Removable When Bolt Extended, w/ Adapter Plate Cylinder 1 Key stamped "K21-1" to match K21-1 kirk key Cylinder 2 Key stamped "K22-1" to match K22-1 kirk key | EA | EA | KIRK | FALSE |  | P | PPD | 100 |  | 77319-21-1
135376 | 1 | 6 | States | Champlin | Taylor Barrett | TRUE | 2026-08-11T00:00:00 | 2027-01-05T00:00:00 |  | 1 | 0 | 1 | 231 | 3696 | 55316-3157 | USA | N30 | 726 | KIRK KEY INTERLOCK COMPANY LLC | 45263-8534 | KCAM00010S | ORDER PER BOM/QUOTE | PUR | Kirk lock, order per quote, mount on ABB Emax 4.2 breaker, key removeable when breaker locked open, -Stamped, Keyed "K43-1" | EA | EA | KIRK | FALSE |  | P | PPD | 100 |  | 77319-21-1
135376 | 2 | 1 | States | Champlin | Taylor Barrett | TRUE | 2026-08-11T00:00:00 | 2027-01-05T00:00:00 |  | 1 | 0 | 1 | 653 | 2612 | 55316-3157 | USA | N30 | 726 | KIRK KEY INTERLOCK COMPANY LLC | 45263-8534 | KDL0---20SP | ORDER PER BOM/QUOTE | PUR | Type "D" (SD)- 2 Cylinder, Keys Removable When Bolt Extended, w/ Adapter Plate Cylinder 1 Key stamped "K21-1" to match K21-1 kirk key Cylinder 2 Key stamped "K22-1" to match K22-1 kirk key | EA | EA | KIRK | FALSE |  | P | PPD | 100 |  | 77319-21-1
135376 | 3 | 4 | States | Champlin | Taylor Barrett | TRUE | 2026-08-11T00:00:00 | 2027-01-05T00:00:00 |  | 1 | 0 | 1 | 1237 | 4948 | 55316-3157 | USA | N30 | 726 | KIRK KEY INTERLOCK COMPANY LLC | 45263-8534 | KSKRU41E-11S- | ORDER PER BOM/QUOTE | PUR | SKRU Type Interlock. Cover Plate Included, 120VAC Operating Voltage, LED Signal Light and Push button, Key Interchange keyed "K23-1" | EA | EA | KIRK | FALSE |  | P | PPD | 100 |  | 77319-22-1
135376 | 3 | 2 | States | Champlin | Taylor Barrett | TRUE | 2026-08-11T00:00:00 | 2027-01-05T00:00:00 |  | 1 | 0 | 1 | 1237 | 4948 | 55316-3157 | USA | N30 | 726 | KIRK KEY INTERLOCK COMPANY LLC | 45263-8534 | KSKRU41E-11S- | ORDER PER BOM/QUOTE | PUR | SKRU Type Interlock. Cover Plate Included, 120VAC Operating Voltage, LED Signal Light and Push button, Key Interchange keyed "K23-1" | EA | EA | KIRK | FALSE |  | P | PPD | 100 |  | 77319-22-1
135372 | 2 | 3 | States | Champlin | Taylor Barrett | TRUE | 2026-08-11T00:00:00 | 2026-11-05T00:00:00 | 2026-11-05T00:00:00 | 1 | 0 | 1 | 653 | 2612 | 55316-3157 | USA | N30 | 726 | KIRK KEY INTERLOCK COMPANY LLC | 45263-8534 | KDL0---20SP | ORDER PER BOM/QUOTE | PUR | Type "D" (SD)- 2 Cylinder, Keys Removable When Bolt Extended, w/ Adapter Plate Cylinder 1 Key stamped "K21" to match K21 kirk key Cylinder 2 Key stamped "K22" to match K22 kirk key | EA | EA | KIRK | TRUE |  | P | PPD | 100 |  | 77316-22-1
135372 | 1 | 1 | States | Champlin | Taylor Barrett | TRUE | 2026-08-11T00:00:00 | 2026-11-05T00:00:00 | 2026-11-05T00:00:00 | 2 | 0 | 2 | 231 | 3696 | 55316-3157 | USA | N30 | 726 | KIRK KEY INTERLOCK COMPANY LLC | 45263-8534 | KCAM00010S | ORDER PER BOM/QUOTE | PUR | Kirk lock, order per quote, mount on ABB Emax 4.2 breaker, key removeable when breaker locked open, -Stamped, Keyed "K23" | EA | EA | KIRK | TRUE |  | P | PPD | 100 |  | 77316-23-1
135372 | 1 | 6 | States | Champlin | Taylor Barrett | TRUE | 2026-08-11T00:00:00 | 2026-11-05T00:00:00 | 2026-11-05T00:00:00 | 1 | 0 | 1 | 231 | 3696 | 55316-3157 | USA | N30 | 726 | KIRK KEY INTERLOCK COMPANY LLC | 45263-8534 | KCAM00010S | ORDER PER BOM/QUOTE | PUR | Kirk lock, order per quote, mount on ABB Emax 4.2 breaker, key removeable when breaker locked open, -Stamped, Keyed "K23" | EA | EA | KIRK | TRUE |  | P | PPD | 100 |  | 77316-22-1
135372 | 1 | 8 | States | Champlin | Taylor Barrett | TRUE | 2026-08-11T00:00:00 | 2026-11-05T00:00:00 | 2026-11-05T00:00:00 | 1 | 0 | 1 | 231 | 3696 | 55316-3157 | USA | N30 | 726 | KIRK KEY INTERLOCK COMPANY LLC | 45263-8534 | KCAM00010S | ORDER PER BOM/QUOTE | PUR | Kirk lock, order per quote, mount on ABB Emax 4.2 breaker, key removeable when breaker locked open, -Stamped, Keyed "K23" | EA | EA | KIRK | TRUE |  | P | PPD | 100 |  | 77316-22-1
135372 | 1 | 5 | States | Champlin | Taylor Barrett | TRUE | 2026-08-11T00:00:00 | 2026-11-05T00:00:00 | 2026-11-05T00:00:00 | 1 | 0 | 1 | 231 | 3696 | 55316-3157 | USA | N30 | 726 | KIRK KEY INTERLOCK COMPANY LLC | 45263-8534 | KCAM00010S | ORDER PER BOM/QUOTE | PUR | Kirk lock, order per quote, mount on ABB Emax 4.2 breaker, key removeable when breaker locked open, -Stamped, Keyed "K23" | EA | EA | KIRK | TRUE |  | P | PPD | 100 |  | 77316-22-1
135372 | 1 | 7 | States | Champlin | Taylor Barrett | TRUE | 2026-08-11T00:00:00 | 2026-11-05T00:00:00 | 2026-11-05T00:00:00 | 1 | 0 | 1 | 231 | 3696 | 55316-3157 | USA | N30 | 726 | KIRK KEY INTERLOCK COMPANY LLC | 45263-8534 | KCAM00010S | ORDER PER BOM/QUOTE | PUR | Kirk lock, order per quote, mount on ABB Emax 4.2 breaker, key removeable when breaker locked open, -Stamped, Keyed "K23" | EA | EA | KIRK | TRUE |  | P | PPD | 100 |  | 77316-22-1
135372 | 1 | 9 | States | Champlin | Taylor Barrett | TRUE | 2026-08-11T00:00:00 | 2026-11-05T00:00:00 | 2026-11-05T00:00:00 | 1 | 0 | 1 | 231 | 3696 | 55316-3157 | USA | N30 | 726 | KIRK KEY INTERLOCK COMPANY LLC | 45263-8534 | KCAM00010S | ORDER PER BOM/QUOTE | PUR | Kirk lock, order per quote, mount on ABB Emax 4.2 breaker, key removeable when breaker locked open, -Stamped, Keyed "K23" | EA | EA | KIRK | TRUE |  | P | PPD | 100 |  | 77316-22-1
135372 | 1 | 12 | States | Champlin | Taylor Barrett | TRUE | 2026-08-11T00:00:00 | 2026-11-05T00:00:00 | 2026-11-05T00:00:00 | 1 | 0 | 1 | 231 | 3696 | 55316-3157 | USA | N30 | 726 | KIRK KEY INTERLOCK COMPANY LLC | 45263-8534 | KCAM00010S | ORDER PER BOM/QUOTE | PUR | Kirk lock, order per quote, mount on ABB Emax 4.2 breaker, key removeable when breaker locked open, -Stamped, Keyed "K23" | EA | EA | KIRK | TRUE |  | P | PPD | 100 |  | 77316-22-1
135372 | 1 | 11 | States | Champlin | Taylor Barrett | TRUE | 2026-08-11T00:00:00 | 2026-11-05T00:00:00 | 2026-11-05T00:00:00 | 1 | 0 | 1 | 231 | 3696 | 55316-3157 | USA | N30 | 726 | KIRK KEY INTERLOCK COMPANY LLC | 45263-8534 | KCAM00010S | ORDER PER BOM/QUOTE | PUR | Kirk lock, order per quote, mount on ABB Emax 4.2 breaker, key removeable when breaker locked open, -Stamped, Keyed "K23" | EA | EA | KIRK | TRUE |  | P | PPD | 100 |  | 77316-22-1
135372 | 3 | 4 | States | Champlin | Taylor Barrett | TRUE | 2026-08-11T00:00:00 | 2026-11-05T00:00:00 | 2026-11-05T00:00:00 | 1 | 0 | 1 | 1237 | 4948 | 55316-3157 | USA | N30 | 726 | KIRK KEY INTERLOCK COMPANY LLC | 45263-8534 | KSKRU41E-11S- | ORDER PER BOM/QUOTE | PUR | SKRU Type Interlock. Cover Plate Included, 120VAC Operating Voltage, LED Signal Light and Push button, Key Interchange keyed "K23" | EA | EA | KIRK | TRUE |  | P | PPD | 100 |  | 77316-23-1
135372 | 2 | 2 | States | Champlin | Taylor Barrett | TRUE | 2026-08-11T00:00:00 | 2026-11-05T00:00:00 | 2026-11-05T00:00:00 | 1 | 0 | 1 | 653 | 2612 | 55316-3157 | USA | N30 | 726 | KIRK KEY INTERLOCK COMPANY LLC | 45263-8534 | KDL0---20SP | ORDER PER BOM/QUOTE | PUR | Type "D" (SD)- 2 Cylinder, Keys Removable When Bolt Extended, w/ Adapter Plate Cylinder 1 Key stamped "K21" to match K21 kirk key Cylinder 2 Key stamped "K22" to match K22 kirk key | EA | EA | KIRK | TRUE |  | P | PPD | 100 |  | 77316-22-1
135372 | 2 | 1 | States | Champlin | Taylor Barrett | TRUE | 2026-08-11T00:00:00 | 2026-11-05T00:00:00 | 2026-11-05T00:00:00 | 1 | 0 | 1 | 653 | 2612 | 55316-3157 | USA | N30 | 726 | KIRK KEY INTERLOCK COMPANY LLC | 45263-8534 | KDL0---20SP | ORDER PER BOM/QUOTE | PUR | Type "D" (SD)- 2 Cylinder, Keys Removable When Bolt Extended, w/ Adapter Plate Cylinder 1 Key stamped "K21" to match K21 kirk key Cylinder 2 Key stamped "K22" to match K22 kirk key | EA | EA | KIRK | TRUE |  | P | PPD | 100 |  | 77316-22-1
135372 | 3 | 2 | States | Champlin | Taylor Barrett | TRUE | 2026-08-11T00:00:00 | 2026-11-05T00:00:00 | 2026-11-05T00:00:00 | 1 | 0 | 1 | 1237 | 4948 | 55316-3157 | USA | N30 | 726 | KIRK KEY INTERLOCK COMPANY LLC | 45263-8534 | KSKRU41E-11S- | ORDER PER BOM/QUOTE | PUR | SKRU Type Interlock. Cover Plate Included, 120VAC Operating Voltage, LED Signal Light and Push button, Key Interchange keyed "K23" | EA | EA | KIRK | TRUE |  | P | PPD | 100 |  | 77316-23-1
135372 | 3 | 1 | States | Champlin | Taylor Barrett | TRUE | 2026-08-11T00:00:00 | 2026-11-05T00:00:00 | 2026-11-05T00:00:00 | 1 | 0 | 1 | 1237 | 4948 | 55316-3157 | USA | N30 | 726 | KIRK KEY INTERLOCK COMPANY LLC | 45263-8534 | KSKRU41E-11S- | ORDER PER BOM/QUOTE | PUR | SKRU Type Interlock. Cover Plate Included, 120VAC Operating Voltage, LED Signal Light and Push button, Key Interchange keyed "K23" | EA | EA | KIRK | TRUE |  | P | PPD | 100 |  | 77316-23-1
135372 | 1 | 4 | States | Champlin | Taylor Barrett | TRUE | 2026-08-11T00:00:00 | 2026-11-05T00:00:00 | 2026-11-05T00:00:00 | 2 | 0 | 2 | 231 | 3696 | 55316-3157 | USA | N30 | 726 | KIRK KEY INTERLOCK COMPANY LLC | 45263-8534 | KCAM00010S | ORDER PER BOM/QUOTE | PUR | Kirk lock, order per quote, mount on ABB Emax 4.2 breaker, key removeable when breaker locked open, -Stamped, Keyed "K23" | EA | EA | KIRK | TRUE |  | P | PPD | 100 |  | 77316-23-1
135372 | 2 | 4 | States | Champlin | Taylor Barrett | TRUE | 2026-08-11T00:00:00 | 2026-11-05T00:00:00 | 2026-11-05T00:00:00 | 1 | 0 | 1 | 653 | 2612 | 55316-3157 | USA | N30 | 726 | KIRK KEY INTERLOCK COMPANY LLC | 45263-8534 | KDL0---20SP | ORDER PER BOM/QUOTE | PUR | Type "D" (SD)- 2 Cylinder, Keys Removable When Bolt Extended, w/ Adapter Plate Cylinder 1 Key stamped "K21" to match K21 kirk key Cylinder 2 Key stamped "K22" to match K22 kirk key | EA | EA | KIRK | TRUE |  | P | PPD | 100 |  | 77316-22-1
135372 | 3 | 3 | States | Champlin | Taylor Barrett | TRUE | 2026-08-11T00:00:00 | 2026-11-05T00:00:00 | 2026-11-05T00:00:00 | 1 | 0 | 1 | 1237 | 4948 | 55316-3157 | USA | N30 | 726 | KIRK KEY INTERLOCK COMPANY LLC | 45263-8534 | KSKRU41E-11S- | ORDER PER BOM/QUOTE | PUR | SKRU Type Interlock. Cover Plate Included, 120VAC Operating Voltage, LED Signal Light and Push button, Key Interchange keyed "K23" | EA | EA | KIRK | TRUE |  | P | PPD | 100 |  | 77316-23-1
135372 | 1 | 3 | States | Champlin | Taylor Barrett | TRUE | 2026-08-11T00:00:00 | 2026-11-05T00:00:00 | 2026-11-05T00:00:00 | 2 | 0 | 2 | 231 | 3696 | 55316-3157 | USA | N30 | 726 | KIRK KEY INTERLOCK COMPANY LLC | 45263-8534 | KCAM00010S | ORDER PER BOM/QUOTE | PUR | Kirk lock, order per quote, mount on ABB Emax 4.2 breaker, key removeable when breaker locked open, -Stamped, Keyed "K23" | EA | EA | KIRK | TRUE |  | P | PPD | 100 |  | 77316-23-1
135372 | 1 | 2 | States | Champlin | Taylor Barrett | TRUE | 2026-08-11T00:00:00 | 2026-11-05T00:00:00 | 2026-11-05T00:00:00 | 2 | 0 | 2 | 231 | 3696 | 55316-3157 | USA | N30 | 726 | KIRK KEY INTERLOCK COMPANY LLC | 45263-8534 | KCAM00010S | ORDER PER BOM/QUOTE | PUR | Kirk lock, order per quote, mount on ABB Emax 4.2 breaker, key removeable when breaker locked open, -Stamped, Keyed "K23" | EA | EA | KIRK | TRUE |  | P | PPD | 100 |  | 77316-23-1
135372 | 1 | 10 | States | Champlin | Taylor Barrett | TRUE | 2026-08-11T00:00:00 | 2026-11-05T00:00:00 | 2026-11-05T00:00:00 | 1 | 0 | 1 | 231 | 3696 | 55316-3157 | USA | N30 | 726 | KIRK KEY INTERLOCK COMPANY LLC | 45263-8534 | KCAM00010S | ORDER PER BOM/QUOTE | PUR | Kirk lock, order per quote, mount on ABB Emax 4.2 breaker, key removeable when breaker locked open, -Stamped, Keyed "K23" | EA | EA | KIRK | TRUE |  | P | PPD | 100 |  | 77316-22-1
134225 | 1 | 1 | States | Champlin | Taylor Barrett | TRUE | 2026-06-19T00:00:00 | 2026-09-25T00:00:00 | 2026-09-25T00:00:00 | 55 | 0 | 55 | 231 | 12705 | 55316-3157 | USA | N30 | 726 | KIRK KEY INTERLOCK COMPANY LLC | 45263-8534 | KCAM00010S | ORDER PER BOM/QUOTE | PUR | ORDER PER BOM/QUOTE | EA | EA | KIRK | TRUE |  | P | PPD | 100
135374 | 1 | 3 | States | Champlin | Taylor Barrett | TRUE | 2026-08-11T00:00:00 | 2026-11-05T00:00:00 | 2026-11-05T00:00:00 | 2 | 0 | 2 | 231 | 3696 | 55316-3157 | USA | N30 | 726 | KIRK KEY INTERLOCK COMPANY LLC | 45263-8534 | KCAM00010S | ORDER PER BOM/QUOTE | PUR | Kirk lock, order per quote, mount on ABB Emax 4.2 breaker, key removeable when breaker locked open, -Stamped, Keyed "K23" | EA | EA | KIRK | TRUE |  | P | PPD | 100 |  | 77317-21-1
135374 | 1 | 9 | States | Champlin | Taylor Barrett | TRUE | 2026-08-11T00:00:00 | 2026-11-05T00:00:00 | 2026-11-05T00:00:00 | 1 | 0 | 1 | 231 | 3696 | 55316-3157 | USA | N30 | 726 | KIRK KEY INTERLOCK COMPANY LLC | 45263-8534 | KCAM00010S | ORDER PER BOM/QUOTE | PUR | Kirk lock, order per quote, mount on ABB Emax 4.2 breaker, key removeable when breaker locked open, -Stamped, Keyed "K23" | EA | EA | KIRK | TRUE |  | P | PPD | 100 |  | 77317-20-1
135374 | 1 | 10 | States | Champlin | Taylor Barrett | TRUE | 2026-08-11T00:00:00 | 2026-11-05T00:00:00 | 2026-11-05T00:00:00 | 1 | 0 | 1 | 231 | 3696 | 55316-3157 | USA | N30 | 726 | KIRK KEY INTERLOCK COMPANY LLC | 45263-8534 | KCAM00010S | ORDER PER BOM/QUOTE | PUR | Kirk lock, order per quote, mount on ABB Emax 4.2 breaker, key removeable when breaker locked open, -Stamped, Keyed "K23" | EA | EA | KIRK | TRUE |  | P | PPD | 100 |  | 77317-20-1
135374 | 2 | 4 | States | Champlin | Taylor Barrett | TRUE | 2026-08-11T00:00:00 | 2026-11-05T00:00:00 | 2026-11-05T00:00:00 | 1 | 0 | 1 | 653 | 2612 | 55316-3157 | USA | N30 | 726 | KIRK KEY INTERLOCK COMPANY LLC | 45263-8534 | KDL0---20SP | ORDER PER BOM/QUOTE | PUR | Type "D" (SD)- 2 Cylinder, Keys Removable When Bolt Extended, w/ Adapter Plate Cylinder 1 Key stamped "K21" to match K21 kirk key Cylinder 2 Key stamped "K22" to match K22 kirk key | EA | EA | KIRK | TRUE |  | P | PPD | 100 |  | 77317-20-1
135374 | 3 | 2 | States | Champlin | Taylor Barrett | TRUE | 2026-08-11T00:00:00 | 2026-11-05T00:00:00 | 2026-11-05T00:00:00 | 1 | 0 | 1 | 1237 | 4948 | 55316-3157 | USA | N30 | 726 | KIRK KEY INTERLOCK COMPANY LLC | 45263-8534 | KSKRU41E-11S- | ORDER PER BOM/QUOTE | PUR | SKRU Type Interlock. Cover Plate Included, 120VAC Operating Voltage, LED Signal Light and Push button, Key Interchange keyed "K23" | EA | EA | KIRK | TRUE |  | P | PPD | 100 |  | 77317-21-1
135374 | 1 | 11 | States | Champlin | Taylor Barrett | TRUE | 2026-08-11T00:00:00 | 2026-11-05T00:00:00 | 2026-11-05T00:00:00 | 1 | 0 | 1 | 231 | 3696 | 55316-3157 | USA | N30 | 726 | KIRK KEY INTERLOCK COMPANY LLC | 45263-8534 | KCAM00010S | ORDER PER BOM/QUOTE | PUR | Kirk lock, order per quote, mount on ABB Emax 4.2 breaker, key removeable when breaker locked open, -Stamped, Keyed "K23" | EA | EA | KIRK | TRUE |  | P | PPD | 100 |  | 77317-20-1
135374 | 1 | 8 | States | Champlin | Taylor Barrett | TRUE | 2026-08-11T00:00:00 | 2026-11-05T00:00:00 | 2026-11-05T00:00:00 | 1 | 0 | 1 | 231 | 3696 | 55316-3157 | USA | N30 | 726 | KIRK KEY INTERLOCK COMPANY LLC | 45263-8534 | KCAM00010S | ORDER PER BOM/QUOTE | PUR | Kirk lock, order per quote, mount on ABB Emax 4.2 breaker, key removeable when breaker locked open, -Stamped, Keyed "K23" | EA | EA | KIRK | TRUE |  | P | PPD | 100 |  | 77317-20-1
135374 | 1 | 12 | States | Champlin | Taylor Barrett | TRUE | 2026-08-11T00:00:00 | 2026-11-05T00:00:00 | 2026-11-05T00:00:00 | 1 | 0 | 1 | 231 | 3696 | 55316-3157 | USA | N30 | 726 | KIRK KEY INTERLOCK COMPANY LLC | 45263-8534 | KCAM00010S | ORDER PER BOM/QUOTE | PUR | Kirk lock, order per quote, mount on ABB Emax 4.2 breaker, key removeable when breaker locked open, -Stamped, Keyed "K23" | EA | EA | KIRK | TRUE |  | P | PPD | 100 |  | 77317-20-1
135374 | 3 | 3 | States | Champlin | Taylor Barrett | TRUE | 2026-08-11T00:00:00 | 2026-11-05T00:00:00 | 2026-11-05T00:00:00 | 1 | 0 | 1 | 1237 | 4948 | 55316-3157 | USA | N30 | 726 | KIRK KEY INTERLOCK COMPANY LLC | 45263-8534 | KSKRU41E-11S- | ORDER PER BOM/QUOTE | PUR | SKRU Type Interlock. Cover Plate Included, 120VAC Operating Voltage, LED Signal Light and Push button, Key Interchange keyed "K23" | EA | EA | KIRK | TRUE |  | P | PPD | 100 |  | 77317-21-1
135374 | 1 | 5 | States | Champlin | Taylor Barrett | TRUE | 2026-08-11T00:00:00 | 2026-11-05T00:00:00 | 2026-11-05T00:00:00 | 1 | 0 | 1 | 231 | 3696 | 55316-3157 | USA | N30 | 726 | KIRK KEY INTERLOCK COMPANY LLC | 45263-8534 | KCAM00010S | ORDER PER BOM/QUOTE | PUR | Kirk lock, order per quote, mount on ABB Emax 4.2 breaker, key removeable when breaker locked open, -Stamped, Keyed "K23" | EA | EA | KIRK | TRUE |  | P | PPD | 100 |  | 77317-20-1
135374 | 2 | 3 | States | Champlin | Taylor Barrett | TRUE | 2026-08-11T00:00:00 | 2026-11-05T00:00:00 | 2026-11-05T00:00:00 | 1 | 0 | 1 | 653 | 2612 | 55316-3157 | USA | N30 | 726 | KIRK KEY INTERLOCK COMPANY LLC | 45263-8534 | KDL0---20SP | ORDER PER BOM/QUOTE | PUR | Type "D" (SD)- 2 Cylinder, Keys Removable When Bolt Extended, w/ Adapter Plate Cylinder 1 Key stamped "K21" to match K21 kirk key Cylinder 2 Key stamped "K22" to match K22 kirk key | EA | EA | KIRK | TRUE |  | P | PPD | 100 |  | 77317-20-1
135374 | 2 | 2 | States | Champlin | Taylor Barrett | TRUE | 2026-08-11T00:00:00 | 2026-11-05T00:00:00 | 2026-11-05T00:00:00 | 1 | 0 | 1 | 653 | 2612 | 55316-3157 | USA | N30 | 726 | KIRK KEY INTERLOCK COMPANY LLC | 45263-8534 | KDL0---20SP | ORDER PER BOM/QUOTE | PUR | Type "D" (SD)- 2 Cylinder, Keys Removable When Bolt Extended, w/ Adapter Plate Cylinder 1 Key stamped "K21" to match K21 kirk key Cylinder 2 Key stamped "K22" to match K22 kirk key | EA | EA | KIRK | TRUE |  | P | PPD | 100 |  | 77317-20-1
135374 | 3 | 1 | States | Champlin | Taylor Barrett | TRUE | 2026-08-11T00:00:00 | 2026-11-05T00:00:00 | 2026-11-05T00:00:00 | 1 | 0 | 1 | 1237 | 4948 | 55316-3157 | USA | N30 | 726 | KIRK KEY INTERLOCK COMPANY LLC | 45263-8534 | KSKRU41E-11S- | ORDER PER BOM/QUOTE | PUR | SKRU Type Interlock. Cover Plate Included, 120VAC Operating Voltage, LED Signal Light and Push button, Key Interchange keyed "K23" | EA | EA | KIRK | TRUE |  | P | PPD | 100 |  | 77317-21-1
135374 | 3 | 4 | States | Champlin | Taylor Barrett | TRUE | 2026-08-11T00:00:00 | 2026-11-05T00:00:00 | 2026-11-05T00:00:00 | 1 | 0 | 1 | 1237 | 4948 | 55316-3157 | USA | N30 | 726 | KIRK KEY INTERLOCK COMPANY LLC | 45263-8534 | KSKRU41E-11S- | ORDER PER BOM/QUOTE | PUR | SKRU Type Interlock. Cover Plate Included, 120VAC Operating Voltage, LED Signal Light and Push button, Key Interchange keyed "K23" | EA | EA | KIRK | TRUE |  | P | PPD | 100 |  | 77317-21-1
135374 | 1 | 1 | States | Champlin | Taylor Barrett | TRUE | 2026-08-11T00:00:00 | 2026-11-05T00:00:00 | 2026-11-05T00:00:00 | 2 | 0 | 2 | 231 | 3696 | 55316-3157 | USA | N30 | 726 | KIRK KEY INTERLOCK COMPANY LLC | 45263-8534 | KCAM00010S | ORDER PER BOM/QUOTE | PUR | Kirk lock, order per quote, mount on ABB Emax 4.2 breaker, key removeable when breaker locked open, -Stamped, Keyed "K23" | EA | EA | KIRK | TRUE |  | P | PPD | 100 |  | 77317-21-1
135374 | 1 | 4 | States | Champlin | Taylor Barrett | TRUE | 2026-08-11T00:00:00 | 2026-11-05T00:00:00 | 2026-11-05T00:00:00 | 2 | 0 | 2 | 231 | 3696 | 55316-3157 | USA | N30 | 726 | KIRK KEY INTERLOCK COMPANY LLC | 45263-8534 | KCAM00010S | ORDER PER BOM/QUOTE | PUR | Kirk lock, order per quote, mount on ABB Emax 4.2 breaker, key removeable when breaker locked open, -Stamped, Keyed "K23" | EA | EA | KIRK | TRUE |  | P | PPD | 100 |  | 77317-21-1
135374 | 2 | 1 | States | Champlin | Taylor Barrett | TRUE | 2026-08-11T00:00:00 | 2026-11-05T00:00:00 | 2026-11-05T00:00:00 | 1 | 0 | 1 | 653 | 2612 | 55316-3157 | USA | N30 | 726 | KIRK KEY INTERLOCK COMPANY LLC | 45263-8534 | KDL0---20SP | ORDER PER BOM/QUOTE | PUR | Type "D" (SD)- 2 Cylinder, Keys Removable When Bolt Extended, w/ Adapter Plate Cylinder 1 Key stamped "K21" to match K21 kirk key Cylinder 2 Key stamped "K22" to match K22 kirk key | EA | EA | KIRK | TRUE |  | P | PPD | 100 |  | 77317-20-1
135374 | 1 | 6 | States | Champlin | Taylor Barrett | TRUE | 2026-08-11T00:00:00 | 2026-11-05T00:00:00 | 2026-11-05T00:00:00 | 1 | 0 | 1 | 231 | 3696 | 55316-3157 | USA | N30 | 726 | KIRK KEY INTERLOCK COMPANY LLC | 45263-8534 | KCAM00010S | ORDER PER BOM/QUOTE | PUR | Kirk lock, order per quote, mount on ABB Emax 4.2 breaker, key removeable when breaker locked open, -Stamped, Keyed "K23" | EA | EA | KIRK | TRUE |  | P | PPD | 100 |  | 77317-20-1
135374 | 1 | 2 | States | Champlin | Taylor Barrett | TRUE | 2026-08-11T00:00:00 | 2026-11-05T00:00:00 | 2026-11-05T00:00:00 | 2 | 0 | 2 | 231 | 3696 | 55316-3157 | USA | N30 | 726 | KIRK KEY INTERLOCK COMPANY LLC | 45263-8534 | KCAM00010S | ORDER PER BOM/QUOTE | PUR | Kirk lock, order per quote, mount on ABB Emax 4.2 breaker, key removeable when breaker locked open, -Stamped, Keyed "K23" | EA | EA | KIRK | TRUE |  | P | PPD | 100 |  | 77317-21-1
135374 | 1 | 7 | States | Champlin | Taylor Barrett | TRUE | 2026-08-11T00:00:00 | 2026-11-05T00:00:00 | 2026-11-05T00:00:00 | 1 | 0 | 1 | 231 | 3696 | 55316-3157 | USA | N30 | 726 | KIRK KEY INTERLOCK COMPANY LLC | 45263-8534 | KCAM00010S | ORDER PER BOM/QUOTE | PUR | Kirk lock, order per quote, mount on ABB Emax 4.2 breaker, key removeable when breaker locked open, -Stamped, Keyed "K23" | EA | EA | KIRK | TRUE |  | P | PPD | 100 |  | 77317-20-1
133167 | 1 | 1 | States | Champlin | Taylor Barrett | TRUE | 2026-05-11T00:00:00 | 2026-10-12T00:00:00 | 2026-10-12T00:00:00 | 18 | 0 | 18 | 173.83 | 3128.94 | 55316-3157 | USA | D01 | 742 | LAKELAND ENGINEERING EQUIPMENT COMPANY | 55422 | AcuCT-3163-2500:5 | Current transformers, 2500:5, 3.15"X6.30" SQ Window | PUR | Current transformers, 2500:5, 3.15"X6.30" SQ Window | EA | EA |  | TRUE |  | P | PPD | 100
133353 | 1 | 1 | States | Champlin | Taylor Barrett | TRUE | 2026-05-18T00:00:00 | 2026-10-12T00:00:00 | 2026-10-12T00:00:00 | 12 | 0 | 12 | 173.83 | 2085.96 | 55316-3157 | USA | D01 | 742 | LAKELAND ENGINEERING EQUIPMENT COMPANY | 55422 | AcuCT-3163-2500:5 | Current transformers, 2500:5, 3.15"X6.30" SQ Window | PUR | Current transformers, 2500:5, 3.15"X6.30" SQ Window | EA | EA |  | TRUE |  | P | PPD | 100
133352 | 1 | 1 | States | Champlin | Taylor Barrett | TRUE | 2026-05-18T00:00:00 | 2026-10-26T00:00:00 | 2026-10-26T00:00:00 | 18 | 0 | 18 | 173.83 | 3128.94 | 55316-3157 | USA | D01 | 742 | LAKELAND ENGINEERING EQUIPMENT COMPANY | 55422 | AcuCT-3163-2500:5 | Current transformers, 2500:5, 3.15"X6.30" SQ Window | PUR | Current transformers, 2500:5, 3.15"X6.30" SQ Window | EA | EA |  | TRUE |  | P | PPD | 100
133352 | 2 | 1 | States | Champlin | Taylor Barrett | TRUE | 2026-05-18T00:00:00 | 2027-01-04T00:00:00 | 2027-01-04T00:00:00 | 24 | 0 | 24 | 178.53 | 4284.72 | 55316-3157 | USA | D01 | 742 | LAKELAND ENGINEERING EQUIPMENT COMPANY | 55422 | AcuCT-3163-3000:5 | Current transformers, 3000:5, 3.15"X6.30" SQ Window | PUR | Current transformers, 3000:5, 3.15"X6.30" SQ Window | EA | EA |  | TRUE |  | P | PPD | 100
132947 | 2 | 2 | States | Champlin | Taylor Barrett | TRUE | 2026-05-02T00:00:00 | 2027-01-04T00:00:00 | 2027-01-04T00:00:00 | 21 | 0 | 21 | 178.53 | 10176.21 | 55316-3157 | USA | D01 | 742 | LAKELAND ENGINEERING EQUIPMENT COMPANY | 55422 | AcuCT-3163-3000:5 | Current transformers, 3000:5, 3.15"X6.30" SQ Window | PUR | Current transformers, 3000:5, 3.15"X6.30" SQ Window | EA | EA |  | TRUE |  | P | PPD | 100
136008 | 1 | 3 | States | Dayton | Robert Boulka | TRUE | 2026-09-10T00:00:00 | 2026-10-06T00:00:00 |  | 84 | 0 | 84 | 145.62 | 104846.4 | 55369 | USA | D05 | 816 | MCNICHOLS COMPANY | 60677-9248 | 2403151412 | McNichols Plank Grating PLank, GRIP STRUT, Galvanized Steel, Pre-Galvanized, Mill Finish, 4 Guage (.0785" Thick), 3-Diamond (7" Width) 1-1/2" Channel Depth, Serrated Surafce, Long Way of Opening (LWO) Parallel to Width of Plank, 37% Open Area, 7" Width x 144" Length | PUR | McNichols Plank Grating PLank, GRIP STRUT, Galvanized Steel, Pre-Galvanized, Mill Finish, 4 Guage (.0785" Thick), 3-Diamond (7" Width) 1-1/2" Channel Depth, Serrated Surafce, Long Way of Opening (LWO) Parallel to Width of Plank, 37% Open Area, 7" Width x 144" Length | EA | EA |  | FALSE |  | P | PPD | DAYTON
136008 | 1 | 8 | States | Dayton | Robert Boulka | TRUE | 2026-09-10T00:00:00 | 2026-12-04T00:00:00 |  | 84 | 0 | 84 | 145.62 | 104846.4 | 55369 | USA | D05 | 816 | MCNICHOLS COMPANY | 60677-9248 | 2403151412 | McNichols Plank Grating PLank, GRIP STRUT, Galvanized Steel, Pre-Galvanized, Mill Finish, 4 Guage (.0785" Thick), 3-Diamond (7" Width) 1-1/2" Channel Depth, Serrated Surafce, Long Way of Opening (LWO) Parallel to Width of Plank, 37% Open Area, 7" Width x 144" Length | PUR | McNichols Plank Grating PLank, GRIP STRUT, Galvanized Steel, Pre-Galvanized, Mill Finish, 4 Guage (.0785" Thick), 3-Diamond (7" Width) 1-1/2" Channel Depth, Serrated Surafce, Long Way of Opening (LWO) Parallel to Width of Plank, 37% Open Area, 7" Width x 144" Length | EA | EA |  | FALSE |  | P | PPD | DAYTON
136008 | 1 | 4 | States | Dayton | Robert Boulka | TRUE | 2026-09-10T00:00:00 | 2026-10-30T00:00:00 |  | 84 | 0 | 84 | 145.62 | 104846.4 | 55369 | USA | D05 | 816 | MCNICHOLS COMPANY | 60677-9248 | 2403151412 | McNichols Plank Grating PLank, GRIP STRUT, Galvanized Steel, Pre-Galvanized, Mill Finish, 4 Guage (.0785" Thick), 3-Diamond (7" Width) 1-1/2" Channel Depth, Serrated Surafce, Long Way of Opening (LWO) Parallel to Width of Plank, 37% Open Area, 7" Width x 144" Length | PUR | McNichols Plank Grating PLank, GRIP STRUT, Galvanized Steel, Pre-Galvanized, Mill Finish, 4 Guage (.0785" Thick), 3-Diamond (7" Width) 1-1/2" Channel Depth, Serrated Surafce, Long Way of Opening (LWO) Parallel to Width of Plank, 37% Open Area, 7" Width x 144" Length | EA | EA |  | FALSE |  | P | PPD | DAYTON
136008 | 1 | 6 | States | Dayton | Robert Boulka | TRUE | 2026-09-10T00:00:00 | 2026-11-18T00:00:00 |  | 48 | 0 | 48 | 145.62 | 104846.4 | 55369 | USA | D05 | 816 | MCNICHOLS COMPANY | 60677-9248 | 2403151412 | McNichols Plank Grating PLank, GRIP STRUT, Galvanized Steel, Pre-Galvanized, Mill Finish, 4 Guage (.0785" Thick), 3-Diamond (7" Width) 1-1/2" Channel Depth, Serrated Surafce, Long Way of Opening (LWO) Parallel to Width of Plank, 37% Open Area, 7" Width x 144" Length | PUR | McNichols Plank Grating PLank, GRIP STRUT, Galvanized Steel, Pre-Galvanized, Mill Finish, 4 Guage (.0785" Thick), 3-Diamond (7" Width) 1-1/2" Channel Depth, Serrated Surafce, Long Way of Opening (LWO) Parallel to Width of Plank, 37% Open Area, 7" Width x 144" Length | EA | EA |  | FALSE |  | P | PPD | DAYTON
136008 | 1 | 7 | States | Dayton | Robert Boulka | TRUE | 2026-09-10T00:00:00 | 2026-11-18T00:00:00 |  | 96 | 0 | 96 | 145.62 | 104846.4 | 55369 | USA | D05 | 816 | MCNICHOLS COMPANY | 60677-9248 | 2403151412 | McNichols Plank Grating PLank, GRIP STRUT, Galvanized Steel, Pre-Galvanized, Mill Finish, 4 Guage (.0785" Thick), 3-Diamond (7" Width) 1-1/2" Channel Depth, Serrated Surafce, Long Way of Opening (LWO) Parallel to Width of Plank, 37% Open Area, 7" Width x 144" Length | PUR | McNichols Plank Grating PLank, GRIP STRUT, Galvanized Steel, Pre-Galvanized, Mill Finish, 4 Guage (.0785" Thick), 3-Diamond (7" Width) 1-1/2" Channel Depth, Serrated Surafce, Long Way of Opening (LWO) Parallel to Width of Plank, 37% Open Area, 7" Width x 144" Length | EA | EA |  | FALSE |  | P | PPD | DAYTON
136008 | 1 | 9 | States | Dayton | Robert Boulka | TRUE | 2026-09-10T00:00:00 | 2026-12-04T00:00:00 |  | 60 | 0 | 60 | 145.62 | 104846.4 | 55369 | USA | D05 | 816 | MCNICHOLS COMPANY | 60677-9248 | 2403151412 | McNichols Plank Grating PLank, GRIP STRUT, Galvanized Steel, Pre-Galvanized, Mill Finish, 4 Guage (.0785" Thick), 3-Diamond (7" Width) 1-1/2" Channel Depth, Serrated Surafce, Long Way of Opening (LWO) Parallel to Width of Plank, 37% Open Area, 7" Width x 144" Length | PUR | McNichols Plank Grating PLank, GRIP STRUT, Galvanized Steel, Pre-Galvanized, Mill Finish, 4 Guage (.0785" Thick), 3-Diamond (7" Width) 1-1/2" Channel Depth, Serrated Surafce, Long Way of Opening (LWO) Parallel to Width of Plank, 37% Open Area, 7" Width x 144" Length | EA | EA |  | FALSE |  | P | PPD | DAYTON
136008 | 1 | 1 | States | Dayton | Robert Boulka | TRUE | 2026-09-10T00:00:00 | 2026-10-06T00:00:00 |  | 78 | 0 | 78 | 145.62 | 104846.4 | 55369 | USA | D05 | 816 | MCNICHOLS COMPANY | 60677-9248 | 2403151412 | McNichols Plank Grating PLank, GRIP STRUT, Galvanized Steel, Pre-Galvanized, Mill Finish, 4 Guage (.0785" Thick), 3-Diamond (7" Width) 1-1/2" Channel Depth, Serrated Surafce, Long Way of Opening (LWO) Parallel to Width of Plank, 37% Open Area, 7" Width x 144" Length | PUR | McNichols Plank Grating PLank, GRIP STRUT, Galvanized Steel, Pre-Galvanized, Mill Finish, 4 Guage (.0785" Thick), 3-Diamond (7" Width) 1-1/2" Channel Depth, Serrated Surafce, Long Way of Opening (LWO) Parallel to Width of Plank, 37% Open Area, 7" Width x 144" Length | EA | EA |  | FALSE |  | P | PPD | DAYTON
136008 | 1 | 5 | States | Dayton | Robert Boulka | TRUE | 2026-09-10T00:00:00 | 2026-10-30T00:00:00 |  | 96 | 0 | 96 | 145.62 | 104846.4 | 55369 | USA | D05 | 816 | MCNICHOLS COMPANY | 60677-9248 | 2403151412 | McNichols Plank Grating PLank, GRIP STRUT, Galvanized Steel, Pre-Galvanized, Mill Finish, 4 Guage (.0785" Thick), 3-Diamond (7" Width) 1-1/2" Channel Depth, Serrated Surafce, Long Way of Opening (LWO) Parallel to Width of Plank, 37% Open Area, 7" Width x 144" Length | PUR | McNichols Plank Grating PLank, GRIP STRUT, Galvanized Steel, Pre-Galvanized, Mill Finish, 4 Guage (.0785" Thick), 3-Diamond (7" Width) 1-1/2" Channel Depth, Serrated Surafce, Long Way of Opening (LWO) Parallel to Width of Plank, 37% Open Area, 7" Width x 144" Length | EA | EA |  | FALSE |  | P | PPD | DAYTON
136008 | 1 | 2 | States | Dayton | Robert Boulka | TRUE | 2026-09-10T00:00:00 | 2026-10-06T00:00:00 |  | 90 | 0 | 90 | 145.62 | 104846.4 | 55369 | USA | D05 | 816 | MCNICHOLS COMPANY | 60677-9248 | 2403151412 | McNichols Plank Grating PLank, GRIP STRUT, Galvanized Steel, Pre-Galvanized, Mill Finish, 4 Guage (.0785" Thick), 3-Diamond (7" Width) 1-1/2" Channel Depth, Serrated Surafce, Long Way of Opening (LWO) Parallel to Width of Plank, 37% Open Area, 7" Width x 144" Length | PUR | McNichols Plank Grating PLank, GRIP STRUT, Galvanized Steel, Pre-Galvanized, Mill Finish, 4 Guage (.0785" Thick), 3-Diamond (7" Width) 1-1/2" Channel Depth, Serrated Surafce, Long Way of Opening (LWO) Parallel to Width of Plank, 37% Open Area, 7" Width x 144" Length | EA | EA |  | FALSE |  | P | PPD | DAYTON
136132 | 3 | 1 | States | Champlin | Taylor Barrett | TRUE | 2026-09-15T00:00:00 | 2027-05-25T00:00:00 | 2027-05-25T00:00:00 | 4 | 0 | 4 | 3951 | 15804 | 55316 | USA | D99 | 835 | IC - MGM TRANSFORMER COMPANY | 90058 | HT45CZ3B2SH-HK1360LN03R | 45 kVA three-phase transformer with 415V delta primary and 208Y/120 secondary. Aluminum windings, 150°C rise, K-13 rated with electrostatic shield. NEMA 3R indoor/outdoor enclosure (Size B+), DOE compliant, 45 dB sound level. | PUR | 45 kVA three-phase transformer with 415V delta primary and 208Y/120 secondary. Aluminum windings, 150°C rise, K-13 rated with electrostatic shield. NEMA 3R indoor/outdoor enclosure (Size B+), DOE compliant, 45 dB sound level. | EA | EA |  | TRUE |  | P | ALL | 100
136132 | 1 | 1 | States | Champlin | Taylor Barrett | TRUE | 2026-09-15T00:00:00 | 2027-05-25T00:00:00 | 2027-05-25T00:00:00 | 4 | 0 | 4 | 13223 | 52892 | 55316 | USA | D99 | 835 | IC - MGM TRANSFORMER COMPANY | 90058 | HT225A3D2SH-HK1360LN001 | 225 kVA three-phase transformer with 480V delta primary and 480Y/277 secondary. Aluminum windings, 150°C rise, K-13 rated with electrostatic shield. NEMA 1 indoor enclosure (Size D), DOE compliant, 55 dB sound level. | PUR | 225 kVA three-phase transformer with 480V delta primary and 480Y/277 secondary. Aluminum windings, 150°C rise, K-13 rated with electrostatic shield. NEMA 1 indoor enclosure (Size D), DOE compliant, 55 dB sound level. | EA | EA |  | TRUE |  | P | ALL | 100
136132 | 2 | 1 | States | Champlin | Taylor Barrett | TRUE | 2026-09-15T00:00:00 | 2027-05-25T00:00:00 | 2027-05-25T00:00:00 | 4 | 0 | 4 | 3951 | 15804 | 55316 | USA | D99 | 835 | IC - MGM TRANSFORMER COMPANY | 90058 | HT45A3B2SH-HK1360LN03R | 45 kVA three-phase transformer with 480V delta primary and 208Y/120 secondary. Aluminum windings, 150°C rise, K-13 rated with electrostatic shield. NEMA 3R indoor/outdoor enclosure (Size B+), DOE compliant, 45 dB sound level. | PUR | 45 kVA three-phase transformer with 480V delta primary and 208Y/120 secondary. Aluminum windings, 150°C rise, K-13 rated with electrostatic shield. NEMA 3R indoor/outdoor enclosure (Size B+), DOE compliant, 45 dB sound level. | EA | EA |  | TRUE |  | P | ALL | 100
135842 | 1 | 2 | States | Dayton | Taylor Barrett | TRUE | 2026-09-01T00:00:00 | 2026-12-18T00:00:00 |  | 2 | 0 | 2 | 1745 | 27920 | 55369 | USA | N30 | 835 | IC - MGM TRANSFORMER COMPANY | 90058 | HT30A3B2-D16 | 30 kVA ¦ 480 D-208Y/120 Three Phase ¦ Aluminum ¦ 150 (STD) ¦ 60Hz ¦ K-1 (STD) NEMA 3R Indoor/Outdoor | PUR | 30 kVA ¦ 480 D-208Y/120 Three Phase ¦ Aluminum ¦ 150 (STD) ¦ 60Hz ¦ K-1 (STD) NEMA 3R Indoor/Outdoor | EA | EA |  | FALSE |  | P | PPD | DAYTON
135842 | 2 | 6 | States | Dayton | Taylor Barrett | TRUE | 2026-09-01T00:00:00 | 2027-08-31T00:00:00 |  | 2 | 0 | 2 | 1988 | 31808 | 55369 | USA | N30 | 835 | IC - MGM TRANSFORMER COMPANY | 90058 | HT45A3B2-D16 | 45 kVA ¦ 480 D-208Y/120 Three Phase ¦ Aluminum ¦ 150 (STD) ¦ 60Hz ¦ K-1 (STD) NEMA 3R Indoor/Outdoor | PUR | 45 kVA ¦ 480 D-208Y/120 Three Phase ¦ Aluminum ¦ 150 (STD) ¦ 60Hz ¦ K-1 (STD) NEMA 3R Indoor/Outdoor | EA | EA |  | FALSE |  | P | PPD | DAYTON
135842 | 1 | 4 | States | Dayton | Taylor Barrett | TRUE | 2026-09-01T00:00:00 | 2027-05-19T00:00:00 |  | 4 | 0 | 4 | 1745 | 27920 | 55369 | USA | N30 | 835 | IC - MGM TRANSFORMER COMPANY | 90058 | HT30A3B2-D16 | 30 kVA ¦ 480 D-208Y/120 Three Phase ¦ Aluminum ¦ 150 (STD) ¦ 60Hz ¦ K-1 (STD) NEMA 3R Indoor/Outdoor | PUR | 30 kVA ¦ 480 D-208Y/120 Three Phase ¦ Aluminum ¦ 150 (STD) ¦ 60Hz ¦ K-1 (STD) NEMA 3R Indoor/Outdoor | EA | EA |  | FALSE |  | P | PPD | DAYTON
135842 | 2 | 7 | States | Dayton | Taylor Barrett | TRUE | 2026-09-01T00:00:00 | 2027-10-22T00:00:00 |  | 2 | 0 | 2 | 1988 | 31808 | 55369 | USA | N30 | 835 | IC - MGM TRANSFORMER COMPANY | 90058 | HT45A3B2-D16 | 45 kVA ¦ 480 D-208Y/120 Three Phase ¦ Aluminum ¦ 150 (STD) ¦ 60Hz ¦ K-1 (STD) NEMA 3R Indoor/Outdoor | PUR | 45 kVA ¦ 480 D-208Y/120 Three Phase ¦ Aluminum ¦ 150 (STD) ¦ 60Hz ¦ K-1 (STD) NEMA 3R Indoor/Outdoor | EA | EA |  | FALSE |  | P | PPD | DAYTON
135842 | 1 | 5 | States | Dayton | Taylor Barrett | TRUE | 2026-09-01T00:00:00 | 2027-08-03T00:00:00 |  | 2 | 0 | 2 | 1745 | 27920 | 55369 | USA | N30 | 835 | IC - MGM TRANSFORMER COMPANY | 90058 | HT30A3B2-D16 | 30 kVA ¦ 480 D-208Y/120 Three Phase ¦ Aluminum ¦ 150 (STD) ¦ 60Hz ¦ K-1 (STD) NEMA 3R Indoor/Outdoor | PUR | 30 kVA ¦ 480 D-208Y/120 Three Phase ¦ Aluminum ¦ 150 (STD) ¦ 60Hz ¦ K-1 (STD) NEMA 3R Indoor/Outdoor | EA | EA |  | FALSE |  | P | PPD | DAYTON
135842 | 1 | 6 | States | Dayton | Taylor Barrett | TRUE | 2026-09-01T00:00:00 | 2027-08-31T00:00:00 |  | 2 | 0 | 2 | 1745 | 27920 | 55369 | USA | N30 | 835 | IC - MGM TRANSFORMER COMPANY | 90058 | HT30A3B2-D16 | 30 kVA ¦ 480 D-208Y/120 Three Phase ¦ Aluminum ¦ 150 (STD) ¦ 60Hz ¦ K-1 (STD) NEMA 3R Indoor/Outdoor | PUR | 30 kVA ¦ 480 D-208Y/120 Three Phase ¦ Aluminum ¦ 150 (STD) ¦ 60Hz ¦ K-1 (STD) NEMA 3R Indoor/Outdoor | EA | EA |  | FALSE |  | P | PPD | DAYTON
135842 | 2 | 4 | States | Dayton | Taylor Barrett | TRUE | 2026-09-01T00:00:00 | 2027-05-19T00:00:00 |  | 4 | 0 | 4 | 1988 | 31808 | 55369 | USA | N30 | 835 | IC - MGM TRANSFORMER COMPANY | 90058 | HT45A3B2-D16 | 45 kVA ¦ 480 D-208Y/120 Three Phase ¦ Aluminum ¦ 150 (STD) ¦ 60Hz ¦ K-1 (STD) NEMA 3R Indoor/Outdoor | PUR | 45 kVA ¦ 480 D-208Y/120 Three Phase ¦ Aluminum ¦ 150 (STD) ¦ 60Hz ¦ K-1 (STD) NEMA 3R Indoor/Outdoor | EA | EA |  | FALSE |  | P | PPD | DAYTON
135842 | 1 | 7 | States | Dayton | Taylor Barrett | TRUE | 2026-09-01T00:00:00 | 2027-10-22T00:00:00 |  | 2 | 0 | 2 | 1745 | 27920 | 55369 | USA | N30 | 835 | IC - MGM TRANSFORMER COMPANY | 90058 | HT30A3B2-D16 | 30 kVA ¦ 480 D-208Y/120 Three Phase ¦ Aluminum ¦ 150 (STD) ¦ 60Hz ¦ K-1 (STD) NEMA 3R Indoor/Outdoor | PUR | 30 kVA ¦ 480 D-208Y/120 Three Phase ¦ Aluminum ¦ 150 (STD) ¦ 60Hz ¦ K-1 (STD) NEMA 3R Indoor/Outdoor | EA | EA |  | FALSE |  | P | PPD | DAYTON
135842 | 1 | 3 | States | Dayton | Taylor Barrett | TRUE | 2026-09-01T00:00:00 | 2027-01-19T00:00:00 |  | 2 | 0 | 2 | 1745 | 27920 | 55369 | USA | N30 | 835 | IC - MGM TRANSFORMER COMPANY | 90058 | HT30A3B2-D16 | 30 kVA ¦ 480 D-208Y/120 Three Phase ¦ Aluminum ¦ 150 (STD) ¦ 60Hz ¦ K-1 (STD) NEMA 3R Indoor/Outdoor | PUR | 30 kVA ¦ 480 D-208Y/120 Three Phase ¦ Aluminum ¦ 150 (STD) ¦ 60Hz ¦ K-1 (STD) NEMA 3R Indoor/Outdoor | EA | EA |  | FALSE |  | P | PPD | DAYTON
135842 | 1 | 1 | States | Dayton | Taylor Barrett | TRUE | 2026-09-01T00:00:00 | 2026-11-10T00:00:00 |  | 2 | 0 | 2 | 1745 | 27920 | 55369 | USA | N30 | 835 | IC - MGM TRANSFORMER COMPANY | 90058 | HT30A3B2-D16 | 30 kVA ¦ 480 D-208Y/120 Three Phase ¦ Aluminum ¦ 150 (STD) ¦ 60Hz ¦ K-1 (STD) NEMA 3R Indoor/Outdoor | PUR | 30 kVA ¦ 480 D-208Y/120 Three Phase ¦ Aluminum ¦ 150 (STD) ¦ 60Hz ¦ K-1 (STD) NEMA 3R Indoor/Outdoor | EA | EA |  | FALSE |  | P | PPD | DAYTON
135842 | 2 | 2 | States | Dayton | Taylor Barrett | TRUE | 2026-09-01T00:00:00 | 2026-12-18T00:00:00 |  | 2 | 0 | 2 | 1988 | 31808 | 55369 | USA | N30 | 835 | IC - MGM TRANSFORMER COMPANY | 90058 | HT45A3B2-D16 | 45 kVA ¦ 480 D-208Y/120 Three Phase ¦ Aluminum ¦ 150 (STD) ¦ 60Hz ¦ K-1 (STD) NEMA 3R Indoor/Outdoor | PUR | 45 kVA ¦ 480 D-208Y/120 Three Phase ¦ Aluminum ¦ 150 (STD) ¦ 60Hz ¦ K-1 (STD) NEMA 3R Indoor/Outdoor | EA | EA |  | FALSE |  | P | PPD | DAYTON
135842 | 2 | 1 | States | Dayton | Taylor Barrett | TRUE | 2026-09-01T00:00:00 | 2026-11-10T00:00:00 |  | 2 | 0 | 2 | 1988 | 31808 | 55369 | USA | N30 | 835 | IC - MGM TRANSFORMER COMPANY | 90058 | HT45A3B2-D16 | 45 kVA ¦ 480 D-208Y/120 Three Phase ¦ Aluminum ¦ 150 (STD) ¦ 60Hz ¦ K-1 (STD) NEMA 3R Indoor/Outdoor | PUR | 45 kVA ¦ 480 D-208Y/120 Three Phase ¦ Aluminum ¦ 150 (STD) ¦ 60Hz ¦ K-1 (STD) NEMA 3R Indoor/Outdoor | EA | EA |  | FALSE |  | P | PPD | DAYTON
135842 | 2 | 3 | States | Dayton | Taylor Barrett | TRUE | 2026-09-01T00:00:00 | 2027-01-19T00:00:00 |  | 2 | 0 | 2 | 1988 | 31808 | 55369 | USA | N30 | 835 | IC - MGM TRANSFORMER COMPANY | 90058 | HT45A3B2-D16 | 45 kVA ¦ 480 D-208Y/120 Three Phase ¦ Aluminum ¦ 150 (STD) ¦ 60Hz ¦ K-1 (STD) NEMA 3R Indoor/Outdoor | PUR | 45 kVA ¦ 480 D-208Y/120 Three Phase ¦ Aluminum ¦ 150 (STD) ¦ 60Hz ¦ K-1 (STD) NEMA 3R Indoor/Outdoor | EA | EA |  | FALSE |  | P | PPD | DAYTON
135842 | 2 | 5 | States | Dayton | Taylor Barrett | TRUE | 2026-09-01T00:00:00 | 2027-08-03T00:00:00 |  | 2 | 0 | 2 | 1988 | 31808 | 55369 | USA | N30 | 835 | IC - MGM TRANSFORMER COMPANY | 90058 | HT45A3B2-D16 | 45 kVA ¦ 480 D-208Y/120 Three Phase ¦ Aluminum ¦ 150 (STD) ¦ 60Hz ¦ K-1 (STD) NEMA 3R Indoor/Outdoor | PUR | 45 kVA ¦ 480 D-208Y/120 Three Phase ¦ Aluminum ¦ 150 (STD) ¦ 60Hz ¦ K-1 (STD) NEMA 3R Indoor/Outdoor | EA | EA |  | FALSE |  | P | PPD | DAYTON
133702 | 5 | 1 | States | OPPIDAN HILLIARD | Taylor Barrett | TRUE | 2026-05-28T00:00:00 | 2026-10-21T00:00:00 | 2026-10-21T00:00:00 | 3 | 0 | 3 | 15799 | 47397 | 43026 | USA | N30 | 835 | IC - MGM TRANSFORMER COMPANY | 90058 | HT225A3D2SH-HK1360LN001 | 225 kVA three-phase transformer with 480V delta primary and 480Y/277 secondary. Aluminum windings, 150°C rise, K-13 rated with electrostatic shield. NEMA 1 indoor enclosure (Size D), DOE compliant, 55 dB sound level. | PUR | 225 kVA three-phase transformer with 480V delta primary and 480Y/277 secondary. Aluminum windings, 150°C rise, K-13 rated with electrostatic shield. NEMA 1 indoor enclosure (Size D), DOE compliant, 55 dB sound level. | EA | EA |  | TRUE |  | P | ALL | DAYTON
133702 | 6 | 1 | States | OPPIDAN HILLIARD | Taylor Barrett | TRUE | 2026-05-28T00:00:00 | 2026-10-21T00:00:00 | 2026-10-21T00:00:00 | 3 | 0 | 3 | 6609 | 19827 | 43026 | USA | N30 | 835 | IC - MGM TRANSFORMER COMPANY | 90058 | HT45CZ3B2SH-HK1360LN03R | 45 kVA three-phase transformer with 415V delta primary and 208Y/120 secondary. Aluminum windings, 150°C rise, K-13 rated with electrostatic shield. NEMA 3R indoor/outdoor enclosure (Size B+), DOE compliant, 45 dB sound level. | PUR | 45 kVA three-phase transformer with 415V delta primary and 208Y/120 secondary. Aluminum windings, 150°C rise, K-13 rated with electrostatic shield. NEMA 3R indoor/outdoor enclosure (Size B+), DOE compliant, 45 dB sound level. | EA | EA |  | TRUE |  | P | ALL | DAYTON
133702 | 4 | 1 | States | OPPIDAN HILLIARD | Taylor Barrett | TRUE | 2026-05-28T00:00:00 | 2026-10-21T00:00:00 | 2026-10-21T00:00:00 | 3 | 0 | 3 | 6609 | 19827 | 43026 | USA | N30 | 835 | IC - MGM TRANSFORMER COMPANY | 90058 | HT45A3B2SH-HK1360LN03R | 45 kVA three-phase transformer with 480V delta primary and 208Y/120 secondary. Aluminum windings, 150°C rise, K-13 rated with electrostatic shield. NEMA 3R indoor/outdoor enclosure (Size B+), DOE compliant, 45 dB sound level. | PUR | 45 kVA three-phase transformer with 480V delta primary and 208Y/120 secondary. Aluminum windings, 150°C rise, K-13 rated with electrostatic shield. NEMA 3R indoor/outdoor enclosure (Size B+), DOE compliant, 45 dB sound level. | EA | EA |  | TRUE |  | P | ALL | DAYTON
135983 | 3 | 1 | States | Dayton | Taylor Barrett | TRUE | 2026-09-09T00:00:00 | 2027-01-04T00:00:00 | 2027-01-04T00:00:00 | 1 | 0 | 1 | 3951 | 7902 | 55369 | USA | D99 | 835 | IC - MGM TRANSFORMER COMPANY | 90058 | HT45A3B2SH-HK1360LN03R + LK1 | Transformer 3ph 45kVA 480V-208Y/120V 60Hz AL | PUR | Transformer 3ph 45kVA 480V-208Y/120V 60Hz AL | EA | EA |  | TRUE |  | P | PPD | DAYTON |  | 76920-39-1
135983 | 3 | 2 | States | Dayton | Taylor Barrett | TRUE | 2026-09-09T00:00:00 | 2027-01-04T00:00:00 | 2027-01-04T00:00:00 | 1 | 0 | 1 | 3951 | 7902 | 55369 | USA | D99 | 835 | IC - MGM TRANSFORMER COMPANY | 90058 | HT45A3B2SH-HK1360LN03R + LK1 | Transformer 3ph 45kVA 480V-208Y/120V 60Hz AL | PUR | Transformer 3ph 45kVA 480V-208Y/120V 60Hz AL | EA | EA |  | TRUE |  | P | PPD | DAYTON |  | 76828-36-1
135983 | 4 | 1 | States | Dayton | Taylor Barrett | TRUE | 2026-09-09T00:00:00 | 2027-01-04T00:00:00 | 2027-01-04T00:00:00 | 1 | 0 | 1 | 3951 | 7902 | 55369 | USA | D99 | 835 | IC - MGM TRANSFORMER COMPANY | 90058 | HT45CZ3B2SH-HK1360LN03R + LK1 | Tranfromer 3ph 45kVA 416V-208Y/120V 60Hz AL | PUR | Tranfromer 3ph 45kVA 415V-208Y/120V 60Hz AL | EA | EA |  | TRUE |  | P | PPD | DAYTON |  | 76920-39-1
135983 | 1 | 2 | States | Dayton | Taylor Barrett | TRUE | 2026-09-09T00:00:00 | 2027-01-04T00:00:00 | 2027-01-04T00:00:00 | 1 | 0 | 1 | 13223 | 26446 | 55369 | USA | D99 | 835 | IC - MGM TRANSFORMER COMPANY | 90058 | HT225A3D2SH-HK1360LN001 + LK3 | Tranformer 3ph 225kVA 480V-480Y/277V 60Hz AL | PUR | Tranformer 3ph 225kVA 480V-480Y/277V 60Hz AL | EA | EA |  | TRUE |  | P | PPD | DAYTON |  | 76828-36-1
135983 | 5 | 1 | States | Dayton | Taylor Barrett | TRUE | 2026-09-09T00:00:00 | 2027-01-04T00:00:00 | 2027-01-04T00:00:00 | 1 | 0 | 1 | 4842 | 9684 | 55369 | USA | D99 | 835 | IC - MGM TRANSFORMER COMPANY | 90058 | HT75A3B2SH-HK1360LN03R + LK2 | Tranformer K13 3ph 75kVA 480V-208Y/120V 60Hz AL | PUR | Tranformer K13 3ph 75kVA 480V-208Y/120V 60Hz AL | EA | EA |  | TRUE |  | P | PPD | DAYTON |  | 76920-39-1
135983 | 4 | 2 | States | Dayton | Taylor Barrett | TRUE | 2026-09-09T00:00:00 | 2027-01-04T00:00:00 | 2027-01-04T00:00:00 | 1 | 0 | 1 | 3951 | 7902 | 55369 | USA | D99 | 835 | IC - MGM TRANSFORMER COMPANY | 90058 | HT45CZ3B2SH-HK1360LN03R + LK1 | Tranfromer 3ph 45kVA 416V-208Y/120V 60Hz AL | PUR | Tranfromer 3ph 45kVA 415V-208Y/120V 60Hz AL | EA | EA |  | TRUE |  | P | PPD | DAYTON |  | 76828-36-1
135983 | 1 | 1 | States | Dayton | Taylor Barrett | TRUE | 2026-09-09T00:00:00 | 2027-01-04T00:00:00 | 2027-01-04T00:00:00 | 1 | 0 | 1 | 13223 | 26446 | 55369 | USA | D99 | 835 | IC - MGM TRANSFORMER COMPANY | 90058 | HT225A3D2SH-HK1360LN001 + LK3 | Tranformer 3ph 225kVA 480V-480Y/277V 60Hz AL | PUR | Tranformer 3ph 225kVA 480V-480Y/277V 60Hz AL | EA | EA |  | TRUE |  | P | PPD | DAYTON |  | 76920-39-1
135983 | 5 | 2 | States | Dayton | Taylor Barrett | TRUE | 2026-09-09T00:00:00 | 2027-01-04T00:00:00 | 2027-01-04T00:00:00 | 1 | 0 | 1 | 4842 | 9684 | 55369 | USA | D99 | 835 | IC - MGM TRANSFORMER COMPANY | 90058 | HT75A3B2SH-HK1360LN03R + LK2 | Tranformer K13 3ph 75kVA 480V-208Y/120V 60Hz AL | PUR | Tranformer K13 3ph 75kVA 480V-208Y/120V 60Hz AL | EA | EA |  | TRUE |  | P | PPD | DAYTON |  | 76828-36-1
135983 | 2 | 1 | States | Dayton | Taylor Barrett | TRUE | 2026-09-09T00:00:00 | 2027-01-04T00:00:00 | 2027-01-04T00:00:00 | 1 | 0 | 1 | 3258 | 6516 | 55369 | USA | D99 | 835 | IC - MGM TRANSFORMER COMPANY | 90058 | HT30A3B2SH-HK1360LN03R + LK1 | Transformer: 3ph 30kVA 480V-208Y/120V 60Hz AL | PUR | Transformer: 3ph 30kVA 480V-208Y/120V 60Hz AL | EA | EA |  | TRUE |  | P | PPD | DAYTON |  | 76920-39-1
135983 | 2 | 2 | States | Dayton | Taylor Barrett | TRUE | 2026-09-09T00:00:00 | 2027-01-04T00:00:00 | 2027-01-04T00:00:00 | 1 | 0 | 1 | 3258 | 6516 | 55369 | USA | D99 | 835 | IC - MGM TRANSFORMER COMPANY | 90058 | HT30A3B2SH-HK1360LN03R + LK1 | Transformer: 3ph 30kVA 480V-208Y/120V 60Hz AL | PUR | Transformer: 3ph 30kVA 480V-208Y/120V 60Hz AL | EA | EA |  | TRUE |  | P | PPD | DAYTON |  | 76828-36-1
133757 | 13 | 1 | States | Champlin | Taylor Barrett | TRUE | 2026-06-01T00:00:00 | 2027-01-25T00:00:00 | 2027-01-25T00:00:00 | 2 | 0 | 2 | 4842 | 9684 | 55316-3157 | USA | N30 | 835 | IC - MGM TRANSFORMER COMPANY | 90058 | HT75A3B2SH-HK1360LN03R | 75 kVA three-phase transformer with 480V delta primary and 208Y/120 secondary. Aluminum windings, 150°C rise, K-13 rated with electrostatic shield. NEMA 3R indoor/outdoor enclosure (Size C), DOE compliant, 50 dB sound level. | PUR | 75 kVA three-phase transformer with 480V delta primary and 208Y/120 secondary. Aluminum windings, 150°C rise, K-13 rated with electrostatic shield. NEMA 3R indoor/outdoor enclosure (Size C), DOE compliant, 50 dB sound level. | EA | EA |  | TRUE |  | P | ALL | DAYTON
133757 | 12 | 1 | States | Champlin | Taylor Barrett | TRUE | 2026-06-01T00:00:00 | 2027-01-25T00:00:00 | 2027-01-25T00:00:00 | 1 | 0 | 1 | 3951 | 3951 | 55316-3157 | USA | N30 | 835 | IC - MGM TRANSFORMER COMPANY | 90058 | HT45CZ3B2SH-HK1360LN03R | 45 kVA three-phase transformer with 415V delta primary and 208Y/120 secondary. Aluminum windings, 150°C rise, K-13 rated with electrostatic shield. NEMA 3R indoor/outdoor enclosure (Size B+), DOE compliant, 45 dB sound level. | PUR | 45 kVA three-phase transformer with 415V delta primary and 208Y/120 secondary. Aluminum windings, 150°C rise, K-13 rated with electrostatic shield. NEMA 3R indoor/outdoor enclosure (Size B+), DOE compliant, 45 dB sound level. | EA | EA |  | TRUE |  | P | ALL | DAYTON
133757 | 14 | 1 | States | Champlin | Taylor Barrett | TRUE | 2026-06-01T00:00:00 | 2027-01-25T00:00:00 | 2027-01-25T00:00:00 | 2 | 0 | 2 | 13223 | 26446 | 55316-3157 | USA | N30 | 835 | IC - MGM TRANSFORMER COMPANY | 90058 | HT225A3D2SH-HK1360LN001 | 225 kVA three-phase transformer with 480V delta primary and 480Y/277 secondary. Aluminum windings, 150°C rise, K-13 rated with electrostatic shield. NEMA 1 indoor enclosure (Size D), DOE compliant, 55 dB sound level. | PUR | 225 kVA three-phase transformer with 480V delta primary and 480Y/277 secondary. Aluminum windings, 150°C rise, K-13 rated with electrostatic shield. NEMA 1 indoor enclosure (Size D), DOE compliant, 55 dB sound level. | EA | EA |  | TRUE |  | P | ALL | DAYTON
133757 | 15 | 1 | States | Champlin | Taylor Barrett | TRUE | 2026-06-01T00:00:00 | 2027-01-25T00:00:00 | 2027-01-25T00:00:00 | 6 | 0 | 6 | 3258 | 19548 | 55316-3157 | USA | N30 | 835 | IC - MGM TRANSFORMER COMPANY | 90058 | HT30A3B1SH-HK1360LN03R | 30 kVA three-phase transformer with 480V delta primary and 208Y/120 secondary. Aluminum windings, 150°C rise, K-13 rated with electrostatic shield. NEMA 3R indoor/outdoor enclosure (Size B), DOE compliant, 45 dB sound level. | PUR | 30 kVA three-phase transformer with 480V delta primary and 208Y/120 secondary. Aluminum windings, 150°C rise, K-13 rated with electrostatic shield. NEMA 3R indoor/outdoor enclosure (Size B), DOE compliant, 45 dB sound level. | EA | EA |  | TRUE |  | P | ALL | DAYTON
133757 | 11 | 1 | States | Champlin | Taylor Barrett | TRUE | 2026-06-01T00:00:00 | 2027-01-25T00:00:00 | 2027-01-25T00:00:00 | 2 | 0 | 2 | 3951 | 7902 | 55316-3157 | USA | N30 | 835 | IC - MGM TRANSFORMER COMPANY | 90058 | HT45A3B2SH-HK1360LN03R | 45 kVA three-phase transformer with 480V delta primary and 208Y/120 secondary. Aluminum windings, 150°C rise, K-13 rated with electrostatic shield. NEMA 3R indoor/outdoor enclosure (Size B+), DOE compliant, 45 dB sound level. | PUR | 45 kVA three-phase transformer with 480V delta primary and 208Y/120 secondary. Aluminum windings, 150°C rise, K-13 rated with electrostatic shield. NEMA 3R indoor/outdoor enclosure (Size B+), DOE compliant, 45 dB sound level. | EA | EA |  | TRUE |  | P | ALL | DAYTON
133704 | 6 | 1 | States | Champlin | Taylor Barrett | TRUE | 2026-05-28T00:00:00 | 2026-10-29T00:00:00 | 2026-10-29T00:00:00 | 4 | 0 | 4 | 6609 | 26436 | 55316-3157 | USA | N30 | 835 | IC - MGM TRANSFORMER COMPANY | 90058 | HT45CZ3B2SH-HK1360LN03R | 45 kVA three-phase transformer with 415V delta primary and 208Y/120 secondary. Aluminum windings, 150°C rise, K-13 rated with electrostatic shield. NEMA 3R indoor/outdoor enclosure (Size B+), DOE compliant, 45 dB sound level. | PUR | 45 kVA three-phase transformer with 415V delta primary and 208Y/120 secondary. Aluminum windings, 150°C rise, K-13 rated with electrostatic shield. NEMA 3R indoor/outdoor enclosure (Size B+), DOE compliant, 45 dB sound level. | EA | EA |  | TRUE |  | P | ALL | DAYTON
133704 | 5 | 1 | States | Champlin | Taylor Barrett | TRUE | 2026-05-28T00:00:00 | 2026-10-29T00:00:00 | 2026-10-29T00:00:00 | 4 | 0 | 4 | 15799 | 63196 | 55316-3157 | USA | N30 | 835 | IC - MGM TRANSFORMER COMPANY | 90058 | HT225A3D2SH-HK1360LN001 | 225 kVA three-phase transformer with 480V delta primary and 480Y/277 secondary. Aluminum windings, 150°C rise, K-13 rated with electrostatic shield. NEMA 1 indoor enclosure (Size D), DOE compliant, 55 dB sound level. | PUR | 225 kVA three-phase transformer with 480V delta primary and 480Y/277 secondary. Aluminum windings, 150°C rise, K-13 rated with electrostatic shield. NEMA 1 indoor enclosure (Size D), DOE compliant, 55 dB sound level. | EA | EA |  | TRUE |  | P | ALL | DAYTON
133704 | 4 | 1 | States | Champlin | Taylor Barrett | TRUE | 2026-05-28T00:00:00 | 2026-10-29T00:00:00 | 2026-10-29T00:00:00 | 4 | 0 | 4 | 6609 | 26436 | 55316-3157 | USA | N30 | 835 | IC - MGM TRANSFORMER COMPANY | 90058 | HT45A3B2SH-HK1360LN03R | 45 kVA three-phase transformer with 480V delta primary and 208Y/120 secondary. Aluminum windings, 150°C rise, K-13 rated with electrostatic shield. NEMA 3R indoor/outdoor enclosure (Size B+), DOE compliant, 45 dB sound level. | PUR | 45 kVA three-phase transformer with 480V delta primary and 208Y/120 secondary. Aluminum windings, 150°C rise, K-13 rated with electrostatic shield. NEMA 3R indoor/outdoor enclosure (Size B+), DOE compliant, 45 dB sound level. | EA | EA |  | TRUE |  | P | ALL | DAYTON
134624 | 1 | 1 | States | Champlin | Taylor Barrett | TRUE | 2026-07-08T00:00:00 | 2026-11-20T00:00:00 | 2026-11-20T00:00:00 | 12 | 0 | 12 | 47639 | 571668 | 55316-3157 | USA | N30 | 835 | IC - MGM TRANSFORMER COMPANY | 90058 | AC370-V0358 | Phase: 3 Frequency: 60 Conductor: Copper C Rise: 150 High Voltage: 480D; 10kV BIL Low Voltage: 415Y/240; 10kV BIL Class: AA K Factor: K-13 Enclosure: No Enclosure High Voltage Taps - 2.5%, 2A2B HV Stub Up Bus LV Stub Up Bus (2) Electrostatic Shields Zmin = 5% InRush 5x Transformer rated for K factor of K-13 Neutral Terminal sized for 200% of line current capacity | PUR | Phase: 3 Frequency: 60 Conductor: Copper C Rise: 150 High Voltage: 480D; 10kV BIL Low Voltage: 415Y/240; 10kV BIL Class: AA K Factor: K-13 Enclosure: No Enclosure High Voltage Taps - 2.5%, 2A2B HV Stub Up Bus LV Stub Up Bus (2) Electrostatic Shields Zmin = 5% InRush 5x Transformer rated for K factor of K-13 Neutral Terminal sized for 200% of line current capacity | EA | EA |  | TRUE |  | P | PPD | 100
134623 | 1 | 1 | States | Champlin | Taylor Barrett | TRUE | 2026-07-08T00:00:00 | 2026-10-28T00:00:00 | 2026-10-28T00:00:00 | 12 | 0 | 12 | 47639 | 571668 | 55316-3157 | USA | N30 | 835 | IC - MGM TRANSFORMER COMPANY | 90058 | AC370-V0358 | Phase: 3 Frequency: 60 Conductor: Copper C Rise: 150 High Voltage: 480D; 10kV BIL Low Voltage: 415Y/240; 10kV BIL Class: AA K Factor: K-13 Enclosure: No Enclosure High Voltage Taps - 2.5%, 2A2B HV Stub Up Bus LV Stub Up Bus (2) Electrostatic Shields Zmin = 5% InRush 5x Transformer rated for K factor of K-13 Neutral Terminal sized for 200% of line current capacity | PUR | Phase: 3 Frequency: 60 Conductor: Copper C Rise: 150 High Voltage: 480D; 10kV BIL Low Voltage: 415Y/240; 10kV BIL Class: AA K Factor: K-13 Enclosure: No Enclosure High Voltage Taps - 2.5%, 2A2B HV Stub Up Bus LV Stub Up Bus (2) Electrostatic Shields Zmin = 5% InRush 5x Transformer rated for K factor of K-13 Neutral Terminal sized for 200% of line current capacity | EA | EA |  | TRUE |  | P | PPD | 100
135552 | 2 | 19 | States | Dayton | Taylor Barrett | TRUE | 2026-08-18T00:00:00 | 2026-12-01T00:00:00 |  | 1 | 0 | 1 | 56352 | 1746912 | 55369-6417 | USA | N30 | 835 | IC - MGM TRANSFORMER COMPANY | 90058 | Q36528-R2 | 1200 kVA Dry General Purpose Product Specifications Phase: 3 Frequency: 60 Conductor: Aluminum C Rise: 150 High Voltage: 4160D; 30kV BIL Low Voltage: 480GrdY/277; 10kV BIL Class: AAK Factor: K-1 Enclosure: NEMA 1 High Voltage • High Voltage Taps - 2.5%, 2A2B • HV Stub Up Bus Low Voltage • LV Stub Up Bus Core & Coil • DOE 2016 Compliant • Zapprox = 5.75% Physical Environment • ANSI IEEE Standard Sound Level • Standard elevation 3300ft.Enclosure • Transformer provided with an Indoor NEMA 1 Enclosure.• Case GPF Dimensions: 80""H x 64""W x 44""DTesting • Routine tests per ANSI C57.12.01 are included.Remarks • Standard Warranty per Seller's Terms & Conditions• Freight: FOB Factory (Prepaid & Allowed within the contiguous 48 US states)• Transformer assembly is UL Listed.• Transformer has a 220°C Insulation System.• VPI (Vacuum-Pressure Impregnated) Polyester Resin Windings• Price does not include providing coordination studies, field testing, training,seismic calculations, spare parts, special tools, cable lugs, cable termination kits,anchoring hardware, special manuals and/or special documentation, in & out warranty coverage or liquidated damages unless specifically mentioned in the Features Section of this Quote.• Price is based strictly on providing ratings, features, options and construction as described on this quotation only. • Recommended clearances from walls or other obstructions required foraccess and ventilation: Front = 36", Top = 18", Rear = 12" (36" for maintenance purposes). • Approximate weight is 6,100 pounds | PUR | 1200 kVA Dry General Purpose Product Specifications Phase: 3 Frequency: 60 Conductor: Aluminum C Rise: 150 High Voltage: 4160D; 30kV BIL Low Voltage: 480GrdY/277; 10kV BIL Class: AAK Factor: K-1 Enclosure: NEMA 1 High Voltage • High Voltage Taps - 2.5%, 2A2B • HV Stub Up Bus Low Voltage • LV Stub Up Bus Core & Coil • DOE 2016 Compliant • Zapprox = 5.75% Physical Environment • ANSI IEEE Standard Sound Level • Standard elevation 3300ft.Enclosure • Transformer provided with an Indoor NEMA 1 Enclosure.• Case GPF Dimensions: 80""H x 64""W x 44""DTesting • Routine tests per ANSI C57.12.01 are included.Remarks • Standard Warranty per Seller's Terms & Conditions• Freight: FOB Factory (Prepaid & Allowed within the contiguous 48 US states)• Transformer assembly is UL Listed.• Transformer has a 220°C Insulation System.• VPI (Vacuum-Pressure Impregnated) Polyester Resin Windings• Price does not include providing coordination studies, field testing, training,seismic calculations, spare parts, special tools, cable lugs, cable termination kits,anchoring hardware, special manuals and/or special documentation, in & out warranty coverage or liquidated damages unless specifically mentioned in the Features Section of this Quote.• Price is based strictly on providing ratings, features, options and construction as described on this quotation only. • Recommended clearances from walls or other obstructions required foraccess and ventilation: Front = 36", Top = 18", Rear = 12"" (36" for maintenance purposes). • Approximate weight is 6,100 pounds | EA | EA |  | FALSE |  | P | PPD | DAYTON |  | 77414S-22
135552 | 2 | 29 | States | Dayton | Taylor Barrett | TRUE | 2026-08-18T00:00:00 | 2026-12-01T00:00:00 |  | 1 | 0 | 1 | 56352 | 1746912 | 55369-6417 | USA | N30 | 835 | IC - MGM TRANSFORMER COMPANY | 90058 | Q36528-R2 | 1200 kVA Dry General Purpose Product Specifications Phase: 3 Frequency: 60 Conductor: Aluminum C Rise: 150 High Voltage: 4160D; 30kV BIL Low Voltage: 480GrdY/277; 10kV BIL Class: AAK Factor: K-1 Enclosure: NEMA 1 High Voltage • High Voltage Taps - 2.5%, 2A2B • HV Stub Up Bus Low Voltage • LV Stub Up Bus Core & Coil • DOE 2016 Compliant • Zapprox = 5.75% Physical Environment • ANSI IEEE Standard Sound Level • Standard elevation 3300ft.Enclosure • Transformer provided with an Indoor NEMA 1 Enclosure.• Case GPF Dimensions: 80""H x 64""W x 44""DTesting • Routine tests per ANSI C57.12.01 are included.Remarks • Standard Warranty per Seller's Terms & Conditions• Freight: FOB Factory (Prepaid & Allowed within the contiguous 48 US states)• Transformer assembly is UL Listed.• Transformer has a 220°C Insulation System.• VPI (Vacuum-Pressure Impregnated) Polyester Resin Windings• Price does not include providing coordination studies, field testing, training,seismic calculations, spare parts, special tools, cable lugs, cable termination kits,anchoring hardware, special manuals and/or special documentation, in & out warranty coverage or liquidated damages unless specifically mentioned in the Features Section of this Quote.• Price is based strictly on providing ratings, features, options and construction as described on this quotation only. • Recommended clearances from walls or other obstructions required foraccess and ventilation: Front = 36", Top = 18", Rear = 12" (36" for maintenance purposes). • Approximate weight is 6,100 pounds | PUR | 1200 kVA Dry General Purpose Product Specifications Phase: 3 Frequency: 60 Conductor: Aluminum C Rise: 150 High Voltage: 4160D; 30kV BIL Low Voltage: 480GrdY/277; 10kV BIL Class: AAK Factor: K-1 Enclosure: NEMA 1 High Voltage • High Voltage Taps - 2.5%, 2A2B • HV Stub Up Bus Low Voltage • LV Stub Up Bus Core & Coil • DOE 2016 Compliant • Zapprox = 5.75% Physical Environment • ANSI IEEE Standard Sound Level • Standard elevation 3300ft.Enclosure • Transformer provided with an Indoor NEMA 1 Enclosure.• Case GPF Dimensions: 80""H x 64""W x 44""DTesting • Routine tests per ANSI C57.12.01 are included.Remarks • Standard Warranty per Seller's Terms & Conditions• Freight: FOB Factory (Prepaid & Allowed within the contiguous 48 US states)• Transformer assembly is UL Listed.• Transformer has a 220°C Insulation System.• VPI (Vacuum-Pressure Impregnated) Polyester Resin Windings• Price does not include providing coordination studies, field testing, training,seismic calculations, spare parts, special tools, cable lugs, cable termination kits,anchoring hardware, special manuals and/or special documentation, in & out warranty coverage or liquidated damages unless specifically mentioned in the Features Section of this Quote.• Price is based strictly on providing ratings, features, options and construction as described on this quotation only. • Recommended clearances from walls or other obstructions required foraccess and ventilation: Front = 36", Top = 18", Rear = 12"" (36" for maintenance purposes). • Approximate weight is 6,100 pounds | EA | EA |  | FALSE |  | P | PPD | DAYTON |  | 77414S-32
135552 | 2 | 14 | States | Dayton | Taylor Barrett | TRUE | 2026-08-18T00:00:00 | 2026-12-01T00:00:00 |  | 1 | 0 | 1 | 56352 | 1746912 | 55369-6417 | USA | N30 | 835 | IC - MGM TRANSFORMER COMPANY | 90058 | Q36528-R2 | 1200 kVA Dry General Purpose Product Specifications Phase: 3 Frequency: 60 Conductor: Aluminum C Rise: 150 High Voltage: 4160D; 30kV BIL Low Voltage: 480GrdY/277; 10kV BIL Class: AAK Factor: K-1 Enclosure: NEMA 1 High Voltage • High Voltage Taps - 2.5%, 2A2B • HV Stub Up Bus Low Voltage • LV Stub Up Bus Core & Coil • DOE 2016 Compliant • Zapprox = 5.75% Physical Environment • ANSI IEEE Standard Sound Level • Standard elevation 3300ft.Enclosure • Transformer provided with an Indoor NEMA 1 Enclosure.• Case GPF Dimensions: 80""H x 64""W x 44""DTesting • Routine tests per ANSI C57.12.01 are included.Remarks • Standard Warranty per Seller's Terms & Conditions• Freight: FOB Factory (Prepaid & Allowed within the contiguous 48 US states)• Transformer assembly is UL Listed.• Transformer has a 220°C Insulation System.• VPI (Vacuum-Pressure Impregnated) Polyester Resin Windings• Price does not include providing coordination studies, field testing, training,seismic calculations, spare parts, special tools, cable lugs, cable termination kits,anchoring hardware, special manuals and/or special documentation, in & out warranty coverage or liquidated damages unless specifically mentioned in the Features Section of this Quote.• Price is based strictly on providing ratings, features, options and construction as described on this quotation only. • Recommended clearances from walls or other obstructions required foraccess and ventilation: Front = 36", Top = 18", Rear = 12" (36" for maintenance purposes). • Approximate weight is 6,100 pounds | PUR | 1200 kVA Dry General Purpose Product Specifications Phase: 3 Frequency: 60 Conductor: Aluminum C Rise: 150 High Voltage: 4160D; 30kV BIL Low Voltage: 480GrdY/277; 10kV BIL Class: AAK Factor: K-1 Enclosure: NEMA 1 High Voltage • High Voltage Taps - 2.5%, 2A2B • HV Stub Up Bus Low Voltage • LV Stub Up Bus Core & Coil • DOE 2016 Compliant • Zapprox = 5.75% Physical Environment • ANSI IEEE Standard Sound Level • Standard elevation 3300ft.Enclosure • Transformer provided with an Indoor NEMA 1 Enclosure.• Case GPF Dimensions: 80""H x 64""W x 44""DTesting • Routine tests per ANSI C57.12.01 are included.Remarks • Standard Warranty per Seller's Terms & Conditions• Freight: FOB Factory (Prepaid & Allowed within the contiguous 48 US states)• Transformer assembly is UL Listed.• Transformer has a 220°C Insulation System.• VPI (Vacuum-Pressure Impregnated) Polyester Resin Windings• Price does not include providing coordination studies, field testing, training,seismic calculations, spare parts, special tools, cable lugs, cable termination kits,anchoring hardware, special manuals and/or special documentation, in & out warranty coverage or liquidated damages unless specifically mentioned in the Features Section of this Quote.• Price is based strictly on providing ratings, features, options and construction as described on this quotation only. • Recommended clearances from walls or other obstructions required foraccess and ventilation: Front = 36", Top = 18", Rear = 12"" (36" for maintenance purposes). • Approximate weight is 6,100 pounds | EA | EA |  | FALSE |  | P | PPD | DAYTON |  | 77414S-17
135552 | 2 | 16 | States | Dayton | Taylor Barrett | TRUE | 2026-08-18T00:00:00 | 2026-12-01T00:00:00 |  | 1 | 0 | 1 | 56352 | 1746912 | 55369-6417 | USA | N30 | 835 | IC - MGM TRANSFORMER COMPANY | 90058 | Q36528-R2 | 1200 kVA Dry General Purpose Product Specifications Phase: 3 Frequency: 60 Conductor: Aluminum C Rise: 150 High Voltage: 4160D; 30kV BIL Low Voltage: 480GrdY/277; 10kV BIL Class: AAK Factor: K-1 Enclosure: NEMA 1 High Voltage • High Voltage Taps - 2.5%, 2A2B • HV Stub Up Bus Low Voltage • LV Stub Up Bus Core & Coil • DOE 2016 Compliant • Zapprox = 5.75% Physical Environment • ANSI IEEE Standard Sound Level • Standard elevation 3300ft.Enclosure • Transformer provided with an Indoor NEMA 1 Enclosure.• Case GPF Dimensions: 80""H x 64""W x 44""DTesting • Routine tests per ANSI C57.12.01 are included.Remarks • Standard Warranty per Seller's Terms & Conditions• Freight: FOB Factory (Prepaid & Allowed within the contiguous 48 US states)• Transformer assembly is UL Listed.• Transformer has a 220°C Insulation System.• VPI (Vacuum-Pressure Impregnated) Polyester Resin Windings• Price does not include providing coordination studies, field testing, training,seismic calculations, spare parts, special tools, cable lugs, cable termination kits,anchoring hardware, special manuals and/or special documentation, in & out warranty coverage or liquidated damages unless specifically mentioned in the Features Section of this Quote.• Price is based strictly on providing ratings, features, options and construction as described on this quotation only. • Recommended clearances from walls or other obstructions required foraccess and ventilation: Front = 36", Top = 18", Rear = 12" (36" for maintenance purposes). • Approximate weight is 6,100 pounds | PUR | 1200 kVA Dry General Purpose Product Specifications Phase: 3 Frequency: 60 Conductor: Aluminum C Rise: 150 High Voltage: 4160D; 30kV BIL Low Voltage: 480GrdY/277; 10kV BIL Class: AAK Factor: K-1 Enclosure: NEMA 1 High Voltage • High Voltage Taps - 2.5%, 2A2B • HV Stub Up Bus Low Voltage • LV Stub Up Bus Core & Coil • DOE 2016 Compliant • Zapprox = 5.75% Physical Environment • ANSI IEEE Standard Sound Level • Standard elevation 3300ft.Enclosure • Transformer provided with an Indoor NEMA 1 Enclosure.• Case GPF Dimensions: 80""H x 64""W x 44""DTesting • Routine tests per ANSI C57.12.01 are included.Remarks • Standard Warranty per Seller's Terms & Conditions• Freight: FOB Factory (Prepaid & Allowed within the contiguous 48 US states)• Transformer assembly is UL Listed.• Transformer has a 220°C Insulation System.• VPI (Vacuum-Pressure Impregnated) Polyester Resin Windings• Price does not include providing coordination studies, field testing, training,seismic calculations, spare parts, special tools, cable lugs, cable termination kits,anchoring hardware, special manuals and/or special documentation, in & out warranty coverage or liquidated damages unless specifically mentioned in the Features Section of this Quote.• Price is based strictly on providing ratings, features, options and construction as described on this quotation only. • Recommended clearances from walls or other obstructions required foraccess and ventilation: Front = 36", Top = 18", Rear = 12"" (36" for maintenance purposes). • Approximate weight is 6,100 pounds | EA | EA |  | FALSE |  | P | PPD | DAYTON |  | 77414S-19
135552 | 2 | 18 | States | Dayton | Taylor Barrett | TRUE | 2026-08-18T00:00:00 | 2026-12-01T00:00:00 |  | 1 | 0 | 1 | 56352 | 1746912 | 55369-6417 | USA | N30 | 835 | IC - MGM TRANSFORMER COMPANY | 90058 | Q36528-R2 | 1200 kVA Dry General Purpose Product Specifications Phase: 3 Frequency: 60 Conductor: Aluminum C Rise: 150 High Voltage: 4160D; 30kV BIL Low Voltage: 480GrdY/277; 10kV BIL Class: AAK Factor: K-1 Enclosure: NEMA 1 High Voltage • High Voltage Taps - 2.5%, 2A2B • HV Stub Up Bus Low Voltage • LV Stub Up Bus Core & Coil • DOE 2016 Compliant • Zapprox = 5.75% Physical Environment • ANSI IEEE Standard Sound Level • Standard elevation 3300ft.Enclosure • Transformer provided with an Indoor NEMA 1 Enclosure.• Case GPF Dimensions: 80""H x 64""W x 44""DTesting • Routine tests per ANSI C57.12.01 are included.Remarks • Standard Warranty per Seller's Terms & Conditions• Freight: FOB Factory (Prepaid & Allowed within the contiguous 48 US states)• Transformer assembly is UL Listed.• Transformer has a 220°C Insulation System.• VPI (Vacuum-Pressure Impregnated) Polyester Resin Windings• Price does not include providing coordination studies, field testing, training,seismic calculations, spare parts, special tools, cable lugs, cable termination kits,anchoring hardware, special manuals and/or special documentation, in & out warranty coverage or liquidated damages unless specifically mentioned in the Features Section of this Quote.• Price is based strictly on providing ratings, features, options and construction as described on this quotation only. • Recommended clearances from walls or other obstructions required foraccess and ventilation: Front = 36", Top = 18", Rear = 12" (36" for maintenance purposes). • Approximate weight is 6,100 pounds | PUR | 1200 kVA Dry General Purpose Product Specifications Phase: 3 Frequency: 60 Conductor: Aluminum C Rise: 150 High Voltage: 4160D; 30kV BIL Low Voltage: 480GrdY/277; 10kV BIL Class: AAK Factor: K-1 Enclosure: NEMA 1 High Voltage • High Voltage Taps - 2.5%, 2A2B • HV Stub Up Bus Low Voltage • LV Stub Up Bus Core & Coil • DOE 2016 Compliant • Zapprox = 5.75% Physical Environment • ANSI IEEE Standard Sound Level • Standard elevation 3300ft.Enclosure • Transformer provided with an Indoor NEMA 1 Enclosure.• Case GPF Dimensions: 80""H x 64""W x 44""DTesting • Routine tests per ANSI C57.12.01 are included.Remarks • Standard Warranty per Seller's Terms & Conditions• Freight: FOB Factory (Prepaid & Allowed within the contiguous 48 US states)• Transformer assembly is UL Listed.• Transformer has a 220°C Insulation System.• VPI (Vacuum-Pressure Impregnated) Polyester Resin Windings• Price does not include providing coordination studies, field testing, training,seismic calculations, spare parts, special tools, cable lugs, cable termination kits,anchoring hardware, special manuals and/or special documentation, in & out warranty coverage or liquidated damages unless specifically mentioned in the Features Section of this Quote.• Price is based strictly on providing ratings, features, options and construction as described on this quotation only. • Recommended clearances from walls or other obstructions required foraccess and ventilation: Front = 36", Top = 18", Rear = 12"" (36" for maintenance purposes). • Approximate weight is 6,100 pounds | EA | EA |  | FALSE |  | P | PPD | DAYTON |  | 77414S-21
135552 | 2 | 21 | States | Dayton | Taylor Barrett | TRUE | 2026-08-18T00:00:00 | 2026-12-01T00:00:00 |  | 1 | 0 | 1 | 56352 | 1746912 | 55369-6417 | USA | N30 | 835 | IC - MGM TRANSFORMER COMPANY | 90058 | Q36528-R2 | 1200 kVA Dry General Purpose Product Specifications Phase: 3 Frequency: 60 Conductor: Aluminum C Rise: 150 High Voltage: 4160D; 30kV BIL Low Voltage: 480GrdY/277; 10kV BIL Class: AAK Factor: K-1 Enclosure: NEMA 1 High Voltage • High Voltage Taps - 2.5%, 2A2B • HV Stub Up Bus Low Voltage • LV Stub Up Bus Core & Coil • DOE 2016 Compliant • Zapprox = 5.75% Physical Environment • ANSI IEEE Standard Sound Level • Standard elevation 3300ft.Enclosure • Transformer provided with an Indoor NEMA 1 Enclosure.• Case GPF Dimensions: 80""H x 64""W x 44""DTesting • Routine tests per ANSI C57.12.01 are included.Remarks • Standard Warranty per Seller's Terms & Conditions• Freight: FOB Factory (Prepaid & Allowed within the contiguous 48 US states)• Transformer assembly is UL Listed.• Transformer has a 220°C Insulation System.• VPI (Vacuum-Pressure Impregnated) Polyester Resin Windings• Price does not include providing coordination studies, field testing, training,seismic calculations, spare parts, special tools, cable lugs, cable termination kits,anchoring hardware, special manuals and/or special documentation, in & out warranty coverage or liquidated damages unless specifically mentioned in the Features Section of this Quote.• Price is based strictly on providing ratings, features, options and construction as described on this quotation only. • Recommended clearances from walls or other obstructions required foraccess and ventilation: Front = 36", Top = 18", Rear = 12" (36" for maintenance purposes). • Approximate weight is 6,100 pounds | PUR | 1200 kVA Dry General Purpose Product Specifications Phase: 3 Frequency: 60 Conductor: Aluminum C Rise: 150 High Voltage: 4160D; 30kV BIL Low Voltage: 480GrdY/277; 10kV BIL Class: AAK Factor: K-1 Enclosure: NEMA 1 High Voltage • High Voltage Taps - 2.5%, 2A2B • HV Stub Up Bus Low Voltage • LV Stub Up Bus Core & Coil • DOE 2016 Compliant • Zapprox = 5.75% Physical Environment • ANSI IEEE Standard Sound Level • Standard elevation 3300ft.Enclosure • Transformer provided with an Indoor NEMA 1 Enclosure.• Case GPF Dimensions: 80""H x 64""W x 44""DTesting • Routine tests per ANSI C57.12.01 are included.Remarks • Standard Warranty per Seller's Terms & Conditions• Freight: FOB Factory (Prepaid & Allowed within the contiguous 48 US states)• Transformer assembly is UL Listed.• Transformer has a 220°C Insulation System.• VPI (Vacuum-Pressure Impregnated) Polyester Resin Windings• Price does not include providing coordination studies, field testing, training,seismic calculations, spare parts, special tools, cable lugs, cable termination kits,anchoring hardware, special manuals and/or special documentation, in & out warranty coverage or liquidated damages unless specifically mentioned in the Features Section of this Quote.• Price is based strictly on providing ratings, features, options and construction as described on this quotation only. • Recommended clearances from walls or other obstructions required foraccess and ventilation: Front = 36", Top = 18", Rear = 12"" (36" for maintenance purposes). • Approximate weight is 6,100 pounds | EA | EA |  | FALSE |  | P | PPD | DAYTON |  | 77414S-24
135552 | 2 | 24 | States | Dayton | Taylor Barrett | TRUE | 2026-08-18T00:00:00 | 2026-12-01T00:00:00 |  | 1 | 0 | 1 | 56352 | 1746912 | 55369-6417 | USA | N30 | 835 | IC - MGM TRANSFORMER COMPANY | 90058 | Q36528-R2 | 1200 kVA Dry General Purpose Product Specifications Phase: 3 Frequency: 60 Conductor: Aluminum C Rise: 150 High Voltage: 4160D; 30kV BIL Low Voltage: 480GrdY/277; 10kV BIL Class: AAK Factor: K-1 Enclosure: NEMA 1 High Voltage • High Voltage Taps - 2.5%, 2A2B • HV Stub Up Bus Low Voltage • LV Stub Up Bus Core & Coil • DOE 2016 Compliant • Zapprox = 5.75% Physical Environment • ANSI IEEE Standard Sound Level • Standard elevation 3300ft.Enclosure • Transformer provided with an Indoor NEMA 1 Enclosure.• Case GPF Dimensions: 80""H x 64""W x 44""DTesting • Routine tests per ANSI C57.12.01 are included.Remarks • Standard Warranty per Seller's Terms & Conditions• Freight: FOB Factory (Prepaid & Allowed within the contiguous 48 US states)• Transformer assembly is UL Listed.• Transformer has a 220°C Insulation System.• VPI (Vacuum-Pressure Impregnated) Polyester Resin Windings• Price does not include providing coordination studies, field testing, training,seismic calculations, spare parts, special tools, cable lugs, cable termination kits,anchoring hardware, special manuals and/or special documentation, in & out warranty coverage or liquidated damages unless specifically mentioned in the Features Section of this Quote.• Price is based strictly on providing ratings, features, options and construction as described on this quotation only. • Recommended clearances from walls or other obstructions required foraccess and ventilation: Front = 36", Top = 18", Rear = 12" (36" for maintenance purposes). • Approximate weight is 6,100 pounds | PUR | 1200 kVA Dry General Purpose Product Specifications Phase: 3 Frequency: 60 Conductor: Aluminum C Rise: 150 High Voltage: 4160D; 30kV BIL Low Voltage: 480GrdY/277; 10kV BIL Class: AAK Factor: K-1 Enclosure: NEMA 1 High Voltage • High Voltage Taps - 2.5%, 2A2B • HV Stub Up Bus Low Voltage • LV Stub Up Bus Core & Coil • DOE 2016 Compliant • Zapprox = 5.75% Physical Environment • ANSI IEEE Standard Sound Level • Standard elevation 3300ft.Enclosure • Transformer provided with an Indoor NEMA 1 Enclosure.• Case GPF Dimensions: 80""H x 64""W x 44""DTesting • Routine tests per ANSI C57.12.01 are included.Remarks • Standard Warranty per Seller's Terms & Conditions• Freight: FOB Factory (Prepaid & Allowed within the contiguous 48 US states)• Transformer assembly is UL Listed.• Transformer has a 220°C Insulation System.• VPI (Vacuum-Pressure Impregnated) Polyester Resin Windings• Price does not include providing coordination studies, field testing, training,seismic calculations, spare parts, special tools, cable lugs, cable termination kits,anchoring hardware, special manuals and/or special documentation, in & out warranty coverage or liquidated damages unless specifically mentioned in the Features Section of this Quote.• Price is based strictly on providing ratings, features, options and construction as described on this quotation only. • Recommended clearances from walls or other obstructions required foraccess and ventilation: Front = 36", Top = 18", Rear = 12"" (36" for maintenance purposes). • Approximate weight is 6,100 pounds | EA | EA |  | FALSE |  | P | PPD | DAYTON |  | 77414S-27
135552 | 2 | 22 | States | Dayton | Taylor Barrett | TRUE | 2026-08-18T00:00:00 | 2026-12-01T00:00:00 |  | 1 | 0 | 1 | 56352 | 1746912 | 55369-6417 | USA | N30 | 835 | IC - MGM TRANSFORMER COMPANY | 90058 | Q36528-R2 | 1200 kVA Dry General Purpose Product Specifications Phase: 3 Frequency: 60 Conductor: Aluminum C Rise: 150 High Voltage: 4160D; 30kV BIL Low Voltage: 480GrdY/277; 10kV BIL Class: AAK Factor: K-1 Enclosure: NEMA 1 High Voltage • High Voltage Taps - 2.5%, 2A2B • HV Stub Up Bus Low Voltage • LV Stub Up Bus Core & Coil • DOE 2016 Compliant • Zapprox = 5.75% Physical Environment • ANSI IEEE Standard Sound Level • Standard elevation 3300ft.Enclosure • Transformer provided with an Indoor NEMA 1 Enclosure.• Case GPF Dimensions: 80""H x 64""W x 44""DTesting • Routine tests per ANSI C57.12.01 are included.Remarks • Standard Warranty per Seller's Terms & Conditions• Freight: FOB Factory (Prepaid & Allowed within the contiguous 48 US states)• Transformer assembly is UL Listed.• Transformer has a 220°C Insulation System.• VPI (Vacuum-Pressure Impregnated) Polyester Resin Windings• Price does not include providing coordination studies, field testing, training,seismic calculations, spare parts, special tools, cable lugs, cable termination kits,anchoring hardware, special manuals and/or special documentation, in & out warranty coverage or liquidated damages unless specifically mentioned in the Features Section of this Quote.• Price is based strictly on providing ratings, features, options and construction as described on this quotation only. • Recommended clearances from walls or other obstructions required foraccess and ventilation: Front = 36", Top = 18", Rear = 12" (36" for maintenance purposes). • Approximate weight is 6,100 pounds | PUR | 1200 kVA Dry General Purpose Product Specifications Phase: 3 Frequency: 60 Conductor: Aluminum C Rise: 150 High Voltage: 4160D; 30kV BIL Low Voltage: 480GrdY/277; 10kV BIL Class: AAK Factor: K-1 Enclosure: NEMA 1 High Voltage • High Voltage Taps - 2.5%, 2A2B • HV Stub Up Bus Low Voltage • LV Stub Up Bus Core & Coil • DOE 2016 Compliant • Zapprox = 5.75% Physical Environment • ANSI IEEE Standard Sound Level • Standard elevation 3300ft.Enclosure • Transformer provided with an Indoor NEMA 1 Enclosure.• Case GPF Dimensions: 80""H x 64""W x 44""DTesting • Routine tests per ANSI C57.12.01 are included.Remarks • Standard Warranty per Seller's Terms & Conditions• Freight: FOB Factory (Prepaid & Allowed within the contiguous 48 US states)• Transformer assembly is UL Listed.• Transformer has a 220°C Insulation System.• VPI (Vacuum-Pressure Impregnated) Polyester Resin Windings• Price does not include providing coordination studies, field testing, training,seismic calculations, spare parts, special tools, cable lugs, cable termination kits,anchoring hardware, special manuals and/or special documentation, in & out warranty coverage or liquidated damages unless specifically mentioned in the Features Section of this Quote.• Price is based strictly on providing ratings, features, options and construction as described on this quotation only. • Recommended clearances from walls or other obstructions required foraccess and ventilation: Front = 36", Top = 18", Rear = 12"" (36" for maintenance purposes). • Approximate weight is 6,100 pounds | EA | EA |  | FALSE |  | P | PPD | DAYTON |  | 77414S-25
135552 | 2 | 11 | States | Dayton | Taylor Barrett | TRUE | 2026-08-18T00:00:00 | 2026-12-01T00:00:00 |  | 1 | 0 | 1 | 56352 | 1746912 | 55369-6417 | USA | N30 | 835 | IC - MGM TRANSFORMER COMPANY | 90058 | Q36528-R2 | 1200 kVA Dry General Purpose Product Specifications Phase: 3 Frequency: 60 Conductor: Aluminum C Rise: 150 High Voltage: 4160D; 30kV BIL Low Voltage: 480GrdY/277; 10kV BIL Class: AAK Factor: K-1 Enclosure: NEMA 1 High Voltage • High Voltage Taps - 2.5%, 2A2B • HV Stub Up Bus Low Voltage • LV Stub Up Bus Core & Coil • DOE 2016 Compliant • Zapprox = 5.75% Physical Environment • ANSI IEEE Standard Sound Level • Standard elevation 3300ft.Enclosure • Transformer provided with an Indoor NEMA 1 Enclosure.• Case GPF Dimensions: 80""H x 64""W x 44""DTesting • Routine tests per ANSI C57.12.01 are included.Remarks • Standard Warranty per Seller's Terms & Conditions• Freight: FOB Factory (Prepaid & Allowed within the contiguous 48 US states)• Transformer assembly is UL Listed.• Transformer has a 220°C Insulation System.• VPI (Vacuum-Pressure Impregnated) Polyester Resin Windings• Price does not include providing coordination studies, field testing, training,seismic calculations, spare parts, special tools, cable lugs, cable termination kits,anchoring hardware, special manuals and/or special documentation, in & out warranty coverage or liquidated damages unless specifically mentioned in the Features Section of this Quote.• Price is based strictly on providing ratings, features, options and construction as described on this quotation only. • Recommended clearances from walls or other obstructions required foraccess and ventilation: Front = 36", Top = 18", Rear = 12" (36" for maintenance purposes). • Approximate weight is 6,100 pounds | PUR | 1200 kVA Dry General Purpose Product Specifications Phase: 3 Frequency: 60 Conductor: Aluminum C Rise: 150 High Voltage: 4160D; 30kV BIL Low Voltage: 480GrdY/277; 10kV BIL Class: AAK Factor: K-1 Enclosure: NEMA 1 High Voltage • High Voltage Taps - 2.5%, 2A2B • HV Stub Up Bus Low Voltage • LV Stub Up Bus Core & Coil • DOE 2016 Compliant • Zapprox = 5.75% Physical Environment • ANSI IEEE Standard Sound Level • Standard elevation 3300ft.Enclosure • Transformer provided with an Indoor NEMA 1 Enclosure.• Case GPF Dimensions: 80""H x 64""W x 44""DTesting • Routine tests per ANSI C57.12.01 are included.Remarks • Standard Warranty per Seller's Terms & Conditions• Freight: FOB Factory (Prepaid & Allowed within the contiguous 48 US states)• Transformer assembly is UL Listed.• Transformer has a 220°C Insulation System.• VPI (Vacuum-Pressure Impregnated) Polyester Resin Windings• Price does not include providing coordination studies, field testing, training,seismic calculations, spare parts, special tools, cable lugs, cable termination kits,anchoring hardware, special manuals and/or special documentation, in & out warranty coverage or liquidated damages unless specifically mentioned in the Features Section of this Quote.• Price is based strictly on providing ratings, features, options and construction as described on this quotation only. • Recommended clearances from walls or other obstructions required foraccess and ventilation: Front = 36", Top = 18", Rear = 12"" (36" for maintenance purposes). • Approximate weight is 6,100 pounds | EA | EA |  | FALSE |  | P | PPD | DAYTON |  | 77414S-14
135552 | 2 | 6 | States | Dayton | Taylor Barrett | TRUE | 2026-08-18T00:00:00 | 2026-12-01T00:00:00 |  | 1 | 0 | 1 | 56352 | 1746912 | 55369-6417 | USA | N30 | 835 | IC - MGM TRANSFORMER COMPANY | 90058 | Q36528-R2 | 1200 kVA Dry General Purpose Product Specifications Phase: 3 Frequency: 60 Conductor: Aluminum C Rise: 150 High Voltage: 4160D; 30kV BIL Low Voltage: 480GrdY/277; 10kV BIL Class: AAK Factor: K-1 Enclosure: NEMA 1 High Voltage • High Voltage Taps - 2.5%, 2A2B • HV Stub Up Bus Low Voltage • LV Stub Up Bus Core & Coil • DOE 2016 Compliant • Zapprox = 5.75% Physical Environment • ANSI IEEE Standard Sound Level • Standard elevation 3300ft.Enclosure • Transformer provided with an Indoor NEMA 1 Enclosure.• Case GPF Dimensions: 80""H x 64""W x 44""DTesting • Routine tests per ANSI C57.12.01 are included.Remarks • Standard Warranty per Seller's Terms & Conditions• Freight: FOB Factory (Prepaid & Allowed within the contiguous 48 US states)• Transformer assembly is UL Listed.• Transformer has a 220°C Insulation System.• VPI (Vacuum-Pressure Impregnated) Polyester Resin Windings• Price does not include providing coordination studies, field testing, training,seismic calculations, spare parts, special tools, cable lugs, cable termination kits,anchoring hardware, special manuals and/or special documentation, in & out warranty coverage or liquidated damages unless specifically mentioned in the Features Section of this Quote.• Price is based strictly on providing ratings, features, options and construction as described on this quotation only. • Recommended clearances from walls or other obstructions required foraccess and ventilation: Front = 36", Top = 18", Rear = 12" (36" for maintenance purposes). • Approximate weight is 6,100 pounds | PUR | 1200 kVA Dry General Purpose Product Specifications Phase: 3 Frequency: 60 Conductor: Aluminum C Rise: 150 High Voltage: 4160D; 30kV BIL Low Voltage: 480GrdY/277; 10kV BIL Class: AAK Factor: K-1 Enclosure: NEMA 1 High Voltage • High Voltage Taps - 2.5%, 2A2B • HV Stub Up Bus Low Voltage • LV Stub Up Bus Core & Coil • DOE 2016 Compliant • Zapprox = 5.75% Physical Environment • ANSI IEEE Standard Sound Level • Standard elevation 3300ft.Enclosure • Transformer provided with an Indoor NEMA 1 Enclosure.• Case GPF Dimensions: 80""H x 64""W x 44""DTesting • Routine tests per ANSI C57.12.01 are included.Remarks • Standard Warranty per Seller's Terms & Conditions• Freight: FOB Factory (Prepaid & Allowed within the contiguous 48 US states)• Transformer assembly is UL Listed.• Transformer has a 220°C Insulation System.• VPI (Vacuum-Pressure Impregnated) Polyester Resin Windings• Price does not include providing coordination studies, field testing, training,seismic calculations, spare parts, special tools, cable lugs, cable termination kits,anchoring hardware, special manuals and/or special documentation, in & out warranty coverage or liquidated damages unless specifically mentioned in the Features Section of this Quote.• Price is based strictly on providing ratings, features, options and construction as described on this quotation only. • Recommended clearances from walls or other obstructions required foraccess and ventilation: Front = 36", Top = 18", Rear = 12"" (36" for maintenance purposes). • Approximate weight is 6,100 pounds | EA | EA |  | FALSE |  | P | PPD | DAYTON |  | 77414S-9
135552 | 2 | 28 | States | Dayton | Taylor Barrett | TRUE | 2026-08-18T00:00:00 | 2026-12-01T00:00:00 |  | 1 | 0 | 1 | 56352 | 1746912 | 55369-6417 | USA | N30 | 835 | IC - MGM TRANSFORMER COMPANY | 90058 | Q36528-R2 | 1200 kVA Dry General Purpose Product Specifications Phase: 3 Frequency: 60 Conductor: Aluminum C Rise: 150 High Voltage: 4160D; 30kV BIL Low Voltage: 480GrdY/277; 10kV BIL Class: AAK Factor: K-1 Enclosure: NEMA 1 High Voltage • High Voltage Taps - 2.5%, 2A2B • HV Stub Up Bus Low Voltage • LV Stub Up Bus Core & Coil • DOE 2016 Compliant • Zapprox = 5.75% Physical Environment • ANSI IEEE Standard Sound Level • Standard elevation 3300ft.Enclosure • Transformer provided with an Indoor NEMA 1 Enclosure.• Case GPF Dimensions: 80""H x 64""W x 44""DTesting • Routine tests per ANSI C57.12.01 are included.Remarks • Standard Warranty per Seller's Terms & Conditions• Freight: FOB Factory (Prepaid & Allowed within the contiguous 48 US states)• Transformer assembly is UL Listed.• Transformer has a 220°C Insulation System.• VPI (Vacuum-Pressure Impregnated) Polyester Resin Windings• Price does not include providing coordination studies, field testing, training,seismic calculations, spare parts, special tools, cable lugs, cable termination kits,anchoring hardware, special manuals and/or special documentation, in & out warranty coverage or liquidated damages unless specifically mentioned in the Features Section of this Quote.• Price is based strictly on providing ratings, features, options and construction as described on this quotation only. • Recommended clearances from walls or other obstructions required foraccess and ventilation: Front = 36", Top = 18", Rear = 12" (36" for maintenance purposes). • Approximate weight is 6,100 pounds | PUR | 1200 kVA Dry General Purpose Product Specifications Phase: 3 Frequency: 60 Conductor: Aluminum C Rise: 150 High Voltage: 4160D; 30kV BIL Low Voltage: 480GrdY/277; 10kV BIL Class: AAK Factor: K-1 Enclosure: NEMA 1 High Voltage • High Voltage Taps - 2.5%, 2A2B • HV Stub Up Bus Low Voltage • LV Stub Up Bus Core & Coil • DOE 2016 Compliant • Zapprox = 5.75% Physical Environment • ANSI IEEE Standard Sound Level • Standard elevation 3300ft.Enclosure • Transformer provided with an Indoor NEMA 1 Enclosure.• Case GPF Dimensions: 80""H x 64""W x 44""DTesting • Routine tests per ANSI C57.12.01 are included.Remarks • Standard Warranty per Seller's Terms & Conditions• Freight: FOB Factory (Prepaid & Allowed within the contiguous 48 US states)• Transformer assembly is UL Listed.• Transformer has a 220°C Insulation System.• VPI (Vacuum-Pressure Impregnated) Polyester Resin Windings• Price does not include providing coordination studies, field testing, training,seismic calculations, spare parts, special tools, cable lugs, cable termination kits,anchoring hardware, special manuals and/or special documentation, in & out warranty coverage or liquidated damages unless specifically mentioned in the Features Section of this Quote.• Price is based strictly on providing ratings, features, options and construction as described on this quotation only. • Recommended clearances from walls or other obstructions required foraccess and ventilation: Front = 36", Top = 18", Rear = 12"" (36" for maintenance purposes). • Approximate weight is 6,100 pounds | EA | EA |  | FALSE |  | P | PPD | DAYTON |  | 77414S-31
135552 | 2 | 30 | States | Dayton | Taylor Barrett | TRUE | 2026-08-18T00:00:00 | 2026-12-01T00:00:00 |  | 1 | 0 | 1 | 56352 | 1746912 | 55369-6417 | USA | N30 | 835 | IC - MGM TRANSFORMER COMPANY | 90058 | Q36528-R2 | 1200 kVA Dry General Purpose Product Specifications Phase: 3 Frequency: 60 Conductor: Aluminum C Rise: 150 High Voltage: 4160D; 30kV BIL Low Voltage: 480GrdY/277; 10kV BIL Class: AAK Factor: K-1 Enclosure: NEMA 1 High Voltage • High Voltage Taps - 2.5%, 2A2B • HV Stub Up Bus Low Voltage • LV Stub Up Bus Core & Coil • DOE 2016 Compliant • Zapprox = 5.75% Physical Environment • ANSI IEEE Standard Sound Level • Standard elevation 3300ft.Enclosure • Transformer provided with an Indoor NEMA 1 Enclosure.• Case GPF Dimensions: 80""H x 64""W x 44""DTesting • Routine tests per ANSI C57.12.01 are included.Remarks • Standard Warranty per Seller's Terms & Conditions• Freight: FOB Factory (Prepaid & Allowed within the contiguous 48 US states)• Transformer assembly is UL Listed.• Transformer has a 220°C Insulation System.• VPI (Vacuum-Pressure Impregnated) Polyester Resin Windings• Price does not include providing coordination studies, field testing, training,seismic calculations, spare parts, special tools, cable lugs, cable termination kits,anchoring hardware, special manuals and/or special documentation, in & out warranty coverage or liquidated damages unless specifically mentioned in the Features Section of this Quote.• Price is based strictly on providing ratings, features, options and construction as described on this quotation only. • Recommended clearances from walls or other obstructions required foraccess and ventilation: Front = 36", Top = 18", Rear = 12" (36" for maintenance purposes). • Approximate weight is 6,100 pounds | PUR | 1200 kVA Dry General Purpose Product Specifications Phase: 3 Frequency: 60 Conductor: Aluminum C Rise: 150 High Voltage: 4160D; 30kV BIL Low Voltage: 480GrdY/277; 10kV BIL Class: AAK Factor: K-1 Enclosure: NEMA 1 High Voltage • High Voltage Taps - 2.5%, 2A2B • HV Stub Up Bus Low Voltage • LV Stub Up Bus Core & Coil • DOE 2016 Compliant • Zapprox = 5.75% Physical Environment • ANSI IEEE Standard Sound Level • Standard elevation 3300ft.Enclosure • Transformer provided with an Indoor NEMA 1 Enclosure.• Case GPF Dimensions: 80""H x 64""W x 44""DTesting • Routine tests per ANSI C57.12.01 are included.Remarks • Standard Warranty per Seller's Terms & Conditions• Freight: FOB Factory (Prepaid & Allowed within the contiguous 48 US states)• Transformer assembly is UL Listed.• Transformer has a 220°C Insulation System.• VPI (Vacuum-Pressure Impregnated) Polyester Resin Windings• Price does not include providing coordination studies, field testing, training,seismic calculations, spare parts, special tools, cable lugs, cable termination kits,anchoring hardware, special manuals and/or special documentation, in & out warranty coverage or liquidated damages unless specifically mentioned in the Features Section of this Quote.• Price is based strictly on providing ratings, features, options and construction as described on this quotation only. • Recommended clearances from walls or other obstructions required foraccess and ventilation: Front = 36", Top = 18", Rear = 12"" (36" for maintenance purposes). • Approximate weight is 6,100 pounds | EA | EA |  | FALSE |  | P | PPD | DAYTON |  | 77414S-3
135552 | 2 | 3 | States | Dayton | Taylor Barrett | TRUE | 2026-08-18T00:00:00 | 2026-12-01T00:00:00 |  | 1 | 0 | 1 | 56352 | 1746912 | 55369-6417 | USA | N30 | 835 | IC - MGM TRANSFORMER COMPANY | 90058 | Q36528-R2 | 1200 kVA Dry General Purpose Product Specifications Phase: 3 Frequency: 60 Conductor: Aluminum C Rise: 150 High Voltage: 4160D; 30kV BIL Low Voltage: 480GrdY/277; 10kV BIL Class: AAK Factor: K-1 Enclosure: NEMA 1 High Voltage • High Voltage Taps - 2.5%, 2A2B • HV Stub Up Bus Low Voltage • LV Stub Up Bus Core & Coil • DOE 2016 Compliant • Zapprox = 5.75% Physical Environment • ANSI IEEE Standard Sound Level • Standard elevation 3300ft.Enclosure • Transformer provided with an Indoor NEMA 1 Enclosure.• Case GPF Dimensions: 80""H x 64""W x 44""DTesting • Routine tests per ANSI C57.12.01 are included.Remarks • Standard Warranty per Seller's Terms & Conditions• Freight: FOB Factory (Prepaid & Allowed within the contiguous 48 US states)• Transformer assembly is UL Listed.• Transformer has a 220°C Insulation System.• VPI (Vacuum-Pressure Impregnated) Polyester Resin Windings• Price does not include providing coordination studies, field testing, training,seismic calculations, spare parts, special tools, cable lugs, cable termination kits,anchoring hardware, special manuals and/or special documentation, in & out warranty coverage or liquidated damages unless specifically mentioned in the Features Section of this Quote.• Price is based strictly on providing ratings, features, options and construction as described on this quotation only. • Recommended clearances from walls or other obstructions required foraccess and ventilation: Front = 36", Top = 18", Rear = 12" (36" for maintenance purposes). • Approximate weight is 6,100 pounds | PUR | 1200 kVA Dry General Purpose Product Specifications Phase: 3 Frequency: 60 Conductor: Aluminum C Rise: 150 High Voltage: 4160D; 30kV BIL Low Voltage: 480GrdY/277; 10kV BIL Class: AAK Factor: K-1 Enclosure: NEMA 1 High Voltage • High Voltage Taps - 2.5%, 2A2B • HV Stub Up Bus Low Voltage • LV Stub Up Bus Core & Coil • DOE 2016 Compliant • Zapprox = 5.75% Physical Environment • ANSI IEEE Standard Sound Level • Standard elevation 3300ft.Enclosure • Transformer provided with an Indoor NEMA 1 Enclosure.• Case GPF Dimensions: 80""H x 64""W x 44""DTesting • Routine tests per ANSI C57.12.01 are included.Remarks • Standard Warranty per Seller's Terms & Conditions• Freight: FOB Factory (Prepaid & Allowed within the contiguous 48 US states)• Transformer assembly is UL Listed.• Transformer has a 220°C Insulation System.• VPI (Vacuum-Pressure Impregnated) Polyester Resin Windings• Price does not include providing coordination studies, field testing, training,seismic calculations, spare parts, special tools, cable lugs, cable termination kits,anchoring hardware, special manuals and/or special documentation, in & out warranty coverage or liquidated damages unless specifically mentioned in the Features Section of this Quote.• Price is based strictly on providing ratings, features, options and construction as described on this quotation only. • Recommended clearances from walls or other obstructions required foraccess and ventilation: Front = 36", Top = 18", Rear = 12"" (36" for maintenance purposes). • Approximate weight is 6,100 pounds | EA | EA |  | FALSE |  | P | PPD | DAYTON |  | 77414S-6
135552 | 2 | 1 | States | Dayton | Taylor Barrett | TRUE | 2026-08-18T00:00:00 | 2026-12-01T00:00:00 |  | 1 | 0 | 1 | 56352 | 1746912 | 55369-6417 | USA | N30 | 835 | IC - MGM TRANSFORMER COMPANY | 90058 | Q36528-R2 | 1200 kVA Dry General Purpose Product Specifications Phase: 3 Frequency: 60 Conductor: Aluminum C Rise: 150 High Voltage: 4160D; 30kV BIL Low Voltage: 480GrdY/277; 10kV BIL Class: AAK Factor: K-1 Enclosure: NEMA 1 High Voltage • High Voltage Taps - 2.5%, 2A2B • HV Stub Up Bus Low Voltage • LV Stub Up Bus Core & Coil • DOE 2016 Compliant • Zapprox = 5.75% Physical Environment • ANSI IEEE Standard Sound Level • Standard elevation 3300ft.Enclosure • Transformer provided with an Indoor NEMA 1 Enclosure.• Case GPF Dimensions: 80""H x 64""W x 44""DTesting • Routine tests per ANSI C57.12.01 are included.Remarks • Standard Warranty per Seller's Terms & Conditions• Freight: FOB Factory (Prepaid & Allowed within the contiguous 48 US states)• Transformer assembly is UL Listed.• Transformer has a 220°C Insulation System.• VPI (Vacuum-Pressure Impregnated) Polyester Resin Windings• Price does not include providing coordination studies, field testing, training,seismic calculations, spare parts, special tools, cable lugs, cable termination kits,anchoring hardware, special manuals and/or special documentation, in & out warranty coverage or liquidated damages unless specifically mentioned in the Features Section of this Quote.• Price is based strictly on providing ratings, features, options and construction as described on this quotation only. • Recommended clearances from walls or other obstructions required foraccess and ventilation: Front = 36", Top = 18", Rear = 12" (36" for maintenance purposes). • Approximate weight is 6,100 pounds | PUR | 1200 kVA Dry General Purpose Product Specifications Phase: 3 Frequency: 60 Conductor: Aluminum C Rise: 150 High Voltage: 4160D; 30kV BIL Low Voltage: 480GrdY/277; 10kV BIL Class: AAK Factor: K-1 Enclosure: NEMA 1 High Voltage • High Voltage Taps - 2.5%, 2A2B • HV Stub Up Bus Low Voltage • LV Stub Up Bus Core & Coil • DOE 2016 Compliant • Zapprox = 5.75% Physical Environment • ANSI IEEE Standard Sound Level • Standard elevation 3300ft.Enclosure • Transformer provided with an Indoor NEMA 1 Enclosure.• Case GPF Dimensions: 80""H x 64""W x 44""DTesting • Routine tests per ANSI C57.12.01 are included.Remarks • Standard Warranty per Seller's Terms & Conditions• Freight: FOB Factory (Prepaid & Allowed within the contiguous 48 US states)• Transformer assembly is UL Listed.• Transformer has a 220°C Insulation System.• VPI (Vacuum-Pressure Impregnated) Polyester Resin Windings• Price does not include providing coordination studies, field testing, training,seismic calculations, spare parts, special tools, cable lugs, cable termination kits,anchoring hardware, special manuals and/or special documentation, in & out warranty coverage or liquidated damages unless specifically mentioned in the Features Section of this Quote.• Price is based strictly on providing ratings, features, options and construction as described on this quotation only. • Recommended clearances from walls or other obstructions required foraccess and ventilation: Front = 36", Top = 18", Rear = 12"" (36" for maintenance purposes). • Approximate weight is 6,100 pounds | EA | EA |  | FALSE |  | P | PPD | DAYTON |  | 77414S-4
135552 | 2 | 10 | States | Dayton | Taylor Barrett | TRUE | 2026-08-18T00:00:00 | 2026-12-01T00:00:00 |  | 1 | 0 | 1 | 56352 | 1746912 | 55369-6417 | USA | N30 | 835 | IC - MGM TRANSFORMER COMPANY | 90058 | Q36528-R2 | 1200 kVA Dry General Purpose Product Specifications Phase: 3 Frequency: 60 Conductor: Aluminum C Rise: 150 High Voltage: 4160D; 30kV BIL Low Voltage: 480GrdY/277; 10kV BIL Class: AAK Factor: K-1 Enclosure: NEMA 1 High Voltage • High Voltage Taps - 2.5%, 2A2B • HV Stub Up Bus Low Voltage • LV Stub Up Bus Core & Coil • DOE 2016 Compliant • Zapprox = 5.75% Physical Environment • ANSI IEEE Standard Sound Level • Standard elevation 3300ft.Enclosure • Transformer provided with an Indoor NEMA 1 Enclosure.• Case GPF Dimensions: 80""H x 64""W x 44""DTesting • Routine tests per ANSI C57.12.01 are included.Remarks • Standard Warranty per Seller's Terms & Conditions• Freight: FOB Factory (Prepaid & Allowed within the contiguous 48 US states)• Transformer assembly is UL Listed.• Transformer has a 220°C Insulation System.• VPI (Vacuum-Pressure Impregnated) Polyester Resin Windings• Price does not include providing coordination studies, field testing, training,seismic calculations, spare parts, special tools, cable lugs, cable termination kits,anchoring hardware, special manuals and/or special documentation, in & out warranty coverage or liquidated damages unless specifically mentioned in the Features Section of this Quote.• Price is based strictly on providing ratings, features, options and construction as described on this quotation only. • Recommended clearances from walls or other obstructions required foraccess and ventilation: Front = 36", Top = 18", Rear = 12" (36" for maintenance purposes). • Approximate weight is 6,100 pounds | PUR | 1200 kVA Dry General Purpose Product Specifications Phase: 3 Frequency: 60 Conductor: Aluminum C Rise: 150 High Voltage: 4160D; 30kV BIL Low Voltage: 480GrdY/277; 10kV BIL Class: AAK Factor: K-1 Enclosure: NEMA 1 High Voltage • High Voltage Taps - 2.5%, 2A2B • HV Stub Up Bus Low Voltage • LV Stub Up Bus Core & Coil • DOE 2016 Compliant • Zapprox = 5.75% Physical Environment • ANSI IEEE Standard Sound Level • Standard elevation 3300ft.Enclosure • Transformer provided with an Indoor NEMA 1 Enclosure.• Case GPF Dimensions: 80""H x 64""W x 44""DTesting • Routine tests per ANSI C57.12.01 are included.Remarks • Standard Warranty per Seller's Terms & Conditions• Freight: FOB Factory (Prepaid & Allowed within the contiguous 48 US states)• Transformer assembly is UL Listed.• Transformer has a 220°C Insulation System.• VPI (Vacuum-Pressure Impregnated) Polyester Resin Windings• Price does not include providing coordination studies, field testing, training,seismic calculations, spare parts, special tools, cable lugs, cable termination kits,anchoring hardware, special manuals and/or special documentation, in & out warranty coverage or liquidated damages unless specifically mentioned in the Features Section of this Quote.• Price is based strictly on providing ratings, features, options and construction as described on this quotation only. • Recommended clearances from walls or other obstructions required foraccess and ventilation: Front = 36", Top = 18", Rear = 12"" (36" for maintenance purposes). • Approximate weight is 6,100 pounds | EA | EA |  | FALSE |  | P | PPD | DAYTON |  | 77414S-13
135552 | 2 | 15 | States | Dayton | Taylor Barrett | TRUE | 2026-08-18T00:00:00 | 2026-12-01T00:00:00 |  | 1 | 0 | 1 | 56352 | 1746912 | 55369-6417 | USA | N30 | 835 | IC - MGM TRANSFORMER COMPANY | 90058 | Q36528-R2 | 1200 kVA Dry General Purpose Product Specifications Phase: 3 Frequency: 60 Conductor: Aluminum C Rise: 150 High Voltage: 4160D; 30kV BIL Low Voltage: 480GrdY/277; 10kV BIL Class: AAK Factor: K-1 Enclosure: NEMA 1 High Voltage • High Voltage Taps - 2.5%, 2A2B • HV Stub Up Bus Low Voltage • LV Stub Up Bus Core & Coil • DOE 2016 Compliant • Zapprox = 5.75% Physical Environment • ANSI IEEE Standard Sound Level • Standard elevation 3300ft.Enclosure • Transformer provided with an Indoor NEMA 1 Enclosure.• Case GPF Dimensions: 80""H x 64""W x 44""DTesting • Routine tests per ANSI C57.12.01 are included.Remarks • Standard Warranty per Seller's Terms & Conditions• Freight: FOB Factory (Prepaid & Allowed within the contiguous 48 US states)• Transformer assembly is UL Listed.• Transformer has a 220°C Insulation System.• VPI (Vacuum-Pressure Impregnated) Polyester Resin Windings• Price does not include providing coordination studies, field testing, training,seismic calculations, spare parts, special tools, cable lugs, cable termination kits,anchoring hardware, special manuals and/or special documentation, in & out warranty coverage or liquidated damages unless specifically mentioned in the Features Section of this Quote.• Price is based strictly on providing ratings, features, options and construction as described on this quotation only. • Recommended clearances from walls or other obstructions required foraccess and ventilation: Front = 36", Top = 18", Rear = 12" (36" for maintenance purposes). • Approximate weight is 6,100 pounds | PUR | 1200 kVA Dry General Purpose Product Specifications Phase: 3 Frequency: 60 Conductor: Aluminum C Rise: 150 High Voltage: 4160D; 30kV BIL Low Voltage: 480GrdY/277; 10kV BIL Class: AAK Factor: K-1 Enclosure: NEMA 1 High Voltage • High Voltage Taps - 2.5%, 2A2B • HV Stub Up Bus Low Voltage • LV Stub Up Bus Core & Coil • DOE 2016 Compliant • Zapprox = 5.75% Physical Environment • ANSI IEEE Standard Sound Level • Standard elevation 3300ft.Enclosure • Transformer provided with an Indoor NEMA 1 Enclosure.• Case GPF Dimensions: 80""H x 64""W x 44""DTesting • Routine tests per ANSI C57.12.01 are included.Remarks • Standard Warranty per Seller's Terms & Conditions• Freight: FOB Factory (Prepaid & Allowed within the contiguous 48 US states)• Transformer assembly is UL Listed.• Transformer has a 220°C Insulation System.• VPI (Vacuum-Pressure Impregnated) Polyester Resin Windings• Price does not include providing coordination studies, field testing, training,seismic calculations, spare parts, special tools, cable lugs, cable termination kits,anchoring hardware, special manuals and/or special documentation, in & out warranty coverage or liquidated damages unless specifically mentioned in the Features Section of this Quote.• Price is based strictly on providing ratings, features, options and construction as described on this quotation only. • Recommended clearances from walls or other obstructions required foraccess and ventilation: Front = 36", Top = 18", Rear = 12"" (36" for maintenance purposes). • Approximate weight is 6,100 pounds | EA | EA |  | FALSE |  | P | PPD | DAYTON |  | 77414S-18
135552 | 2 | 23 | States | Dayton | Taylor Barrett | TRUE | 2026-08-18T00:00:00 | 2026-12-01T00:00:00 |  | 1 | 0 | 1 | 56352 | 1746912 | 55369-6417 | USA | N30 | 835 | IC - MGM TRANSFORMER COMPANY | 90058 | Q36528-R2 | 1200 kVA Dry General Purpose Product Specifications Phase: 3 Frequency: 60 Conductor: Aluminum C Rise: 150 High Voltage: 4160D; 30kV BIL Low Voltage: 480GrdY/277; 10kV BIL Class: AAK Factor: K-1 Enclosure: NEMA 1 High Voltage • High Voltage Taps - 2.5%, 2A2B • HV Stub Up Bus Low Voltage • LV Stub Up Bus Core & Coil • DOE 2016 Compliant • Zapprox = 5.75% Physical Environment • ANSI IEEE Standard Sound Level • Standard elevation 3300ft.Enclosure • Transformer provided with an Indoor NEMA 1 Enclosure.• Case GPF Dimensions: 80""H x 64""W x 44""DTesting • Routine tests per ANSI C57.12.01 are included.Remarks • Standard Warranty per Seller's Terms & Conditions• Freight: FOB Factory (Prepaid & Allowed within the contiguous 48 US states)• Transformer assembly is UL Listed.• Transformer has a 220°C Insulation System.• VPI (Vacuum-Pressure Impregnated) Polyester Resin Windings• Price does not include providing coordination studies, field testing, training,seismic calculations, spare parts, special tools, cable lugs, cable termination kits,anchoring hardware, special manuals and/or special documentation, in & out warranty coverage or liquidated damages unless specifically mentioned in the Features Section of this Quote.• Price is based strictly on providing ratings, features, options and construction as described on this quotation only. • Recommended clearances from walls or other obstructions required foraccess and ventilation: Front = 36", Top = 18", Rear = 12" (36" for maintenance purposes). • Approximate weight is 6,100 pounds | PUR | 1200 kVA Dry General Purpose Product Specifications Phase: 3 Frequency: 60 Conductor: Aluminum C Rise: 150 High Voltage: 4160D; 30kV BIL Low Voltage: 480GrdY/277; 10kV BIL Class: AAK Factor: K-1 Enclosure: NEMA 1 High Voltage • High Voltage Taps - 2.5%, 2A2B • HV Stub Up Bus Low Voltage • LV Stub Up Bus Core & Coil • DOE 2016 Compliant • Zapprox = 5.75% Physical Environment • ANSI IEEE Standard Sound Level • Standard elevation 3300ft.Enclosure • Transformer provided with an Indoor NEMA 1 Enclosure.• Case GPF Dimensions: 80""H x 64""W x 44""DTesting • Routine tests per ANSI C57.12.01 are included.Remarks • Standard Warranty per Seller's Terms & Conditions• Freight: FOB Factory (Prepaid & Allowed within the contiguous 48 US states)• Transformer assembly is UL Listed.• Transformer has a 220°C Insulation System.• VPI (Vacuum-Pressure Impregnated) Polyester Resin Windings• Price does not include providing coordination studies, field testing, training,seismic calculations, spare parts, special tools, cable lugs, cable termination kits,anchoring hardware, special manuals and/or special documentation, in & out warranty coverage or liquidated damages unless specifically mentioned in the Features Section of this Quote.• Price is based strictly on providing ratings, features, options and construction as described on this quotation only. • Recommended clearances from walls or other obstructions required foraccess and ventilation: Front = 36", Top = 18", Rear = 12"" (36" for maintenance purposes). • Approximate weight is 6,100 pounds | EA | EA |  | FALSE |  | P | PPD | DAYTON |  | 77414S-26
135552 | 2 | 26 | States | Dayton | Taylor Barrett | TRUE | 2026-08-18T00:00:00 | 2026-12-01T00:00:00 |  | 1 | 0 | 1 | 56352 | 1746912 | 55369-6417 | USA | N30 | 835 | IC - MGM TRANSFORMER COMPANY | 90058 | Q36528-R2 | 1200 kVA Dry General Purpose Product Specifications Phase: 3 Frequency: 60 Conductor: Aluminum C Rise: 150 High Voltage: 4160D; 30kV BIL Low Voltage: 480GrdY/277; 10kV BIL Class: AAK Factor: K-1 Enclosure: NEMA 1 High Voltage • High Voltage Taps - 2.5%, 2A2B • HV Stub Up Bus Low Voltage • LV Stub Up Bus Core & Coil • DOE 2016 Compliant • Zapprox = 5.75% Physical Environment • ANSI IEEE Standard Sound Level • Standard elevation 3300ft.Enclosure • Transformer provided with an Indoor NEMA 1 Enclosure.• Case GPF Dimensions: 80""H x 64""W x 44""DTesting • Routine tests per ANSI C57.12.01 are included.Remarks • Standard Warranty per Seller's Terms & Conditions• Freight: FOB Factory (Prepaid & Allowed within the contiguous 48 US states)• Transformer assembly is UL Listed.• Transformer has a 220°C Insulation System.• VPI (Vacuum-Pressure Impregnated) Polyester Resin Windings• Price does not include providing coordination studies, field testing, training,seismic calculations, spare parts, special tools, cable lugs, cable termination kits,anchoring hardware, special manuals and/or special documentation, in & out warranty coverage or liquidated damages unless specifically mentioned in the Features Section of this Quote.• Price is based strictly on providing ratings, features, options and construction as described on this quotation only. • Recommended clearances from walls or other obstructions required foraccess and ventilation: Front = 36", Top = 18", Rear = 12" (36" for maintenance purposes). • Approximate weight is 6,100 pounds | PUR | 1200 kVA Dry General Purpose Product Specifications Phase: 3 Frequency: 60 Conductor: Aluminum C Rise: 150 High Voltage: 4160D; 30kV BIL Low Voltage: 480GrdY/277; 10kV BIL Class: AAK Factor: K-1 Enclosure: NEMA 1 High Voltage • High Voltage Taps - 2.5%, 2A2B • HV Stub Up Bus Low Voltage • LV Stub Up Bus Core & Coil • DOE 2016 Compliant • Zapprox = 5.75% Physical Environment • ANSI IEEE Standard Sound Level • Standard elevation 3300ft.Enclosure • Transformer provided with an Indoor NEMA 1 Enclosure.• Case GPF Dimensions: 80""H x 64""W x 44""DTesting • Routine tests per ANSI C57.12.01 are included.Remarks • Standard Warranty per Seller's Terms & Conditions• Freight: FOB Factory (Prepaid & Allowed within the contiguous 48 US states)• Transformer assembly is UL Listed.• Transformer has a 220°C Insulation System.• VPI (Vacuum-Pressure Impregnated) Polyester Resin Windings• Price does not include providing coordination studies, field testing, training,seismic calculations, spare parts, special tools, cable lugs, cable termination kits,anchoring hardware, special manuals and/or special documentation, in & out warranty coverage or liquidated damages unless specifically mentioned in the Features Section of this Quote.• Price is based strictly on providing ratings, features, options and construction as described on this quotation only. • Recommended clearances from walls or other obstructions required foraccess and ventilation: Front = 36", Top = 18", Rear = 12"" (36" for maintenance purposes). • Approximate weight is 6,100 pounds | EA | EA |  | FALSE |  | P | PPD | DAYTON |  | 77414S-29
135552 | 2 | 31 | States | Dayton | Taylor Barrett | TRUE | 2026-08-18T00:00:00 | 2026-12-01T00:00:00 |  | 1 | 0 | 1 | 56352 | 1746912 | 55369-6417 | USA | N30 | 835 | IC - MGM TRANSFORMER COMPANY | 90058 | Q36528-R2 | 1200 kVA Dry General Purpose Product Specifications Phase: 3 Frequency: 60 Conductor: Aluminum C Rise: 150 High Voltage: 4160D; 30kV BIL Low Voltage: 480GrdY/277; 10kV BIL Class: AAK Factor: K-1 Enclosure: NEMA 1 High Voltage • High Voltage Taps - 2.5%, 2A2B • HV Stub Up Bus Low Voltage • LV Stub Up Bus Core & Coil • DOE 2016 Compliant • Zapprox = 5.75% Physical Environment • ANSI IEEE Standard Sound Level • Standard elevation 3300ft.Enclosure • Transformer provided with an Indoor NEMA 1 Enclosure.• Case GPF Dimensions: 80""H x 64""W x 44""DTesting • Routine tests per ANSI C57.12.01 are included.Remarks • Standard Warranty per Seller's Terms & Conditions• Freight: FOB Factory (Prepaid & Allowed within the contiguous 48 US states)• Transformer assembly is UL Listed.• Transformer has a 220°C Insulation System.• VPI (Vacuum-Pressure Impregnated) Polyester Resin Windings• Price does not include providing coordination studies, field testing, training,seismic calculations, spare parts, special tools, cable lugs, cable termination kits,anchoring hardware, special manuals and/or special documentation, in & out warranty coverage or liquidated damages unless specifically mentioned in the Features Section of this Quote.• Price is based strictly on providing ratings, features, options and construction as described on this quotation only. • Recommended clearances from walls or other obstructions required foraccess and ventilation: Front = 36", Top = 18", Rear = 12" (36" for maintenance purposes). • Approximate weight is 6,100 pounds | PUR | 1200 kVA Dry General Purpose Product Specifications Phase: 3 Frequency: 60 Conductor: Aluminum C Rise: 150 High Voltage: 4160D; 30kV BIL Low Voltage: 480GrdY/277; 10kV BIL Class: AAK Factor: K-1 Enclosure: NEMA 1 High Voltage • High Voltage Taps - 2.5%, 2A2B • HV Stub Up Bus Low Voltage • LV Stub Up Bus Core & Coil • DOE 2016 Compliant • Zapprox = 5.75% Physical Environment • ANSI IEEE Standard Sound Level • Standard elevation 3300ft.Enclosure • Transformer provided with an Indoor NEMA 1 Enclosure.• Case GPF Dimensions: 80""H x 64""W x 44""DTesting • Routine tests per ANSI C57.12.01 are included.Remarks • Standard Warranty per Seller's Terms & Conditions• Freight: FOB Factory (Prepaid & Allowed within the contiguous 48 US states)• Transformer assembly is UL Listed.• Transformer has a 220°C Insulation System.• VPI (Vacuum-Pressure Impregnated) Polyester Resin Windings• Price does not include providing coordination studies, field testing, training,seismic calculations, spare parts, special tools, cable lugs, cable termination kits,anchoring hardware, special manuals and/or special documentation, in & out warranty coverage or liquidated damages unless specifically mentioned in the Features Section of this Quote.• Price is based strictly on providing ratings, features, options and construction as described on this quotation only. • Recommended clearances from walls or other obstructions required foraccess and ventilation: Front = 36", Top = 18", Rear = 12"" (36" for maintenance purposes). • Approximate weight is 6,100 pounds | EA | EA |  | FALSE |  | P | PPD | DAYTON |  | 77414S-2
135552 | 2 | 4 | States | Dayton | Taylor Barrett | TRUE | 2026-08-18T00:00:00 | 2026-12-01T00:00:00 |  | 1 | 0 | 1 | 56352 | 1746912 | 55369-6417 | USA | N30 | 835 | IC - MGM TRANSFORMER COMPANY | 90058 | Q36528-R2 | 1200 kVA Dry General Purpose Product Specifications Phase: 3 Frequency: 60 Conductor: Aluminum C Rise: 150 High Voltage: 4160D; 30kV BIL Low Voltage: 480GrdY/277; 10kV BIL Class: AAK Factor: K-1 Enclosure: NEMA 1 High Voltage • High Voltage Taps - 2.5%, 2A2B • HV Stub Up Bus Low Voltage • LV Stub Up Bus Core & Coil • DOE 2016 Compliant • Zapprox = 5.75% Physical Environment • ANSI IEEE Standard Sound Level • Standard elevation 3300ft.Enclosure • Transformer provided with an Indoor NEMA 1 Enclosure.• Case GPF Dimensions: 80""H x 64""W x 44""DTesting • Routine tests per ANSI C57.12.01 are included.Remarks • Standard Warranty per Seller's Terms & Conditions• Freight: FOB Factory (Prepaid & Allowed within the contiguous 48 US states)• Transformer assembly is UL Listed.• Transformer has a 220°C Insulation System.• VPI (Vacuum-Pressure Impregnated) Polyester Resin Windings• Price does not include providing coordination studies, field testing, training,seismic calculations, spare parts, special tools, cable lugs, cable termination kits,anchoring hardware, special manuals and/or special documentation, in & out warranty coverage or liquidated damages unless specifically mentioned in the Features Section of this Quote.• Price is based strictly on providing ratings, features, options and construction as described on this quotation only. • Recommended clearances from walls or other obstructions required foraccess and ventilation: Front = 36", Top = 18", Rear = 12" (36" for maintenance purposes). • Approximate weight is 6,100 pounds | PUR | 1200 kVA Dry General Purpose Product Specifications Phase: 3 Frequency: 60 Conductor: Aluminum C Rise: 150 High Voltage: 4160D; 30kV BIL Low Voltage: 480GrdY/277; 10kV BIL Class: AAK Factor: K-1 Enclosure: NEMA 1 High Voltage • High Voltage Taps - 2.5%, 2A2B • HV Stub Up Bus Low Voltage • LV Stub Up Bus Core & Coil • DOE 2016 Compliant • Zapprox = 5.75% Physical Environment • ANSI IEEE Standard Sound Level • Standard elevation 3300ft.Enclosure • Transformer provided with an Indoor NEMA 1 Enclosure.• Case GPF Dimensions: 80""H x 64""W x 44""DTesting • Routine tests per ANSI C57.12.01 are included.Remarks • Standard Warranty per Seller's Terms & Conditions• Freight: FOB Factory (Prepaid & Allowed within the contiguous 48 US states)• Transformer assembly is UL Listed.• Transformer has a 220°C Insulation System.• VPI (Vacuum-Pressure Impregnated) Polyester Resin Windings• Price does not include providing coordination studies, field testing, training,seismic calculations, spare parts, special tools, cable lugs, cable termination kits,anchoring hardware, special manuals and/or special documentation, in & out warranty coverage or liquidated damages unless specifically mentioned in the Features Section of this Quote.• Price is based strictly on providing ratings, features, options and construction as described on this quotation only. • Recommended clearances from walls or other obstructions required foraccess and ventilation: Front = 36", Top = 18", Rear = 12"" (36" for maintenance purposes). • Approximate weight is 6,100 pounds | EA | EA |  | FALSE |  | P | PPD | DAYTON |  | 77414S-7
135552 | 2 | 12 | States | Dayton | Taylor Barrett | TRUE | 2026-08-18T00:00:00 | 2026-12-01T00:00:00 |  | 1 | 0 | 1 | 56352 | 1746912 | 55369-6417 | USA | N30 | 835 | IC - MGM TRANSFORMER COMPANY | 90058 | Q36528-R2 | 1200 kVA Dry General Purpose Product Specifications Phase: 3 Frequency: 60 Conductor: Aluminum C Rise: 150 High Voltage: 4160D; 30kV BIL Low Voltage: 480GrdY/277; 10kV BIL Class: AAK Factor: K-1 Enclosure: NEMA 1 High Voltage • High Voltage Taps - 2.5%, 2A2B • HV Stub Up Bus Low Voltage • LV Stub Up Bus Core & Coil • DOE 2016 Compliant • Zapprox = 5.75% Physical Environment • ANSI IEEE Standard Sound Level • Standard elevation 3300ft.Enclosure • Transformer provided with an Indoor NEMA 1 Enclosure.• Case GPF Dimensions: 80""H x 64""W x 44""DTesting • Routine tests per ANSI C57.12.01 are included.Remarks • Standard Warranty per Seller's Terms & Conditions• Freight: FOB Factory (Prepaid & Allowed within the contiguous 48 US states)• Transformer assembly is UL Listed.• Transformer has a 220°C Insulation System.• VPI (Vacuum-Pressure Impregnated) Polyester Resin Windings• Price does not include providing coordination studies, field testing, training,seismic calculations, spare parts, special tools, cable lugs, cable termination kits,anchoring hardware, special manuals and/or special documentation, in & out warranty coverage or liquidated damages unless specifically mentioned in the Features Section of this Quote.• Price is based strictly on providing ratings, features, options and construction as described on this quotation only. • Recommended clearances from walls or other obstructions required foraccess and ventilation: Front = 36", Top = 18", Rear = 12" (36" for maintenance purposes). • Approximate weight is 6,100 pounds | PUR | 1200 kVA Dry General Purpose Product Specifications Phase: 3 Frequency: 60 Conductor: Aluminum C Rise: 150 High Voltage: 4160D; 30kV BIL Low Voltage: 480GrdY/277; 10kV BIL Class: AAK Factor: K-1 Enclosure: NEMA 1 High Voltage • High Voltage Taps - 2.5%, 2A2B • HV Stub Up Bus Low Voltage • LV Stub Up Bus Core & Coil • DOE 2016 Compliant • Zapprox = 5.75% Physical Environment • ANSI IEEE Standard Sound Level • Standard elevation 3300ft.Enclosure • Transformer provided with an Indoor NEMA 1 Enclosure.• Case GPF Dimensions: 80""H x 64""W x 44""DTesting • Routine tests per ANSI C57.12.01 are included.Remarks • Standard Warranty per Seller's Terms & Conditions• Freight: FOB Factory (Prepaid & Allowed within the contiguous 48 US states)• Transformer assembly is UL Listed.• Transformer has a 220°C Insulation System.• VPI (Vacuum-Pressure Impregnated) Polyester Resin Windings• Price does not include providing coordination studies, field testing, training,seismic calculations, spare parts, special tools, cable lugs, cable termination kits,anchoring hardware, special manuals and/or special documentation, in & out warranty coverage or liquidated damages unless specifically mentioned in the Features Section of this Quote.• Price is based strictly on providing ratings, features, options and construction as described on this quotation only. • Recommended clearances from walls or other obstructions required foraccess and ventilation: Front = 36", Top = 18", Rear = 12"" (36" for maintenance purposes). • Approximate weight is 6,100 pounds | EA | EA |  | FALSE |  | P | PPD | DAYTON |  | 77414S-15
135552 | 2 | 7 | States | Dayton | Taylor Barrett | TRUE | 2026-08-18T00:00:00 | 2026-12-01T00:00:00 |  | 1 | 0 | 1 | 56352 | 1746912 | 55369-6417 | USA | N30 | 835 | IC - MGM TRANSFORMER COMPANY | 90058 | Q36528-R2 | 1200 kVA Dry General Purpose Product Specifications Phase: 3 Frequency: 60 Conductor: Aluminum C Rise: 150 High Voltage: 4160D; 30kV BIL Low Voltage: 480GrdY/277; 10kV BIL Class: AAK Factor: K-1 Enclosure: NEMA 1 High Voltage • High Voltage Taps - 2.5%, 2A2B • HV Stub Up Bus Low Voltage • LV Stub Up Bus Core & Coil • DOE 2016 Compliant • Zapprox = 5.75% Physical Environment • ANSI IEEE Standard Sound Level • Standard elevation 3300ft.Enclosure • Transformer provided with an Indoor NEMA 1 Enclosure.• Case GPF Dimensions: 80""H x 64""W x 44""DTesting • Routine tests per ANSI C57.12.01 are included.Remarks • Standard Warranty per Seller's Terms & Conditions• Freight: FOB Factory (Prepaid & Allowed within the contiguous 48 US states)• Transformer assembly is UL Listed.• Transformer has a 220°C Insulation System.• VPI (Vacuum-Pressure Impregnated) Polyester Resin Windings• Price does not include providing coordination studies, field testing, training,seismic calculations, spare parts, special tools, cable lugs, cable termination kits,anchoring hardware, special manuals and/or special documentation, in & out warranty coverage or liquidated damages unless specifically mentioned in the Features Section of this Quote.• Price is based strictly on providing ratings, features, options and construction as described on this quotation only. • Recommended clearances from walls or other obstructions required foraccess and ventilation: Front = 36", Top = 18", Rear = 12" (36" for maintenance purposes). • Approximate weight is 6,100 pounds | PUR | 1200 kVA Dry General Purpose Product Specifications Phase: 3 Frequency: 60 Conductor: Aluminum C Rise: 150 High Voltage: 4160D; 30kV BIL Low Voltage: 480GrdY/277; 10kV BIL Class: AAK Factor: K-1 Enclosure: NEMA 1 High Voltage • High Voltage Taps - 2.5%, 2A2B • HV Stub Up Bus Low Voltage • LV Stub Up Bus Core & Coil • DOE 2016 Compliant • Zapprox = 5.75% Physical Environment • ANSI IEEE Standard Sound Level • Standard elevation 3300ft.Enclosure • Transformer provided with an Indoor NEMA 1 Enclosure.• Case GPF Dimensions: 80""H x 64""W x 44""DTesting • Routine tests per ANSI C57.12.01 are included.Remarks • Standard Warranty per Seller's Terms & Conditions• Freight: FOB Factory (Prepaid & Allowed within the contiguous 48 US states)• Transformer assembly is UL Listed.• Transformer has a 220°C Insulation System.• VPI (Vacuum-Pressure Impregnated) Polyester Resin Windings• Price does not include providing coordination studies, field testing, training,seismic calculations, spare parts, special tools, cable lugs, cable termination kits,anchoring hardware, special manuals and/or special documentation, in & out warranty coverage or liquidated damages unless specifically mentioned in the Features Section of this Quote.• Price is based strictly on providing ratings, features, options and construction as described on this quotation only. • Recommended clearances from walls or other obstructions required foraccess and ventilation: Front = 36", Top = 18", Rear = 12"" (36" for maintenance purposes). • Approximate weight is 6,100 pounds | EA | EA |  | FALSE |  | P | PPD | DAYTON |  | 77414S-10
135552 | 2 | 25 | States | Dayton | Taylor Barrett | TRUE | 2026-08-18T00:00:00 | 2026-12-01T00:00:00 |  | 1 | 0 | 1 | 56352 | 1746912 | 55369-6417 | USA | N30 | 835 | IC - MGM TRANSFORMER COMPANY | 90058 | Q36528-R2 | 1200 kVA Dry General Purpose Product Specifications Phase: 3 Frequency: 60 Conductor: Aluminum C Rise: 150 High Voltage: 4160D; 30kV BIL Low Voltage: 480GrdY/277; 10kV BIL Class: AAK Factor: K-1 Enclosure: NEMA 1 High Voltage • High Voltage Taps - 2.5%, 2A2B • HV Stub Up Bus Low Voltage • LV Stub Up Bus Core & Coil • DOE 2016 Compliant • Zapprox = 5.75% Physical Environment • ANSI IEEE Standard Sound Level • Standard elevation 3300ft.Enclosure • Transformer provided with an Indoor NEMA 1 Enclosure.• Case GPF Dimensions: 80""H x 64""W x 44""DTesting • Routine tests per ANSI C57.12.01 are included.Remarks • Standard Warranty per Seller's Terms & Conditions• Freight: FOB Factory (Prepaid & Allowed within the contiguous 48 US states)• Transformer assembly is UL Listed.• Transformer has a 220°C Insulation System.• VPI (Vacuum-Pressure Impregnated) Polyester Resin Windings• Price does not include providing coordination studies, field testing, training,seismic calculations, spare parts, special tools, cable lugs, cable termination kits,anchoring hardware, special manuals and/or special documentation, in & out warranty coverage or liquidated damages unless specifically mentioned in the Features Section of this Quote.• Price is based strictly on providing ratings, features, options and construction as described on this quotation only. • Recommended clearances from walls or other obstructions required foraccess and ventilation: Front = 36", Top = 18", Rear = 12" (36" for maintenance purposes). • Approximate weight is 6,100 pounds | PUR | 1200 kVA Dry General Purpose Product Specifications Phase: 3 Frequency: 60 Conductor: Aluminum C Rise: 150 High Voltage: 4160D; 30kV BIL Low Voltage: 480GrdY/277; 10kV BIL Class: AAK Factor: K-1 Enclosure: NEMA 1 High Voltage • High Voltage Taps - 2.5%, 2A2B • HV Stub Up Bus Low Voltage • LV Stub Up Bus Core & Coil • DOE 2016 Compliant • Zapprox = 5.75% Physical Environment • ANSI IEEE Standard Sound Level • Standard elevation 3300ft.Enclosure • Transformer provided with an Indoor NEMA 1 Enclosure.• Case GPF Dimensions: 80""H x 64""W x 44""DTesting • Routine tests per ANSI C57.12.01 are included.Remarks • Standard Warranty per Seller's Terms & Conditions• Freight: FOB Factory (Prepaid & Allowed within the contiguous 48 US states)• Transformer assembly is UL Listed.• Transformer has a 220°C Insulation System.• VPI (Vacuum-Pressure Impregnated) Polyester Resin Windings• Price does not include providing coordination studies, field testing, training,seismic calculations, spare parts, special tools, cable lugs, cable termination kits,anchoring hardware, special manuals and/or special documentation, in & out warranty coverage or liquidated damages unless specifically mentioned in the Features Section of this Quote.• Price is based strictly on providing ratings, features, options and construction as described on this quotation only. • Recommended clearances from walls or other obstructions required foraccess and ventilation: Front = 36", Top = 18", Rear = 12"" (36" for maintenance purposes). • Approximate weight is 6,100 pounds | EA | EA |  | FALSE |  | P | PPD | DAYTON |  | 77414S-28
135552 | 1 | 1 | States | Dayton | Taylor Barrett | TRUE | 2026-08-18T00:00:00 | 2026-12-01T00:00:00 |  | 1 | 0 | 1 | 56352 | 56352 | 55369-6417 | USA | N30 | 835 | IC - MGM TRANSFORMER COMPANY | 90058 | Q36528-R2 | 1200 kVA Dry General Purpose Product Specifications Phase: 3 Frequency: 60 Conductor: Aluminum C Rise: 150 High Voltage: 4160D; 30kV BIL Low Voltage: 480GrdY/277; 10kV BIL Class: AAK Factor: K-1 Enclosure: NEMA 1 High Voltage • High Voltage Taps - 2.5%, 2A2B • HV Stub Up Bus Low Voltage • LV Stub Up Bus Core & Coil • DOE 2016 Compliant • Zapprox = 5.75% Physical Environment • ANSI IEEE Standard Sound Level • Standard elevation 3300ft.Enclosure • Transformer provided with an Indoor NEMA 1 Enclosure.• Case GPF Dimensions: 80""H x 64""W x 44""DTesting • Routine tests per ANSI C57.12.01 are included.Remarks • Standard Warranty per Seller's Terms & Conditions• Freight: FOB Factory (Prepaid & Allowed within the contiguous 48 US states)• Transformer assembly is UL Listed.• Transformer has a 220°C Insulation System.• VPI (Vacuum-Pressure Impregnated) Polyester Resin Windings• Price does not include providing coordination studies, field testing, training,seismic calculations, spare parts, special tools, cable lugs, cable termination kits,anchoring hardware, special manuals and/or special documentation, in & out warranty coverage or liquidated damages unless specifically mentioned in the Features Section of this Quote.• Price is based strictly on providing ratings, features, options and construction as described on this quotation only. • Recommended clearances from walls or other obstructions required foraccess and ventilation: Front = 36", Top = 18", Rear = 12" (36" for maintenance purposes). • Approximate weight is 6,100 pounds | PUR | 1200 kVA Dry General Purpose Product Specifications Phase: 3 Frequency: 60 Conductor: Aluminum C Rise: 150 High Voltage: 4160D; 30kV BIL Low Voltage: 480GrdY/277; 10kV BIL Class: AA K Factor: K-1 Enclosure: NEMA 1 High Voltage • High Voltage Taps - 2.5%, 2A2B • HV Stub Up Bus Low Voltage • LV Stub Up Bus Core & Coil • DOE 2016 Compliant • Zapprox = 5.75% Physical Environment • ANSI IEEE Standard Sound Level • Standard elevation 3300ft. Enclosure • Transformer provided with an Indoor NEMA 1 Enclosure.• Case GPF Dimensions: 80""H x 64""W x 44""D Testing • Routine tests per ANSI C57.12.01 are included. Remarks • Standard Warranty per Seller's Terms & Conditions • Freight: FOB Factory (Prepaid & Allowed within the contiguous 48 US states)• Transformer assembly is UL Listed.• Transformer has a 220°C Insulation System.• VPI (Vacuum-Pressure Impregnated) Polyester Resin Windings• Price does not include providing coordination studies, field testing, training,seismic calculations, spare parts, special tools, cable lugs, cable termination kits, anchoring hardware, special manuals and/or special documentation, in & out warranty coverage or liquidated damages unless specifically mentioned in the Features Section of this Quote. • Price is based strictly on providing ratings, features, options and construction as described on this quotation only. • Recommended clearances from walls or other obstructions required for access and ventilation: Front = 36", Top = 18", Rear = 12"" (36" for maintenance purposes). • Approximate weight is 6,100 pounds | EA | EA |  | FALSE |  | P | PPD | DAYTON |  | 77414S-1
135552 | 2 | 9 | States | Dayton | Taylor Barrett | TRUE | 2026-08-18T00:00:00 | 2026-12-01T00:00:00 |  | 1 | 0 | 1 | 56352 | 1746912 | 55369-6417 | USA | N30 | 835 | IC - MGM TRANSFORMER COMPANY | 90058 | Q36528-R2 | 1200 kVA Dry General Purpose Product Specifications Phase: 3 Frequency: 60 Conductor: Aluminum C Rise: 150 High Voltage: 4160D; 30kV BIL Low Voltage: 480GrdY/277; 10kV BIL Class: AAK Factor: K-1 Enclosure: NEMA 1 High Voltage • High Voltage Taps - 2.5%, 2A2B • HV Stub Up Bus Low Voltage • LV Stub Up Bus Core & Coil • DOE 2016 Compliant • Zapprox = 5.75% Physical Environment • ANSI IEEE Standard Sound Level • Standard elevation 3300ft.Enclosure • Transformer provided with an Indoor NEMA 1 Enclosure.• Case GPF Dimensions: 80""H x 64""W x 44""DTesting • Routine tests per ANSI C57.12.01 are included.Remarks • Standard Warranty per Seller's Terms & Conditions• Freight: FOB Factory (Prepaid & Allowed within the contiguous 48 US states)• Transformer assembly is UL Listed.• Transformer has a 220°C Insulation System.• VPI (Vacuum-Pressure Impregnated) Polyester Resin Windings• Price does not include providing coordination studies, field testing, training,seismic calculations, spare parts, special tools, cable lugs, cable termination kits,anchoring hardware, special manuals and/or special documentation, in & out warranty coverage or liquidated damages unless specifically mentioned in the Features Section of this Quote.• Price is based strictly on providing ratings, features, options and construction as described on this quotation only. • Recommended clearances from walls or other obstructions required foraccess and ventilation: Front = 36", Top = 18", Rear = 12" (36" for maintenance purposes). • Approximate weight is 6,100 pounds | PUR | 1200 kVA Dry General Purpose Product Specifications Phase: 3 Frequency: 60 Conductor: Aluminum C Rise: 150 High Voltage: 4160D; 30kV BIL Low Voltage: 480GrdY/277; 10kV BIL Class: AAK Factor: K-1 Enclosure: NEMA 1 High Voltage • High Voltage Taps - 2.5%, 2A2B • HV Stub Up Bus Low Voltage • LV Stub Up Bus Core & Coil • DOE 2016 Compliant • Zapprox = 5.75% Physical Environment • ANSI IEEE Standard Sound Level • Standard elevation 3300ft.Enclosure • Transformer provided with an Indoor NEMA 1 Enclosure.• Case GPF Dimensions: 80""H x 64""W x 44""DTesting • Routine tests per ANSI C57.12.01 are included.Remarks • Standard Warranty per Seller's Terms & Conditions• Freight: FOB Factory (Prepaid & Allowed within the contiguous 48 US states)• Transformer assembly is UL Listed.• Transformer has a 220°C Insulation System.• VPI (Vacuum-Pressure Impregnated) Polyester Resin Windings• Price does not include providing coordination studies, field testing, training,seismic calculations, spare parts, special tools, cable lugs, cable termination kits,anchoring hardware, special manuals and/or special documentation, in & out warranty coverage or liquidated damages unless specifically mentioned in the Features Section of this Quote.• Price is based strictly on providing ratings, features, options and construction as described on this quotation only. • Recommended clearances from walls or other obstructions required foraccess and ventilation: Front = 36", Top = 18", Rear = 12"" (36" for maintenance purposes). • Approximate weight is 6,100 pounds | EA | EA |  | FALSE |  | P | PPD | DAYTON |  | 77414S-12
135552 | 2 | 27 | States | Dayton | Taylor Barrett | TRUE | 2026-08-18T00:00:00 | 2026-12-01T00:00:00 |  | 1 | 0 | 1 | 56352 | 1746912 | 55369-6417 | USA | N30 | 835 | IC - MGM TRANSFORMER COMPANY | 90058 | Q36528-R2 | 1200 kVA Dry General Purpose Product Specifications Phase: 3 Frequency: 60 Conductor: Aluminum C Rise: 150 High Voltage: 4160D; 30kV BIL Low Voltage: 480GrdY/277; 10kV BIL Class: AAK Factor: K-1 Enclosure: NEMA 1 High Voltage • High Voltage Taps - 2.5%, 2A2B • HV Stub Up Bus Low Voltage • LV Stub Up Bus Core & Coil • DOE 2016 Compliant • Zapprox = 5.75% Physical Environment • ANSI IEEE Standard Sound Level • Standard elevation 3300ft.Enclosure • Transformer provided with an Indoor NEMA 1 Enclosure.• Case GPF Dimensions: 80""H x 64""W x 44""DTesting • Routine tests per ANSI C57.12.01 are included.Remarks • Standard Warranty per Seller's Terms & Conditions• Freight: FOB Factory (Prepaid & Allowed within the contiguous 48 US states)• Transformer assembly is UL Listed.• Transformer has a 220°C Insulation System.• VPI (Vacuum-Pressure Impregnated) Polyester Resin Windings• Price does not include providing coordination studies, field testing, training,seismic calculations, spare parts, special tools, cable lugs, cable termination kits,anchoring hardware, special manuals and/or special documentation, in & out warranty coverage or liquidated damages unless specifically mentioned in the Features Section of this Quote.• Price is based strictly on providing ratings, features, options and construction as described on this quotation only. • Recommended clearances from walls or other obstructions required foraccess and ventilation: Front = 36", Top = 18", Rear = 12" (36" for maintenance purposes). • Approximate weight is 6,100 pounds | PUR | 1200 kVA Dry General Purpose Product Specifications Phase: 3 Frequency: 60 Conductor: Aluminum C Rise: 150 High Voltage: 4160D; 30kV BIL Low Voltage: 480GrdY/277; 10kV BIL Class: AAK Factor: K-1 Enclosure: NEMA 1 High Voltage • High Voltage Taps - 2.5%, 2A2B • HV Stub Up Bus Low Voltage • LV Stub Up Bus Core & Coil • DOE 2016 Compliant • Zapprox = 5.75% Physical Environment • ANSI IEEE Standard Sound Level • Standard elevation 3300ft.Enclosure • Transformer provided with an Indoor NEMA 1 Enclosure.• Case GPF Dimensions: 80""H x 64""W x 44""DTesting • Routine tests per ANSI C57.12.01 are included.Remarks • Standard Warranty per Seller's Terms & Conditions• Freight: FOB Factory (Prepaid & Allowed within the contiguous 48 US states)• Transformer assembly is UL Listed.• Transformer has a 220°C Insulation System.• VPI (Vacuum-Pressure Impregnated) Polyester Resin Windings• Price does not include providing coordination studies, field testing, training,seismic calculations, spare parts, special tools, cable lugs, cable termination kits,anchoring hardware, special manuals and/or special documentation, in & out warranty coverage or liquidated damages unless specifically mentioned in the Features Section of this Quote.• Price is based strictly on providing ratings, features, options and construction as described on this quotation only. • Recommended clearances from walls or other obstructions required foraccess and ventilation: Front = 36", Top = 18", Rear = 12"" (36" for maintenance purposes). • Approximate weight is 6,100 pounds | EA | EA |  | FALSE |  | P | PPD | DAYTON |  | 77414S-30
135552 | 2 | 13 | States | Dayton | Taylor Barrett | TRUE | 2026-08-18T00:00:00 | 2026-12-01T00:00:00 |  | 1 | 0 | 1 | 56352 | 1746912 | 55369-6417 | USA | N30 | 835 | IC - MGM TRANSFORMER COMPANY | 90058 | Q36528-R2 | 1200 kVA Dry General Purpose Product Specifications Phase: 3 Frequency: 60 Conductor: Aluminum C Rise: 150 High Voltage: 4160D; 30kV BIL Low Voltage: 480GrdY/277; 10kV BIL Class: AAK Factor: K-1 Enclosure: NEMA 1 High Voltage • High Voltage Taps - 2.5%, 2A2B • HV Stub Up Bus Low Voltage • LV Stub Up Bus Core & Coil • DOE 2016 Compliant • Zapprox = 5.75% Physical Environment • ANSI IEEE Standard Sound Level • Standard elevation 3300ft.Enclosure • Transformer provided with an Indoor NEMA 1 Enclosure.• Case GPF Dimensions: 80""H x 64""W x 44""DTesting • Routine tests per ANSI C57.12.01 are included.Remarks • Standard Warranty per Seller's Terms & Conditions• Freight: FOB Factory (Prepaid & Allowed within the contiguous 48 US states)• Transformer assembly is UL Listed.• Transformer has a 220°C Insulation System.• VPI (Vacuum-Pressure Impregnated) Polyester Resin Windings• Price does not include providing coordination studies, field testing, training,seismic calculations, spare parts, special tools, cable lugs, cable termination kits,anchoring hardware, special manuals and/or special documentation, in & out warranty coverage or liquidated damages unless specifically mentioned in the Features Section of this Quote.• Price is based strictly on providing ratings, features, options and construction as described on this quotation only. • Recommended clearances from walls or other obstructions required foraccess and ventilation: Front = 36", Top = 18", Rear = 12" (36" for maintenance purposes). • Approximate weight is 6,100 pounds | PUR | 1200 kVA Dry General Purpose Product Specifications Phase: 3 Frequency: 60 Conductor: Aluminum C Rise: 150 High Voltage: 4160D; 30kV BIL Low Voltage: 480GrdY/277; 10kV BIL Class: AAK Factor: K-1 Enclosure: NEMA 1 High Voltage • High Voltage Taps - 2.5%, 2A2B • HV Stub Up Bus Low Voltage • LV Stub Up Bus Core & Coil • DOE 2016 Compliant • Zapprox = 5.75% Physical Environment • ANSI IEEE Standard Sound Level • Standard elevation 3300ft.Enclosure • Transformer provided with an Indoor NEMA 1 Enclosure.• Case GPF Dimensions: 80""H x 64""W x 44""DTesting • Routine tests per ANSI C57.12.01 are included.Remarks • Standard Warranty per Seller's Terms & Conditions• Freight: FOB Factory (Prepaid & Allowed within the contiguous 48 US states)• Transformer assembly is UL Listed.• Transformer has a 220°C Insulation System.• VPI (Vacuum-Pressure Impregnated) Polyester Resin Windings• Price does not include providing coordination studies, field testing, training,seismic calculations, spare parts, special tools, cable lugs, cable termination kits,anchoring hardware, special manuals and/or special documentation, in & out warranty coverage or liquidated damages unless specifically mentioned in the Features Section of this Quote.• Price is based strictly on providing ratings, features, options and construction as described on this quotation only. • Recommended clearances from walls or other obstructions required foraccess and ventilation: Front = 36", Top = 18", Rear = 12"" (36" for maintenance purposes). • Approximate weight is 6,100 pounds | EA | EA |  | FALSE |  | P | PPD | DAYTON |  | 77414S-16
135552 | 2 | 20 | States | Dayton | Taylor Barrett | TRUE | 2026-08-18T00:00:00 | 2026-12-01T00:00:00 |  | 1 | 0 | 1 | 56352 | 1746912 | 55369-6417 | USA | N30 | 835 | IC - MGM TRANSFORMER COMPANY | 90058 | Q36528-R2 | 1200 kVA Dry General Purpose Product Specifications Phase: 3 Frequency: 60 Conductor: Aluminum C Rise: 150 High Voltage: 4160D; 30kV BIL Low Voltage: 480GrdY/277; 10kV BIL Class: AAK Factor: K-1 Enclosure: NEMA 1 High Voltage • High Voltage Taps - 2.5%, 2A2B • HV Stub Up Bus Low Voltage • LV Stub Up Bus Core & Coil • DOE 2016 Compliant • Zapprox = 5.75% Physical Environment • ANSI IEEE Standard Sound Level • Standard elevation 3300ft.Enclosure • Transformer provided with an Indoor NEMA 1 Enclosure.• Case GPF Dimensions: 80""H x 64""W x 44""DTesting • Routine tests per ANSI C57.12.01 are included.Remarks • Standard Warranty per Seller's Terms & Conditions• Freight: FOB Factory (Prepaid & Allowed within the contiguous 48 US states)• Transformer assembly is UL Listed.• Transformer has a 220°C Insulation System.• VPI (Vacuum-Pressure Impregnated) Polyester Resin Windings• Price does not include providing coordination studies, field testing, training,seismic calculations, spare parts, special tools, cable lugs, cable termination kits,anchoring hardware, special manuals and/or special documentation, in & out warranty coverage or liquidated damages unless specifically mentioned in the Features Section of this Quote.• Price is based strictly on providing ratings, features, options and construction as described on this quotation only. • Recommended clearances from walls or other obstructions required foraccess and ventilation: Front = 36", Top = 18", Rear = 12" (36" for maintenance purposes). • Approximate weight is 6,100 pounds | PUR | 1200 kVA Dry General Purpose Product Specifications Phase: 3 Frequency: 60 Conductor: Aluminum C Rise: 150 High Voltage: 4160D; 30kV BIL Low Voltage: 480GrdY/277; 10kV BIL Class: AAK Factor: K-1 Enclosure: NEMA 1 High Voltage • High Voltage Taps - 2.5%, 2A2B • HV Stub Up Bus Low Voltage • LV Stub Up Bus Core & Coil • DOE 2016 Compliant • Zapprox = 5.75% Physical Environment • ANSI IEEE Standard Sound Level • Standard elevation 3300ft.Enclosure • Transformer provided with an Indoor NEMA 1 Enclosure.• Case GPF Dimensions: 80""H x 64""W x 44""DTesting • Routine tests per ANSI C57.12.01 are included.Remarks • Standard Warranty per Seller's Terms & Conditions• Freight: FOB Factory (Prepaid & Allowed within the contiguous 48 US states)• Transformer assembly is UL Listed.• Transformer has a 220°C Insulation System.• VPI (Vacuum-Pressure Impregnated) Polyester Resin Windings• Price does not include providing coordination studies, field testing, training,seismic calculations, spare parts, special tools, cable lugs, cable termination kits,anchoring hardware, special manuals and/or special documentation, in & out warranty coverage or liquidated damages unless specifically mentioned in the Features Section of this Quote.• Price is based strictly on providing ratings, features, options and construction as described on this quotation only. • Recommended clearances from walls or other obstructions required foraccess and ventilation: Front = 36", Top = 18", Rear = 12"" (36" for maintenance purposes). • Approximate weight is 6,100 pounds | EA | EA |  | FALSE |  | P | PPD | DAYTON |  | 77414S-23
135552 | 2 | 8 | States | Dayton | Taylor Barrett | TRUE | 2026-08-18T00:00:00 | 2026-12-01T00:00:00 |  | 1 | 0 | 1 | 56352 | 1746912 | 55369-6417 | USA | N30 | 835 | IC - MGM TRANSFORMER COMPANY | 90058 | Q36528-R2 | 1200 kVA Dry General Purpose Product Specifications Phase: 3 Frequency: 60 Conductor: Aluminum C Rise: 150 High Voltage: 4160D; 30kV BIL Low Voltage: 480GrdY/277; 10kV BIL Class: AAK Factor: K-1 Enclosure: NEMA 1 High Voltage • High Voltage Taps - 2.5%, 2A2B • HV Stub Up Bus Low Voltage • LV Stub Up Bus Core & Coil • DOE 2016 Compliant • Zapprox = 5.75% Physical Environment • ANSI IEEE Standard Sound Level • Standard elevation 3300ft.Enclosure • Transformer provided with an Indoor NEMA 1 Enclosure.• Case GPF Dimensions: 80""H x 64""W x 44""DTesting • Routine tests per ANSI C57.12.01 are included.Remarks • Standard Warranty per Seller's Terms & Conditions• Freight: FOB Factory (Prepaid & Allowed within the contiguous 48 US states)• Transformer assembly is UL Listed.• Transformer has a 220°C Insulation System.• VPI (Vacuum-Pressure Impregnated) Polyester Resin Windings• Price does not include providing coordination studies, field testing, training,seismic calculations, spare parts, special tools, cable lugs, cable termination kits,anchoring hardware, special manuals and/or special documentation, in & out warranty coverage or liquidated damages unless specifically mentioned in the Features Section of this Quote.• Price is based strictly on providing ratings, features, options and construction as described on this quotation only. • Recommended clearances from walls or other obstructions required foraccess and ventilation: Front = 36", Top = 18", Rear = 12" (36" for maintenance purposes). • Approximate weight is 6,100 pounds | PUR | 1200 kVA Dry General Purpose Product Specifications Phase: 3 Frequency: 60 Conductor: Aluminum C Rise: 150 High Voltage: 4160D; 30kV BIL Low Voltage: 480GrdY/277; 10kV BIL Class: AAK Factor: K-1 Enclosure: NEMA 1 High Voltage • High Voltage Taps - 2.5%, 2A2B • HV Stub Up Bus Low Voltage • LV Stub Up Bus Core & Coil • DOE 2016 Compliant • Zapprox = 5.75% Physical Environment • ANSI IEEE Standard Sound Level • Standard elevation 3300ft.Enclosure • Transformer provided with an Indoor NEMA 1 Enclosure.• Case GPF Dimensions: 80""H x 64""W x 44""DTesting • Routine tests per ANSI C57.12.01 are included.Remarks • Standard Warranty per Seller's Terms & Conditions• Freight: FOB Factory (Prepaid & Allowed within the contiguous 48 US states)• Transformer assembly is UL Listed.• Transformer has a 220°C Insulation System.• VPI (Vacuum-Pressure Impregnated) Polyester Resin Windings• Price does not include providing coordination studies, field testing, training,seismic calculations, spare parts, special tools, cable lugs, cable termination kits,anchoring hardware, special manuals and/or special documentation, in & out warranty coverage or liquidated damages unless specifically mentioned in the Features Section of this Quote.• Price is based strictly on providing ratings, features, options and construction as described on this quotation only. • Recommended clearances from walls or other obstructions required foraccess and ventilation: Front = 36", Top = 18", Rear = 12"" (36" for maintenance purposes). • Approximate weight is 6,100 pounds | EA | EA |  | FALSE |  | P | PPD | DAYTON |  | 77414S-11
135552 | 2 | 17 | States | Dayton | Taylor Barrett | TRUE | 2026-08-18T00:00:00 | 2026-12-01T00:00:00 |  | 1 | 0 | 1 | 56352 | 1746912 | 55369-6417 | USA | N30 | 835 | IC - MGM TRANSFORMER COMPANY | 90058 | Q36528-R2 | 1200 kVA Dry General Purpose Product Specifications Phase: 3 Frequency: 60 Conductor: Aluminum C Rise: 150 High Voltage: 4160D; 30kV BIL Low Voltage: 480GrdY/277; 10kV BIL Class: AAK Factor: K-1 Enclosure: NEMA 1 High Voltage • High Voltage Taps - 2.5%, 2A2B • HV Stub Up Bus Low Voltage • LV Stub Up Bus Core & Coil • DOE 2016 Compliant • Zapprox = 5.75% Physical Environment • ANSI IEEE Standard Sound Level • Standard elevation 3300ft.Enclosure • Transformer provided with an Indoor NEMA 1 Enclosure.• Case GPF Dimensions: 80""H x 64""W x 44""DTesting • Routine tests per ANSI C57.12.01 are included.Remarks • Standard Warranty per Seller's Terms & Conditions• Freight: FOB Factory (Prepaid & Allowed within the contiguous 48 US states)• Transformer assembly is UL Listed.• Transformer has a 220°C Insulation System.• VPI (Vacuum-Pressure Impregnated) Polyester Resin Windings• Price does not include providing coordination studies, field testing, training,seismic calculations, spare parts, special tools, cable lugs, cable termination kits,anchoring hardware, special manuals and/or special documentation, in & out warranty coverage or liquidated damages unless specifically mentioned in the Features Section of this Quote.• Price is based strictly on providing ratings, features, options and construction as described on this quotation only. • Recommended clearances from walls or other obstructions required foraccess and ventilation: Front = 36", Top = 18", Rear = 12" (36" for maintenance purposes). • Approximate weight is 6,100 pounds | PUR | 1200 kVA Dry General Purpose Product Specifications Phase: 3 Frequency: 60 Conductor: Aluminum C Rise: 150 High Voltage: 4160D; 30kV BIL Low Voltage: 480GrdY/277; 10kV BIL Class: AAK Factor: K-1 Enclosure: NEMA 1 High Voltage • High Voltage Taps - 2.5%, 2A2B • HV Stub Up Bus Low Voltage • LV Stub Up Bus Core & Coil • DOE 2016 Compliant • Zapprox = 5.75% Physical Environment • ANSI IEEE Standard Sound Level • Standard elevation 3300ft.Enclosure • Transformer provided with an Indoor NEMA 1 Enclosure.• Case GPF Dimensions: 80""H x 64""W x 44""DTesting • Routine tests per ANSI C57.12.01 are included.Remarks • Standard Warranty per Seller's Terms & Conditions• Freight: FOB Factory (Prepaid & Allowed within the contiguous 48 US states)• Transformer assembly is UL Listed.• Transformer has a 220°C Insulation System.• VPI (Vacuum-Pressure Impregnated) Polyester Resin Windings• Price does not include providing coordination studies, field testing, training,seismic calculations, spare parts, special tools, cable lugs, cable termination kits,anchoring hardware, special manuals and/or special documentation, in & out warranty coverage or liquidated damages unless specifically mentioned in the Features Section of this Quote.• Price is based strictly on providing ratings, features, options and construction as described on this quotation only. • Recommended clearances from walls or other obstructions required foraccess and ventilation: Front = 36", Top = 18", Rear = 12"" (36" for maintenance purposes). • Approximate weight is 6,100 pounds | EA | EA |  | FALSE |  | P | PPD | DAYTON |  | 77414S-20
135552 | 2 | 5 | States | Dayton | Taylor Barrett | TRUE | 2026-08-18T00:00:00 | 2026-12-01T00:00:00 |  | 1 | 0 | 1 | 56352 | 1746912 | 55369-6417 | USA | N30 | 835 | IC - MGM TRANSFORMER COMPANY | 90058 | Q36528-R2 | 1200 kVA Dry General Purpose Product Specifications Phase: 3 Frequency: 60 Conductor: Aluminum C Rise: 150 High Voltage: 4160D; 30kV BIL Low Voltage: 480GrdY/277; 10kV BIL Class: AAK Factor: K-1 Enclosure: NEMA 1 High Voltage • High Voltage Taps - 2.5%, 2A2B • HV Stub Up Bus Low Voltage • LV Stub Up Bus Core & Coil • DOE 2016 Compliant • Zapprox = 5.75% Physical Environment • ANSI IEEE Standard Sound Level • Standard elevation 3300ft.Enclosure • Transformer provided with an Indoor NEMA 1 Enclosure.• Case GPF Dimensions: 80""H x 64""W x 44""DTesting • Routine tests per ANSI C57.12.01 are included.Remarks • Standard Warranty per Seller's Terms & Conditions• Freight: FOB Factory (Prepaid & Allowed within the contiguous 48 US states)• Transformer assembly is UL Listed.• Transformer has a 220°C Insulation System.• VPI (Vacuum-Pressure Impregnated) Polyester Resin Windings• Price does not include providing coordination studies, field testing, training,seismic calculations, spare parts, special tools, cable lugs, cable termination kits,anchoring hardware, special manuals and/or special documentation, in & out warranty coverage or liquidated damages unless specifically mentioned in the Features Section of this Quote.• Price is based strictly on providing ratings, features, options and construction as described on this quotation only. • Recommended clearances from walls or other obstructions required foraccess and ventilation: Front = 36", Top = 18", Rear = 12" (36" for maintenance purposes). • Approximate weight is 6,100 pounds | PUR | 1200 kVA Dry General Purpose Product Specifications Phase: 3 Frequency: 60 Conductor: Aluminum C Rise: 150 High Voltage: 4160D; 30kV BIL Low Voltage: 480GrdY/277; 10kV BIL Class: AAK Factor: K-1 Enclosure: NEMA 1 High Voltage • High Voltage Taps - 2.5%, 2A2B • HV Stub Up Bus Low Voltage • LV Stub Up Bus Core & Coil • DOE 2016 Compliant • Zapprox = 5.75% Physical Environment • ANSI IEEE Standard Sound Level • Standard elevation 3300ft.Enclosure • Transformer provided with an Indoor NEMA 1 Enclosure.• Case GPF Dimensions: 80""H x 64""W x 44""DTesting • Routine tests per ANSI C57.12.01 are included.Remarks • Standard Warranty per Seller's Terms & Conditions• Freight: FOB Factory (Prepaid & Allowed within the contiguous 48 US states)• Transformer assembly is UL Listed.• Transformer has a 220°C Insulation System.• VPI (Vacuum-Pressure Impregnated) Polyester Resin Windings• Price does not include providing coordination studies, field testing, training,seismic calculations, spare parts, special tools, cable lugs, cable termination kits,anchoring hardware, special manuals and/or special documentation, in & out warranty coverage or liquidated damages unless specifically mentioned in the Features Section of this Quote.• Price is based strictly on providing ratings, features, options and construction as described on this quotation only. • Recommended clearances from walls or other obstructions required foraccess and ventilation: Front = 36", Top = 18", Rear = 12"" (36" for maintenance purposes). • Approximate weight is 6,100 pounds | EA | EA |  | FALSE |  | P | PPD | DAYTON |  | 77414S-8
135552 | 2 | 2 | States | Dayton | Taylor Barrett | TRUE | 2026-08-18T00:00:00 | 2026-12-01T00:00:00 |  | 1 | 0 | 1 | 56352 | 1746912 | 55369-6417 | USA | N30 | 835 | IC - MGM TRANSFORMER COMPANY | 90058 | Q36528-R2 | 1200 kVA Dry General Purpose Product Specifications Phase: 3 Frequency: 60 Conductor: Aluminum C Rise: 150 High Voltage: 4160D; 30kV BIL Low Voltage: 480GrdY/277; 10kV BIL Class: AAK Factor: K-1 Enclosure: NEMA 1 High Voltage • High Voltage Taps - 2.5%, 2A2B • HV Stub Up Bus Low Voltage • LV Stub Up Bus Core & Coil • DOE 2016 Compliant • Zapprox = 5.75% Physical Environment • ANSI IEEE Standard Sound Level • Standard elevation 3300ft.Enclosure • Transformer provided with an Indoor NEMA 1 Enclosure.• Case GPF Dimensions: 80""H x 64""W x 44""DTesting • Routine tests per ANSI C57.12.01 are included.Remarks • Standard Warranty per Seller's Terms & Conditions• Freight: FOB Factory (Prepaid & Allowed within the contiguous 48 US states)• Transformer assembly is UL Listed.• Transformer has a 220°C Insulation System.• VPI (Vacuum-Pressure Impregnated) Polyester Resin Windings• Price does not include providing coordination studies, field testing, training,seismic calculations, spare parts, special tools, cable lugs, cable termination kits,anchoring hardware, special manuals and/or special documentation, in & out warranty coverage or liquidated damages unless specifically mentioned in the Features Section of this Quote.• Price is based strictly on providing ratings, features, options and construction as described on this quotation only. • Recommended clearances from walls or other obstructions required foraccess and ventilation: Front = 36", Top = 18", Rear = 12" (36" for maintenance purposes). • Approximate weight is 6,100 pounds | PUR | 1200 kVA Dry General Purpose Product Specifications Phase: 3 Frequency: 60 Conductor: Aluminum C Rise: 150 High Voltage: 4160D; 30kV BIL Low Voltage: 480GrdY/277; 10kV BIL Class: AAK Factor: K-1 Enclosure: NEMA 1 High Voltage • High Voltage Taps - 2.5%, 2A2B • HV Stub Up Bus Low Voltage • LV Stub Up Bus Core & Coil • DOE 2016 Compliant • Zapprox = 5.75% Physical Environment • ANSI IEEE Standard Sound Level • Standard elevation 3300ft.Enclosure • Transformer provided with an Indoor NEMA 1 Enclosure.• Case GPF Dimensions: 80""H x 64""W x 44""DTesting • Routine tests per ANSI C57.12.01 are included.Remarks • Standard Warranty per Seller's Terms & Conditions• Freight: FOB Factory (Prepaid & Allowed within the contiguous 48 US states)• Transformer assembly is UL Listed.• Transformer has a 220°C Insulation System.• VPI (Vacuum-Pressure Impregnated) Polyester Resin Windings• Price does not include providing coordination studies, field testing, training,seismic calculations, spare parts, special tools, cable lugs, cable termination kits,anchoring hardware, special manuals and/or special documentation, in & out warranty coverage or liquidated damages unless specifically mentioned in the Features Section of this Quote.• Price is based strictly on providing ratings, features, options and construction as described on this quotation only. • Recommended clearances from walls or other obstructions required foraccess and ventilation: Front = 36", Top = 18", Rear = 12"" (36" for maintenance purposes). • Approximate weight is 6,100 pounds | EA | EA |  | FALSE |  | P | PPD | DAYTON |  | 77414S-5
135934 | 8 | 1 | States | Champlin | Robert Boulka | TRUE | 2026-09-04T00:00:00 | 2027-01-18T00:00:00 |  | 2 | 0 | 2 | 63764.7 | 127529.4 | 55316 | USA | D99 | 835 | IC - MGM TRANSFORMER COMPANY | 90058 | 77426-8 | LV - 891, Nema 1, 480VAC (3P 3W), 1000A, 65KAIC -Sections: 3 | BUY | "Category: --- LV - 891 --- Identifier: --- MBCTC110, MBCTD110 ---------------------------------- - Enclosure Rating: --- Nema 1 --- - System voltage: --- 480VAC (3P 3W) --- - Bus amperage: --- 1000A --- - Short Circuit Rating: --- 65KAIC --- - Sections: --- 3" | EA | EA | MFG | FALSE |  | P | PPD
135934 | 5 | 1 | States | Champlin | Robert Boulka | TRUE | 2026-09-04T00:00:00 | 2027-01-18T00:00:00 |  | 1 | 0 | 1 | 38718.33 | 38718.33 | 55316 | USA | D99 | 835 | IC - MGM TRANSFORMER COMPANY | 90058 | 77426-5 | LV - 891, Nema 1, 277/480VAC (3P 4W), 1200A, 65KAIC -Sections: 1 | BUY | "Category: --- LV - 891 --- Identifier: --- MSBTA110 ---------------------------------- - Enclosure Rating: --- Nema 1 --- - System voltage: --- 277/480VAC (3P 4W) --- - Bus amperage: --- 1200A --- - Short Circuit Rating: --- 65KAIC --- - Sections: --- 1" | EA | EA | MFG | FALSE |  | P | PPD
135934 | 4 | 1 | States | Champlin | Robert Boulka | TRUE | 2026-09-04T00:00:00 | 2027-01-18T00:00:00 |  | 1 | 0 | 1 | 64361.92 | 64361.92 | 55316 | USA | D99 | 835 | IC - MGM TRANSFORMER COMPANY | 90058 | 77426-4 | LV - 891, Nema 1, 277/480VAC (3P 4W), 1600A, 65KAIC -Sections: 2 | BUY | "Category: --- LV - 891 --- Identifier: --- MDSTA210 ---------------------------------- - Enclosure Rating: --- Nema 1 --- - System voltage: --- 277/480VAC (3P 4W) --- - Bus amperage: --- 1600A --- - Short Circuit Rating: --- 65KAIC --- - Sections: --- 2" | EA | EA | MFG | FALSE |  | P | PPD
135934 | 10 | 1 | States | Champlin | Robert Boulka | TRUE | 2026-09-04T00:00:00 | 2027-01-18T00:00:00 |  | 3 | 0 | 3 | 24112.29 | 72336.87 | 55316 | USA | D99 | 835 | IC - MGM TRANSFORMER COMPANY | 90058 | 77426-9 | LV - 891, Nema 3R(3 Units)/Nema 1 (6 Units), 480VAC (3P 3W), 3200A, 65KAIC -Sections: 1 | BUY | "Category: --- LV - 891 --- Identifier: --- UPS Load Bank Cam-Lock Switchboard ---------------------------------- - Enclosure Rating: --- Nema 3R (3 units) and NEMA1 (6 units) --- - System voltage: --- 480VAC (3P 3W) --- - Bus amperage: --- 3200A --- - Short Circuit Rating: --- 65KAIC --- - Sections: --- 1" | EA | EA | MFG | FALSE |  | P | PPD
135934 | 6 | 1 | States | Champlin | Robert Boulka | TRUE | 2026-09-04T00:00:00 | 2027-01-18T00:00:00 |  | 2 | 0 | 2 | 58147.33 | 116294.66 | 55316 | USA | D99 | 835 | IC - MGM TRANSFORMER COMPANY | 90058 | 77426-6 | LV - 891, Nema 1, 480VAC (3P 3W), 800A, 65KAIC -Sections: 3 | BUY | "Category: --- LV - 891 --- Identifier: --- MBCTA110, MBCTB110 ---------------------------------- - Enclosure Rating: --- Nema 1 --- - System voltage: --- 480VAC (3P 3W) --- - Bus amperage: --- 800A --- - Short Circuit Rating: --- 65KAIC --- - Sections: --- 3" | EA | EA | MFG | FALSE |  | P | PPD
135934 | 2 | 1 | States | Champlin | Robert Boulka | TRUE | 2026-09-04T00:00:00 | 2027-01-18T00:00:00 |  | 1 | 0 | 1 | 117666.55 | 117666.55 | 55316 | USA | D99 | 835 | IC - MGM TRANSFORMER COMPANY | 90058 | 77426-2 | LV - 891, Nema 1, 277/480VAC (3P 4W), 3000A, 65KAIC -Sections: 3 | Buy | "Category: --- LV - 891 --- Identifier: --- MDSTB110 ---------------------------------- - Enclosure Rating: --- Nema 1 --- - System voltage: --- 277/480VAC (3P 4W) --- - Bus amperage: --- 3000A --- - Short Circuit Rating: --- 65KAIC --- - Sections: --- 3" | EA | EA | MFG | FALSE |  | P | PPD
135934 | 3 | 1 | States | Champlin | Robert Boulka | TRUE | 2026-09-04T00:00:00 | 2027-01-18T00:00:00 |  | 2 | 0 | 2 | 123594.48 | 247188.96 | 55316 | USA | D99 | 835 | IC - MGM TRANSFORMER COMPANY | 90058 | 77426-3 | LV - 891, Nema 1, 277/480VAC (3P 4W), 3000A, 65KAIC -Sections: 3 | BUY | "Category: --- LV - 891 --- Identifier: --- Rel 1 = MDSTC110 (QTY 1), Rev 2 = MDSTD110 (QTY 1) ---------------------------------- - Enclosure Rating: --- Nema 1 --- - System voltage: --- 277/480VAC (3P 4W) --- - Bus amperage: --- 3000A --- - Short Circuit Rating: --- 65KAIC --- - Sections: --- 3" | EA | EA | MFG | FALSE |  | P | PPD
135934 | 11 | 1 | States | Champlin | Robert Boulka | TRUE | 2026-09-04T00:00:00 | 2027-01-18T00:00:00 |  | 1 | 0 | 1 | 38712.83 | 38712.83 | 55316 | USA | D99 | 835 | IC - MGM TRANSFORMER COMPANY | 90058 | 77426-10 | LV - 891, Nema 1, 277/480VAC (3P 4W), 1200A, 65KAIC -Sections: 1 | BUY | "Category: --- LV - 891 --- Identifier: --- MSBTB110 ---------------------------------- - Enclosure Rating: --- Nema 1 --- - System voltage: --- 277/480VAC (3P 4W) --- - Bus amperage: --- 1200A --- - Short Circuit Rating: --- 65KAIC --- - Sections: --- 1" | EA | EA | MFG | FALSE |  | P | PPD
135934 | 9 | 1 | States | Champlin | Robert Boulka | TRUE | 2026-09-04T00:00:00 | 2027-01-18T00:00:00 |  | 6 | 0 | 6 | 24112.29 | 144673.74 | 55316 | USA | D99 | 835 | IC - MGM TRANSFORMER COMPANY | 90058 | 77426-9 | LV - 891, Nema 3R(3 Units)/Nema 1 (6 Units), 480VAC (3P 3W), 3200A, 65KAIC -Sections: 1 | BUY | "Category: --- LV - 891 --- Identifier: --- UPS Load Bank Cam-Lock Switchboard ---------------------------------- - Enclosure Rating: --- Nema 3R (3 units) and NEMA1 (6 units) --- - System voltage: --- 480VAC (3P 3W) --- - Bus amperage: --- 3200A --- - Short Circuit Rating: --- 65KAIC --- - Sections: --- 1" | EA | EA | MFG | FALSE |  | P | PPD
135934 | 1 | 1 | States | Champlin | Robert Boulka | TRUE | 2026-09-04T00:00:00 | 2027-01-18T00:00:00 |  | 1 | 0 | 1 | 114441.5 | 114441.5 | 55316 | USA | D99 | 835 | IC - MGM TRANSFORMER COMPANY | 90058 | 77426-1 | LV - 891, Nema 1, 277/480VAC (3P 4W), 3000A, 65KAIC -Sections: 3 | Buy | "Category: --- LV - 891 --- Identifier: --- MDSTA110 ---------------------------------- - Enclosure Rating: --- Nema 1 --- - System voltage: --- 277/480VAC (3P 4W) --- - Bus amperage: --- 3000A --- - Short Circuit Rating: --- 65KAIC --- - Sections: --- 3" | EA | EA | MFG | FALSE |  | P | PPD
135934 | 12 | 1 | States | Champlin | Robert Boulka | TRUE | 2026-09-04T00:00:00 | 2027-01-18T00:00:00 |  | 1 | 0 | 1 | 24819.23 | 24819.23 | 55316 | USA | D99 | 835 | IC - MGM TRANSFORMER COMPANY | 90058 | 77426-15 | LV - 891, Nema 1, 277/480VAC (3P 4W), 3000A, 65KAIC -Sections: 3 | BUY | Category: --- LV - 891 --- Identifier: --- MDSTA110 ---------------------------------- - Enclosure Rating: --- Nema 1 --- - System voltage: --- 277/480VAC (3P 4W) --- - Bus amperage: --- 3000A --- - Short Circuit Rating: --- 65KAIC --- - Sections: --- 3 | EA | EA | MFG | FALSE |  | P | PPD
135934 | 7 | 1 | States | Champlin | Robert Boulka | TRUE | 2026-09-04T00:00:00 | 2027-01-18T00:00:00 |  | 2 | 0 | 2 | 60099.7 | 120199.4 | 55316 | USA | D99 | 835 | IC - MGM TRANSFORMER COMPANY | 90058 | 77426-7 | LV - 891, Nema 1, 480VAC (3P 3W), 800A, 65KAIC -Sections: 3 | BUY | "Category: --- LV - 891 --- Identifier: --- MBCTA210, MBCTB210 ---------------------------------- - Enclosure Rating: --- Nema 1 --- - System voltage: --- 480VAC (3P 3W) --- - Bus amperage: --- 800A --- - Short Circuit Rating: --- 65KAIC --- - Sections: --- 3" | EA | EA | MFG | FALSE |  | P | PPD
135843 | 1 | 3 | States | Dayton | Taylor Barrett | TRUE | 2026-09-01T00:00:00 | 2027-02-22T00:00:00 |  | 30 | 0 | 30 | 1745 | 83760 | 55369 | USA | N30 | 835 | IC - MGM TRANSFORMER COMPANY | 90058 | HT30A3B2-D16 | 30 kVA ¦ 480 D-208Y/120 Three Phase ¦ Aluminum ¦ 150 (STD) ¦ 60Hz ¦ K-1 (STD) NEMA 3R Indoor/Outdoor | PUR | 30 kVA ¦ 480 D-208Y/120 Three Phase ¦ Aluminum ¦ 150 (STD) ¦ 60Hz ¦ K-1 (STD) NEMA 3R Indoor/Outdoor | EA | EA |  | FALSE |  | P | PPD | DAYTON
135843 | 1 | 2 | States | Dayton | Taylor Barrett | TRUE | 2026-09-01T00:00:00 | 2026-12-21T00:00:00 |  | 17 | 0 | 17 | 1745 | 83760 | 55369 | USA | N30 | 835 | IC - MGM TRANSFORMER COMPANY | 90058 | HT30A3B2-D16 | 30 kVA ¦ 480 D-208Y/120 Three Phase ¦ Aluminum ¦ 150 (STD) ¦ 60Hz ¦ K-1 (STD) NEMA 3R Indoor/Outdoor | PUR | 30 kVA ¦ 480 D-208Y/120 Three Phase ¦ Aluminum ¦ 150 (STD) ¦ 60Hz ¦ K-1 (STD) NEMA 3R Indoor/Outdoor | EA | EA |  | FALSE |  | P | PPD | DAYTON
135843 | 1 | 1 | States | Dayton | Taylor Barrett | TRUE | 2026-09-01T00:00:00 | 2026-10-05T00:00:00 |  | 1 | 0 | 1 | 1745 | 83760 | 55369 | USA | N30 | 835 | IC - MGM TRANSFORMER COMPANY | 90058 | HT30A3B2-D16 | 30 kVA ¦ 480 D-208Y/120 Three Phase ¦ Aluminum ¦ 150 (STD) ¦ 60Hz ¦ K-1 (STD) NEMA 3R Indoor/Outdoor | PUR | 30 kVA ¦ 480 D-208Y/120 Three Phase ¦ Aluminum ¦ 150 (STD) ¦ 60Hz ¦ K-1 (STD) NEMA 3R Indoor/Outdoor | EA | EA |  | FALSE |  | P | PPD | DAYTON
134892 | 2 | 4 | States | Champlin | Robert Boulka | TRUE | 2026-07-20T00:00:00 | 2027-01-29T00:00:00 |  | 1 | 0 | 1 | 135765.56 | 814593.36 | 55316-3157 | USA | N30 | 835 | IC - MGM TRANSFORMER COMPANY | 90058 | 77393-2 | Burr ATL12 LV SWGR - Line 2 | FGS | Category: --- LV - 891 --- Identifier: --- MBCAZ110 ---------------------------------- - Enclosure Rating: --- Nema 1 --- - System voltage: --- 480VAC (3P 3W) --- - Bus amperage: --- 4000A --- - Short Circuit Rating: --- 100KAIC --- - Sections: --- 4 | EA | EA | MFG | TRUE |  | M | ALL | 100
134892 | 1 | 3 | States | Champlin | Robert Boulka | TRUE | 2026-07-20T00:00:00 | 2026-12-15T00:00:00 |  | 12 | 0 | 12 | 125035 | 4376225 | 55316-3157 | USA | N30 | 835 | IC - MGM TRANSFORMER COMPANY | 90058 | 77393-1 | Burr ATL12 LV SWGR - Line 1 | FGS | Category: --- LV - 891 --- Identifier: --- MBCAA110 ---------------------------------- - Enclosure Rating: --- Nema 1 --- - System voltage: --- 480VAC (3P 3W) --- - Bus amperage: --- 4000A --- - Short Circuit Rating: --- 100KAIC --- - Sections: --- 4 | EA | EA | MFG | TRUE |  | M | ALL | 100
134892 | 1 | 4 | States | Champlin | Robert Boulka | TRUE | 2026-07-20T00:00:00 | 2027-01-29T00:00:00 |  | 6 | 0 | 6 | 125035 | 4376225 | 55316-3157 | USA | N30 | 835 | IC - MGM TRANSFORMER COMPANY | 90058 | 77393-1 | Burr ATL12 LV SWGR - Line 1 | FGS | Category: --- LV - 891 --- Identifier: --- MBCAA110 ---------------------------------- - Enclosure Rating: --- Nema 1 --- - System voltage: --- 480VAC (3P 3W) --- - Bus amperage: --- 4000A --- - Short Circuit Rating: --- 100KAIC --- - Sections: --- 4 | EA | EA | MFG | TRUE |  | M | ALL | 100
134892 | 2 | 3 | States | Champlin | Robert Boulka | TRUE | 2026-07-20T00:00:00 | 2026-12-15T00:00:00 |  | 2 | 0 | 2 | 135765.56 | 814593.36 | 55316-3157 | USA | N30 | 835 | IC - MGM TRANSFORMER COMPANY | 90058 | 77393-2 | Burr ATL12 LV SWGR - Line 2 | FGS | Category: --- LV - 891 --- Identifier: --- MBCAZ110 ---------------------------------- - Enclosure Rating: --- Nema 1 --- - System voltage: --- 480VAC (3P 3W) --- - Bus amperage: --- 4000A --- - Short Circuit Rating: --- 100KAIC --- - Sections: --- 4 | EA | EA | MFG | TRUE |  | M | ALL | 100
134892 | 1 | 2 | States | Champlin | Robert Boulka | TRUE | 2026-07-20T00:00:00 | 2026-11-13T00:00:00 |  | 12 | 0 | 12 | 125035 | 4376225 | 55316-3157 | USA | N30 | 835 | IC - MGM TRANSFORMER COMPANY | 90058 | 77393-1 | Burr ATL12 LV SWGR - Line 1 | FGS | Category: --- LV - 891 --- Identifier: --- MBCAA110 ---------------------------------- - Enclosure Rating: --- Nema 1 --- - System voltage: --- 480VAC (3P 3W) --- - Bus amperage: --- 4000A --- - Short Circuit Rating: --- 100KAIC --- - Sections: --- 4 | EA | EA | MFG | TRUE |  | M | ALL | 100
134892 | 1 | 1 | States | Champlin | Robert Boulka | TRUE | 2026-07-20T00:00:00 | 2026-09-25T00:00:00 |  | 5 | 0 | 5 | 125035 | 4376225 | 55316-3157 | USA | N30 | 835 | IC - MGM TRANSFORMER COMPANY | 90058 | 77393-1 | Burr ATL12 LV SWGR - Line 1 | FGS | Category: --- LV - 891 --- Identifier: --- MBCAA110 ---------------------------------- - Enclosure Rating: --- Nema 1 --- - System voltage: --- 480VAC (3P 3W) --- - Bus amperage: --- 4000A --- - Short Circuit Rating: --- 100KAIC --- - Sections: --- 4 | EA | EA | MFG | TRUE |  | M | ALL | 100
134892 | 2 | 1 | States | Champlin | Robert Boulka | TRUE | 2026-07-20T00:00:00 | 2026-09-25T00:00:00 |  | 1 | 0 | 1 | 135765.56 | 814593.36 | 55316-3157 | USA | N30 | 835 | IC - MGM TRANSFORMER COMPANY | 90058 | 77393-2 | Burr ATL12 LV SWGR - Line 2 | FGS | Category: --- LV - 891 --- Identifier: --- MBCAZ110 ---------------------------------- - Enclosure Rating: --- Nema 1 --- - System voltage: --- 480VAC (3P 3W) --- - Bus amperage: --- 4000A --- - Short Circuit Rating: --- 100KAIC --- - Sections: --- 4 | EA | EA | MFG | TRUE |  | M | ALL | 100
134892 | 2 | 2 | States | Champlin | Robert Boulka | TRUE | 2026-07-20T00:00:00 | 2026-11-13T00:00:00 |  | 2 | 0 | 2 | 135765.56 | 814593.36 | 55316-3157 | USA | N30 | 835 | IC - MGM TRANSFORMER COMPANY | 90058 | 77393-2 | Burr ATL12 LV SWGR - Line 2 | FGS | Category: --- LV - 891 --- Identifier: --- MBCAZ110 ---------------------------------- - Enclosure Rating: --- Nema 1 --- - System voltage: --- 480VAC (3P 3W) --- - Bus amperage: --- 4000A --- - Short Circuit Rating: --- 100KAIC --- - Sections: --- 4 | EA | EA | MFG | TRUE |  | M | ALL | 100
134622 | 1 | 1 | States | Champlin | Taylor Barrett | TRUE | 2026-07-08T00:00:00 | 2026-11-04T00:00:00 | 2026-11-04T00:00:00 | 6 | 0 | 6 | 47639 | 285834 | 55316-3157 | USA | N30 | 835 | IC - MGM TRANSFORMER COMPANY | 90058 | AC370-V0358 | Phase: 3 Frequency: 60 Conductor: Copper C Rise: 150 High Voltage: 480D; 10kV BIL Low Voltage: 415Y/240; 10kV BIL Class: AA K Factor: K-13 Enclosure: No Enclosure High Voltage Taps - 2.5%, 2A2B HV Stub Up Bus LV Stub Up Bus (2) Electrostatic Shields Zmin = 5% InRush 5x Transformer rated for K factor of K-13 Neutral Terminal sized for 200% of line current capacity | PUR | Phase: 3 Frequency: 60 Conductor: Copper C Rise: 150 High Voltage: 480D; 10kV BIL Low Voltage: 415Y/240; 10kV BIL Class: AA K Factor: K-13 Enclosure: No Enclosure High Voltage Taps - 2.5%, 2A2B HV Stub Up Bus LV Stub Up Bus (2) Electrostatic Shields Zmin = 5% InRush 5x Transformer rated for K factor of K-13 Neutral Terminal sized for 200% of line current capacity | EA | EA |  | TRUE |  | P | PPD | 100
136100 | 3 | 1 | States | Champlin | Taylor Barrett | TRUE | 2026-09-14T00:00:00 | 2027-04-01T00:00:00 |  | 4 | 0 | 4 | 3951 | 15804 | 55316 | USA | D99 | 835 | IC - MGM TRANSFORMER COMPANY | 90058 | HT45CZ3B2SH-HK1360LN03R | 45 kVA three-phase transformer with 415V delta primary and 208Y/120 secondary. Aluminum windings, 150°C rise, K-13 rated with electrostatic shield. NEMA 3R indoor/outdoor enclosure (Size B+), DOE compliant, 45 dB sound level. | PUR | 45 kVA three-phase transformer with 415V delta primary and 208Y/120 secondary. Aluminum windings, 150°C rise, K-13 rated with electrostatic shield. NEMA 3R indoor/outdoor enclosure (Size B+), DOE compliant, 45 dB sound level. | EA | EA |  | TRUE |  | P | PPD
136100 | 1 | 1 | States | Champlin | Taylor Barrett | TRUE | 2026-09-14T00:00:00 | 2027-04-01T00:00:00 |  | 4 | 0 | 4 | 3951 | 15804 | 55316 | USA | D99 | 835 | IC - MGM TRANSFORMER COMPANY | 90058 | HT45A3B2SH-HK1360LN03R | 45 kVA three-phase transformer with 480V delta primary and 208Y/120 secondary. Aluminum windings, 150°C rise, K-13 rated with electrostatic shield. NEMA 3R indoor/outdoor enclosure (Size B+), DOE compliant, 45 dB sound level. | PUR | 45 kVA three-phase transformer with 480V delta primary and 208Y/120 secondary. Aluminum windings, 150°C rise, K-13 rated with electrostatic shield. NEMA 3R indoor/outdoor enclosure (Size B+), DOE compliant, 45 dB sound level. | EA | EA |  | TRUE |  | P | PPD
136100 | 2 | 1 | States | Champlin | Taylor Barrett | TRUE | 2026-09-14T00:00:00 | 2027-04-01T00:00:00 | 2027-04-01T00:00:00 | 4 | 0 | 4 | 13223 | 52892 | 55316 | USA | D99 | 835 | IC - MGM TRANSFORMER COMPANY | 90058 | HT225A3D2SH-HK1360LN001 | 225 kVA three-phase transformer with 480V delta primary and 480Y/277 secondary. Aluminum windings, 150°C rise, K-13 rated with electrostatic shield. NEMA 1 indoor enclosure (Size D), DOE compliant, 55 dB sound level. | PUR | 225 kVA three-phase transformer with 480V delta primary and 480Y/277 secondary. Aluminum windings, 150°C rise, K-13 rated with electrostatic shield. NEMA 1 indoor enclosure (Size D), DOE compliant, 55 dB sound level. | EA | EA |  | TRUE |  | P | PPD | DAYTON
133708 | 5 | 1 | States | Champlin | Taylor Barrett | TRUE | 2026-05-28T00:00:00 | 2026-10-21T00:00:00 | 2026-10-21T00:00:00 | 4 | 0 | 4 | 15799 | 63196 | 55316-3157 | USA | N30 | 835 | IC - MGM TRANSFORMER COMPANY | 90058 | HT225A3D2SH-HK1360LN001 | 225 kVA three-phase transformer with 480V delta primary and 480Y/277 secondary. Aluminum windings, 150°C rise, K-13 rated with electrostatic shield. NEMA 1 indoor enclosure (Size D), DOE compliant, 55 dB sound level. | PUR | 225 kVA three-phase transformer with 480V delta primary and 480Y/277 secondary. Aluminum windings, 150°C rise, K-13 rated with electrostatic shield. NEMA 1 indoor enclosure (Size D), DOE compliant, 55 dB sound level. | EA | EA |  | TRUE |  | P | ALL | DAYTON
133708 | 4 | 1 | States | Champlin | Taylor Barrett | TRUE | 2026-05-28T00:00:00 | 2026-10-21T00:00:00 | 2026-10-21T00:00:00 | 4 | 0 | 4 | 6609 | 26436 | 55316-3157 | USA | N30 | 835 | IC - MGM TRANSFORMER COMPANY | 90058 | HT45A3B2SH-HK1360LN03R | 45 kVA three-phase transformer with 480V delta primary and 208Y/120 secondary. Aluminum windings, 150°C rise, K-13 rated with electrostatic shield. NEMA 3R indoor/outdoor enclosure (Size B+), DOE compliant, 45 dB sound level. | PUR | 45 kVA three-phase transformer with 480V delta primary and 208Y/120 secondary. Aluminum windings, 150°C rise, K-13 rated with electrostatic shield. NEMA 3R indoor/outdoor enclosure (Size B+), DOE compliant, 45 dB sound level. | EA | EA |  | TRUE |  | P | ALL | DAYTON
133708 | 6 | 1 | States | Champlin | Taylor Barrett | TRUE | 2026-05-28T00:00:00 | 2026-10-21T00:00:00 | 2026-10-21T00:00:00 | 4 | 0 | 4 | 6609 | 26436 | 55316-3157 | USA | N30 | 835 | IC - MGM TRANSFORMER COMPANY | 90058 | HT45CZ3B2SH-HK1360LN03R | 45 kVA three-phase transformer with 415V delta primary and 208Y/120 secondary. Aluminum windings, 150°C rise, K-13 rated with electrostatic shield. NEMA 3R indoor/outdoor enclosure (Size B+), DOE compliant, 45 dB sound level. | PUR | 45 kVA three-phase transformer with 415V delta primary and 208Y/120 secondary. Aluminum windings, 150°C rise, K-13 rated with electrostatic shield. NEMA 3R indoor/outdoor enclosure (Size B+), DOE compliant, 45 dB sound level. | EA | EA |  | TRUE |  | P | ALL | DAYTON
135108 | 4 | 1 | States | Champlin | Taylor Barrett | TRUE | 2026-07-30T00:00:00 | 2026-12-21T00:00:00 | 2026-12-21T00:00:00 | 2 | 0 | 2 | 13223 | 26446 | 55316-3157 | USA | N30 | 835 | IC - MGM TRANSFORMER COMPANY | 90058 | HT225A3D2SH-HK1360LN001 | 225 kVA three-phase transformer with 480V delta primary and 480Y/277 secondary. Aluminum windings, 150°C rise, K-13 rated with electrostatic shield. NEMA 1 indoor enclosure (Size D), DOE compliant, 55 dB sound level. | PUR | 225 kVA three-phase transformer with 480V delta primary and 480Y/277 secondary. Aluminum windings, 150°C rise, K-13 rated with electrostatic shield. NEMA 1 indoor enclosure (Size D), DOE compliant, 55 dB sound level. | EA | EA |  | TRUE |  | P | PPD | 100
135108 | 5 | 1 | States | Champlin | Taylor Barrett | TRUE | 2026-07-30T00:00:00 | 2026-12-21T00:00:00 | 2026-12-21T00:00:00 | 2 | 0 | 2 | 4842 | 9684 | 55316-3157 | USA | N30 | 835 | IC - MGM TRANSFORMER COMPANY | 90058 | HT75A3B2SH-HK1360LN03R | 75 kVA three-phase transformer with 480V delta primary and 208Y/120 secondary. Aluminum windings, 150°C rise, K-13 rated with electrostatic shield. NEMA 3R indoor/outdoor enclosure (Size C), DOE compliant, 50 dB sound level. | PUR | 75 kVA three-phase transformer with 480V delta primary and 208Y/120 secondary. Aluminum windings, 150°C rise, K-13 rated with electrostatic shield. NEMA 3R indoor/outdoor enclosure (Size C), DOE compliant, 50 dB sound level. | EA | EA |  | TRUE |  | P | PPD | 100
135108 | 2 | 1 | States | Champlin | Taylor Barrett | TRUE | 2026-07-30T00:00:00 | 2026-12-21T00:00:00 | 2026-12-21T00:00:00 | 2 | 0 | 2 | 3951 | 7902 | 55316-3157 | USA | N30 | 835 | IC - MGM TRANSFORMER COMPANY | 90058 | HT45A3B2SH-HK1360LN03R | 45 kVA three-phase transformer with 480V delta primary and 208Y/120 secondary. Aluminum windings, 150°C rise, K-13 rated with electrostatic shield. NEMA 3R indoor/outdoor enclosure (Size B+), DOE compliant, 45 dB sound level. | PUR | 45 kVA three-phase transformer with 480V delta primary and 208Y/120 secondary. Aluminum windings, 150°C rise, K-13 rated with electrostatic shield. NEMA 3R indoor/outdoor enclosure (Size B+), DOE compliant, 45 dB sound level. | EA | EA |  | TRUE |  | P | PPD | 100
135108 | 3 | 1 | States | Champlin | Taylor Barrett | TRUE | 2026-07-30T00:00:00 | 2026-12-21T00:00:00 | 2026-12-21T00:00:00 | 1 | 0 | 1 | 3951 | 3951 | 55316-3157 | USA | N30 | 835 | IC - MGM TRANSFORMER COMPANY | 90058 | HT45CZ3B2SH-HK1360LN03R | 45 kVA three-phase transformer with 415V delta primary and 208Y/120 secondary. Aluminum windings, 150°C rise, K-13 rated with electrostatic shield. NEMA 3R indoor/outdoor enclosure (Size B+), DOE compliant, 45 dB sound level. | PUR | 45 kVA three-phase transformer with 415V delta primary and 208Y/120 secondary. Aluminum windings, 150°C rise, K-13 rated with electrostatic shield. NEMA 3R indoor/outdoor enclosure (Size B+), DOE compliant, 45 dB sound level. | EA | EA |  | TRUE |  | P | PPD | 100
135108 | 1 | 1 | States | Champlin | Taylor Barrett | TRUE | 2026-07-30T00:00:00 | 2026-12-21T00:00:00 | 2026-12-21T00:00:00 | 6 | 0 | 6 | 3258 | 19548 | 55316-3157 | USA | N30 | 835 | IC - MGM TRANSFORMER COMPANY | 90058 | HT30A3B1SH-HK1360LN03R | 30 kVA three-phase transformer with 480V delta primary and 208Y/120 secondary. Aluminum windings, 150°C rise, K-13 rated with electrostatic shield. NEMA 3R indoor/outdoor enclosure (Size B), DOE compliant, 45 dB sound level. | PUR | 30 kVA three-phase transformer with 480V delta primary and 208Y/120 secondary. Aluminum windings, 150°C rise, K-13 rated with electrostatic shield. NEMA 3R indoor/outdoor enclosure (Size B), DOE compliant, 45 dB sound level. | EA | EA |  | TRUE |  | P | PPD | 100
133796 | 2 | 1 | States | Champlin | Taylor Barrett | TRUE | 2026-06-02T00:00:00 | 2026-11-23T00:00:00 | 2026-11-23T00:00:00 | 18 | 0 | 18 | 47639 | 857502 | 55316-3157 | USA | N30 | 835 | IC - MGM TRANSFORMER COMPANY | 90058 | AC370-V0358 | Phase: 3 Frequency: 60 Conductor: Copper C Rise: 150 High Voltage: 480D; 10kV BIL Low Voltage: 415Y/240; 10kV BIL Class: AA K Factor: K-13 Enclosure: No Enclosure High Voltage Taps - 2.5%, 2A2B HV Stub Up Bus LV Stub Up Bus (2) Electrostatic Shields Zmin = 5% InRush 5x Transformer rated for K factor of K-13 Neutral Terminal sized for 200% of line current capacity | PUR | Phase: 3 Frequency: 60 Conductor: Copper C Rise: 150 High Voltage: 480D; 10kV BIL Low Voltage: 415Y/240; 10kV BIL Class: AA K Factor: K-13 Enclosure: No Enclosure High Voltage Taps - 2.5%, 2A2B HV Stub Up Bus LV Stub Up Bus (2) Electrostatic Shields Zmin = 5% InRush 5x Transformer rated for K factor of K-13 Neutral Terminal sized for 200% of line current capacity | EA | EA |  | TRUE |  | P | PPD | 100
133705 | 4 | 1 | States | Champlin | Taylor Barrett | TRUE | 2026-05-28T00:00:00 | 2026-10-23T00:00:00 | 2026-10-23T00:00:00 | 4 | 0 | 4 | 6609 | 26436 | 55316-3157 | USA | N30 | 835 | IC - MGM TRANSFORMER COMPANY | 90058 | HT45A3B2SH-HK1360LN03R | 45 kVA three-phase transformer with 480V delta primary and 208Y/120 secondary. Aluminum windings, 150°C rise, K-13 rated with electrostatic shield. NEMA 3R indoor/outdoor enclosure (Size B+), DOE compliant, 45 dB sound level. | PUR | 45 kVA three-phase transformer with 480V delta primary and 208Y/120 secondary. Aluminum windings, 150°C rise, K-13 rated with electrostatic shield. NEMA 3R indoor/outdoor enclosure (Size B+), DOE compliant, 45 dB sound level. | EA | EA |  | TRUE |  | P | ALL | DAYTON
133705 | 5 | 1 | States | Champlin | Taylor Barrett | TRUE | 2026-05-28T00:00:00 | 2026-10-23T00:00:00 | 2026-10-23T00:00:00 | 4 | 0 | 4 | 15799 | 63196 | 55316-3157 | USA | N30 | 835 | IC - MGM TRANSFORMER COMPANY | 90058 | HT225A3D2SH-HK1360LN001 | 225 kVA three-phase transformer with 480V delta primary and 480Y/277 secondary. Aluminum windings, 150°C rise, K-13 rated with electrostatic shield. NEMA 1 indoor enclosure (Size D), DOE compliant, 55 dB sound level. | PUR | 225 kVA three-phase transformer with 480V delta primary and 480Y/277 secondary. Aluminum windings, 150°C rise, K-13 rated with electrostatic shield. NEMA 1 indoor enclosure (Size D), DOE compliant, 55 dB sound level. | EA | EA |  | TRUE |  | P | ALL | DAYTON
133705 | 6 | 1 | States | Champlin | Taylor Barrett | TRUE | 2026-05-28T00:00:00 | 2026-10-23T00:00:00 | 2026-10-23T00:00:00 | 4 | 0 | 4 | 6609 | 26436 | 55316-3157 | USA | N30 | 835 | IC - MGM TRANSFORMER COMPANY | 90058 | HT45CZ3B2SH-HK1360LN03R | 45 kVA three-phase transformer with 415V delta primary and 208Y/120 secondary. Aluminum windings, 150°C rise, K-13 rated with electrostatic shield. NEMA 3R indoor/outdoor enclosure (Size B+), DOE compliant, 45 dB sound level. | PUR | 45 kVA three-phase transformer with 415V delta primary and 208Y/120 secondary. Aluminum windings, 150°C rise, K-13 rated with electrostatic shield. NEMA 3R indoor/outdoor enclosure (Size B+), DOE compliant, 45 dB sound level. | EA | EA |  | TRUE |  | P | ALL | DAYTON
136094 | 2 | 1 | States | Champlin | Taylor Barrett | TRUE | 2026-09-14T00:00:00 | 2027-04-01T00:00:00 | 2027-04-01T00:00:00 | 4 | 0 | 4 | 13223 | 52892 | 55316 | USA | D99 | 835 | IC - MGM TRANSFORMER COMPANY | 90058 | HT225A3D2SH-HK1360LN001 | 225 kVA three-phase transformer with 480V delta primary and 480Y/277 secondary. Aluminum windings, 150°C rise, K-13 rated with electrostatic shield. NEMA 1 indoor enclosure (Size D), DOE compliant, 55 dB sound level. | PUR | 225 kVA three-phase transformer with 480V delta primary and 480Y/277 secondary. Aluminum windings, 150°C rise, K-13 rated with electrostatic shield. NEMA 1 indoor enclosure (Size D), DOE compliant, 55 dB sound level. | EA | EA |  | TRUE |  | P | PPD | DAYTON
136094 | 3 | 1 | States | Champlin | Taylor Barrett | TRUE | 2026-09-14T00:00:00 | 2027-04-01T00:00:00 |  | 4 | 0 | 4 | 3951 | 15804 | 55316 | USA | D99 | 835 | IC - MGM TRANSFORMER COMPANY | 90058 | HT45CZ3B2SH-HK1360LN03R | 45 kVA three-phase transformer with 415V delta primary and 208Y/120 secondary. Aluminum windings, 150°C rise, K-13 rated with electrostatic shield. NEMA 3R indoor/outdoor enclosure (Size B+), DOE compliant, 45 dB sound level. | PUR | 45 kVA three-phase transformer with 415V delta primary and 208Y/120 secondary. Aluminum windings, 150°C rise, K-13 rated with electrostatic shield. NEMA 3R indoor/outdoor enclosure (Size B+), DOE compliant, 45 dB sound level. | EA | EA |  | TRUE |  | P | PPD
136094 | 1 | 1 | States | Champlin | Taylor Barrett | TRUE | 2026-09-14T00:00:00 | 2027-04-01T00:00:00 |  | 4 | 0 | 4 | 3951 | 15804 | 55316 | USA | D99 | 835 | IC - MGM TRANSFORMER COMPANY | 90058 | HT45A3B2SH-HK1360LN03R | 45 kVA three-phase transformer with 480V delta primary and 208Y/120 secondary. Aluminum windings, 150°C rise, K-13 rated with electrostatic shield. NEMA 3R indoor/outdoor enclosure (Size B+), DOE compliant, 45 dB sound level. | PUR | 45 kVA three-phase transformer with 480V delta primary and 208Y/120 secondary. Aluminum windings, 150°C rise, K-13 rated with electrostatic shield. NEMA 3R indoor/outdoor enclosure (Size B+), DOE compliant, 45 dB sound level. | EA | EA |  | TRUE |  | P | PPD
133793 | 2 | 1 | States | Champlin | Taylor Barrett | TRUE | 2026-06-02T00:00:00 | 2026-10-21T00:00:00 | 2026-10-21T00:00:00 | 18 | 0 | 18 | 47639 | 857502 | 55316-3157 | USA | N30 | 835 | IC - MGM TRANSFORMER COMPANY | 90058 | AC370-V0358 | Phase: 3 Frequency: 60 Conductor: Copper C Rise: 150 High Voltage: 480D; 10kV BIL Low Voltage: 415Y/240; 10kV BIL Class: AA K Factor: K-13 Enclosure: No Enclosure High Voltage Taps - 2.5%, 2A2B HV Stub Up Bus LV Stub Up Bus (2) Electrostatic Shields Zmin = 5% InRush 5x Transformer rated for K factor of K-13 Neutral Terminal sized for 200% of line current capacity | PUR | Phase: 3 Frequency: 60 Conductor: Copper C Rise: 150 High Voltage: 480D; 10kV BIL Low Voltage: 415Y/240; 10kV BIL Class: AA K Factor: K-13 Enclosure: No Enclosure High Voltage Taps - 2.5%, 2A2B HV Stub Up Bus LV Stub Up Bus (2) Electrostatic Shields Zmin = 5% InRush 5x Transformer rated for K factor of K-13 Neutral Terminal sized for 200% of line current capacity | EA | EA |  | TRUE |  | P | PPD | 100
135286 | 1 | 1 | States | Champlin | Taylor Barrett | TRUE | 2026-08-06T00:00:00 | 2027-01-01T00:00:00 | 2027-01-07T00:00:00 | 2 | 0 | 2 | 13223 | 26446 | 55316-3157 | USA | N30 | 835 | IC - MGM TRANSFORMER COMPANY | 90058 | HT225A3D2SH-HK1360LN001 | 225 kVA three-phase transformer with 480V delta primary and 480Y/277 secondary. Aluminum windings, 150°C rise, K-13 rated with electrostatic shield. NEMA 1 indoor enclosure (Size D), DOE compliant, 55 dB sound level. | PUR | 225 kVA three-phase transformer with 480V delta primary and 480Y/277 secondary. Aluminum windings, 150°C rise, K-13 rated with electrostatic shield. NEMA 1 indoor enclosure (Size D), DOE compliant, 55 dB sound level. | EA | EA |  | TRUE |  | P | PPD | 100
135286 | 3 | 1 | States | Champlin | Taylor Barrett | TRUE | 2026-08-06T00:00:00 | 2027-01-01T00:00:00 | 2027-01-07T00:00:00 | 2 | 0 | 2 | 3951 | 7902 | 55316-3157 | USA | N30 | 835 | IC - MGM TRANSFORMER COMPANY | 90058 | HT45CZ3B2SH-HK1360LN03R | 45 kVA three-phase transformer with 415V delta primary and 208Y/120 secondary. Aluminum windings, 150°C rise, K-13 rated with electrostatic shield. NEMA 3R indoor/outdoor enclosure (Size B+), DOE compliant, 45 dB sound level. | PUR | 45 kVA three-phase transformer with 415V delta primary and 208Y/120 secondary. Aluminum windings, 150°C rise, K-13 rated with electrostatic shield. NEMA 3R indoor/outdoor enclosure (Size B+), DOE compliant, 45 dB sound level. | EA | EA |  | TRUE |  | P | PPD | 100
135286 | 2 | 1 | States | Champlin | Taylor Barrett | TRUE | 2026-08-06T00:00:00 | 2027-01-01T00:00:00 | 2027-01-07T00:00:00 | 2 | 0 | 2 | 3951 | 7902 | 55316-3157 | USA | N30 | 835 | IC - MGM TRANSFORMER COMPANY | 90058 | HT45A3B2SH-HK1360LN03R | 45 kVA three-phase transformer with 480V delta primary and 208Y/120 secondary. Aluminum windings, 150°C rise, K-13 rated with electrostatic shield. NEMA 3R indoor/outdoor enclosure (Size B+), DOE compliant, 45 dB sound level. | PUR | 45 kVA three-phase transformer with 480V delta primary and 208Y/120 secondary. Aluminum windings, 150°C rise, K-13 rated with electrostatic shield. NEMA 3R indoor/outdoor enclosure (Size B+), DOE compliant, 45 dB sound level. | EA | EA |  | TRUE |  | P | PPD | 100
133701 | 5 | 1 | States | Champlin | Taylor Barrett | TRUE | 2026-05-28T00:00:00 | 2026-10-21T00:00:00 | 2026-10-21T00:00:00 | 3 | 0 | 3 | 15799 | 47397 | 55316-3157 | USA | N30 | 835 | IC - MGM TRANSFORMER COMPANY | 90058 | HT225A3D2SH-HK1360LN001 | 225 kVA three-phase transformer with 480V delta primary and 480Y/277 secondary. Aluminum windings, 150°C rise, K-13 rated with electrostatic shield. NEMA 1 indoor enclosure (Size D), DOE compliant, 55 dB sound level. | PUR | 225 kVA three-phase transformer with 480V delta primary and 480Y/277 secondary. Aluminum windings, 150°C rise, K-13 rated with electrostatic shield. NEMA 1 indoor enclosure (Size D), DOE compliant, 55 dB sound level. | EA | EA |  | TRUE |  | P | ALL | DAYTON
133701 | 6 | 1 | States | Champlin | Taylor Barrett | TRUE | 2026-05-28T00:00:00 | 2026-10-21T00:00:00 | 2026-10-21T00:00:00 | 3 | 0 | 3 | 6609 | 19827 | 55316-3157 | USA | N30 | 835 | IC - MGM TRANSFORMER COMPANY | 90058 | HT45CZ3B2SH-HK1360LN03R | 45 kVA three-phase transformer with 415V delta primary and 208Y/120 secondary. Aluminum windings, 150°C rise, K-13 rated with electrostatic shield. NEMA 3R indoor/outdoor enclosure (Size B+), DOE compliant, 45 dB sound level. | PUR | 45 kVA three-phase transformer with 415V delta primary and 208Y/120 secondary. Aluminum windings, 150°C rise, K-13 rated with electrostatic shield. NEMA 3R indoor/outdoor enclosure (Size B+), DOE compliant, 45 dB sound level. | EA | EA |  | TRUE |  | P | ALL | DAYTON
133701 | 4 | 1 | States | Champlin | Taylor Barrett | TRUE | 2026-05-28T00:00:00 | 2026-10-21T00:00:00 | 2026-10-21T00:00:00 | 3 | 0 | 3 | 6609 | 19827 | 55316-3157 | USA | N30 | 835 | IC - MGM TRANSFORMER COMPANY | 90058 | HT45A3B2SH-HK1360LN03R | 45 kVA three-phase transformer with 480V delta primary and 208Y/120 secondary. Aluminum windings, 150°C rise, K-13 rated with electrostatic shield. NEMA 3R indoor/outdoor enclosure (Size B+), DOE compliant, 45 dB sound level. | PUR | 45 kVA three-phase transformer with 480V delta primary and 208Y/120 secondary. Aluminum windings, 150°C rise, K-13 rated with electrostatic shield. NEMA 3R indoor/outdoor enclosure (Size B+), DOE compliant, 45 dB sound level. | EA | EA |  | TRUE |  | P | ALL | DAYTON
134896 | 1 | 2 | States | Champlin | Robert Boulka | TRUE | 2026-07-20T00:00:00 | 2026-11-13T00:00:00 |  | 12 | 0 | 12 | 139667 | 4888345 | 55316-3157 | USA | N30 | 835 | IC - MGM TRANSFORMER COMPANY | 90058 | 77394-1 | Burr 77394 ATL12 LV SWGR - Line 1 | FGS | "Category: --- LV - 891 --- Identifier: --- MSBAA110 ---------------------------------- - Enclosure Rating: --- Nema 1 --- - System voltage: --- 277/480VAC (3P 4W) --- - Bus amperage: --- 4000A --- - Short Circuit Rating: --- 100KAIC --- - Sections: --- 4" | EA | EA | MFG | TRUE |  | M | ALL | 100
134896 | 1 | 1 | States | Champlin | Robert Boulka | TRUE | 2026-07-20T00:00:00 | 2026-09-25T00:00:00 |  | 5 | 0 | 5 | 139667 | 4888345 | 55316-3157 | USA | N30 | 835 | IC - MGM TRANSFORMER COMPANY | 90058 | 77394-1 | Burr 77394 ATL12 LV SWGR - Line 1 | FGS | "Category: --- LV - 891 --- Identifier: --- MSBAA110 ---------------------------------- - Enclosure Rating: --- Nema 1 --- - System voltage: --- 277/480VAC (3P 4W) --- - Bus amperage: --- 4000A --- - Short Circuit Rating: --- 100KAIC --- - Sections: --- 4" | EA | EA | MFG | TRUE |  | M | ALL | 100
134896 | 2 | 1 | States | Champlin | Robert Boulka | TRUE | 2026-07-20T00:00:00 | 2026-09-25T00:00:00 |  | 1 | 0 | 1 | 139667.02 | 838002.12 | 55316-3157 | USA | N30 | 835 | IC - MGM TRANSFORMER COMPANY | 90058 | 77394-2 | Burr 77394 ATL12 LV SWGR - Line 2 | FGS | "Category: --- LV - 891 --- Identifier: --- MSBAZ110 ---------------------------------- - Enclosure Rating: --- Nema 1 --- - System voltage: --- 277/480VAC (3P 4W) --- - Bus amperage: --- 4000A --- - Short Circuit Rating: --- 100KAIC --- - Sections: --- 4" | EA | EA | MFG | TRUE |  | M | ALL | 100
134896 | 2 | 2 | States | Champlin | Robert Boulka | TRUE | 2026-07-20T00:00:00 | 2026-11-13T00:00:00 |  | 2 | 0 | 2 | 139667.02 | 838002.12 | 55316-3157 | USA | N30 | 835 | IC - MGM TRANSFORMER COMPANY | 90058 | 77394-2 | Burr 77394 ATL12 LV SWGR - Line 2 | FGS | "Category: --- LV - 891 --- Identifier: --- MSBAZ110 ---------------------------------- - Enclosure Rating: --- Nema 1 --- - System voltage: --- 277/480VAC (3P 4W) --- - Bus amperage: --- 4000A --- - Short Circuit Rating: --- 100KAIC --- - Sections: --- 4" | EA | EA | MFG | TRUE |  | M | ALL | 100
134896 | 1 | 4 | States | Champlin | Robert Boulka | TRUE | 2026-07-20T00:00:00 | 2027-01-29T00:00:00 |  | 6 | 0 | 6 | 139667 | 4888345 | 55316-3157 | USA | N30 | 835 | IC - MGM TRANSFORMER COMPANY | 90058 | 77394-1 | Burr 77394 ATL12 LV SWGR - Line 1 | FGS | "Category: --- LV - 891 --- Identifier: --- MSBAA110 ---------------------------------- - Enclosure Rating: --- Nema 1 --- - System voltage: --- 277/480VAC (3P 4W) --- - Bus amperage: --- 4000A --- - Short Circuit Rating: --- 100KAIC --- - Sections: --- 4" | EA | EA | MFG | TRUE |  | M | ALL | 100
134896 | 2 | 4 | States | Champlin | Robert Boulka | TRUE | 2026-07-20T00:00:00 | 2027-01-29T00:00:00 |  | 1 | 0 | 1 | 139667.02 | 838002.12 | 55316-3157 | USA | N30 | 835 | IC - MGM TRANSFORMER COMPANY | 90058 | 77394-2 | Burr 77394 ATL12 LV SWGR - Line 2 | FGS | "Category: --- LV - 891 --- Identifier: --- MSBAZ110 ---------------------------------- - Enclosure Rating: --- Nema 1 --- - System voltage: --- 277/480VAC (3P 4W) --- - Bus amperage: --- 4000A --- - Short Circuit Rating: --- 100KAIC --- - Sections: --- 4" | EA | EA | MFG | TRUE |  | M | ALL | 100
134896 | 1 | 3 | States | Champlin | Robert Boulka | TRUE | 2026-07-20T00:00:00 | 2026-12-15T00:00:00 |  | 12 | 0 | 12 | 139667 | 4888345 | 55316-3157 | USA | N30 | 835 | IC - MGM TRANSFORMER COMPANY | 90058 | 77394-1 | Burr 77394 ATL12 LV SWGR - Line 1 | FGS | "Category: --- LV - 891 --- Identifier: --- MSBAA110 ---------------------------------- - Enclosure Rating: --- Nema 1 --- - System voltage: --- 277/480VAC (3P 4W) --- - Bus amperage: --- 4000A --- - Short Circuit Rating: --- 100KAIC --- - Sections: --- 4" | EA | EA | MFG | TRUE |  | M | ALL | 100
134896 | 2 | 3 | States | Champlin | Robert Boulka | TRUE | 2026-07-20T00:00:00 | 2026-12-15T00:00:00 |  | 2 | 0 | 2 | 139667.02 | 838002.12 | 55316-3157 | USA | N30 | 835 | IC - MGM TRANSFORMER COMPANY | 90058 | 77394-2 | Burr 77394 ATL12 LV SWGR - Line 2 | FGS | "Category: --- LV - 891 --- Identifier: --- MSBAZ110 ---------------------------------- - Enclosure Rating: --- Nema 1 --- - System voltage: --- 277/480VAC (3P 4W) --- - Bus amperage: --- 4000A --- - Short Circuit Rating: --- 100KAIC --- - Sections: --- 4" | EA | EA | MFG | TRUE |  | M | ALL | 100
133808 | 2 | 1 | States | Champlin | Taylor Barrett | TRUE | 2026-06-03T00:00:00 | 2026-10-19T00:00:00 | 2026-10-19T00:00:00 | 18 | 0 | 18 | 47639 | 857502 | 55316-3157 | USA | N30 | 835 | IC - MGM TRANSFORMER COMPANY | 90058 | AC370-V0358 | Phase: 3 Frequency: 60 Conductor: Copper C Rise: 150 High Voltage: 480D; 10kV BIL Low Voltage: 415Y/240; 10kV BIL Class: AA K Factor: K-13 Enclosure: No Enclosure High Voltage Taps - 2.5%, 2A2B HV Stub Up Bus LV Stub Up Bus (2) Electrostatic Shields Zmin = 5% InRush 5x Transformer rated for K factor of K-13 Neutral Terminal sized for 200% of line current capacity | PUR | Phase: 3 Frequency: 60 Conductor: Copper C Rise: 150 High Voltage: 480D; 10kV BIL Low Voltage: 415Y/240; 10kV BIL Class: AA K Factor: K-13 Enclosure: No Enclosure High Voltage Taps - 2.5%, 2A2B HV Stub Up Bus LV Stub Up Bus (2) Electrostatic Shields Zmin = 5% InRush 5x Transformer rated for K factor of K-13 Neutral Terminal sized for 200% of line current capacity | EA | EA |  | TRUE |  | P | PPD | 100
136096 | 1 | 1 | States | Champlin | Taylor Barrett | TRUE | 2026-09-14T00:00:00 | 2027-04-01T00:00:00 |  | 4 | 0 | 4 | 3951 | 15804 | 55316 | USA | D99 | 835 | IC - MGM TRANSFORMER COMPANY | 90058 | HT45A3B2SH-HK1360LN03R | 45 kVA three-phase transformer with 480V delta primary and 208Y/120 secondary. Aluminum windings, 150°C rise, K-13 rated with electrostatic shield. NEMA 3R indoor/outdoor enclosure (Size B+), DOE compliant, 45 dB sound level. | PUR | 45 kVA three-phase transformer with 480V delta primary and 208Y/120 secondary. Aluminum windings, 150°C rise, K-13 rated with electrostatic shield. NEMA 3R indoor/outdoor enclosure (Size B+), DOE compliant, 45 dB sound level. | EA | EA |  | FALSE |  | P | PPD | 100
136096 | 3 | 1 | States | Champlin | Taylor Barrett | TRUE | 2026-09-14T00:00:00 | 2027-04-01T00:00:00 |  | 4 | 0 | 4 | 3951 | 15804 | 55316 | USA | D99 | 835 | IC - MGM TRANSFORMER COMPANY | 90058 | HT45CZ3B2SH-HK1360LN03R | 45 kVA three-phase transformer with 415V delta primary and 208Y/120 secondary. Aluminum windings, 150°C rise, K-13 rated with electrostatic shield. NEMA 3R indoor/outdoor enclosure (Size B+), DOE compliant, 45 dB sound level. | PUR | 45 kVA three-phase transformer with 415V delta primary and 208Y/120 secondary. Aluminum windings, 150°C rise, K-13 rated with electrostatic shield. NEMA 3R indoor/outdoor enclosure (Size B+), DOE compliant, 45 dB sound level. | EA | EA |  | FALSE |  | P | PPD
136096 | 2 | 1 | States | Champlin | Taylor Barrett | TRUE | 2026-09-14T00:00:00 | 2027-04-01T00:00:00 |  | 4 | 0 | 4 | 13223 | 52892 | 55316 | USA | D99 | 835 | IC - MGM TRANSFORMER COMPANY | 90058 | HT225A3D2SH-HK1360LN001 | 225 kVA three-phase transformer with 480V delta primary and 480Y/277 secondary. Aluminum windings, 150°C rise, K-13 rated with electrostatic shield. NEMA 1 indoor enclosure (Size D), DOE compliant, 55 dB sound level. | PUR | 225 kVA three-phase transformer with 480V delta primary and 480Y/277 secondary. Aluminum windings, 150°C rise, K-13 rated with electrostatic shield. NEMA 1 indoor enclosure (Size D), DOE compliant, 55 dB sound level. | EA | EA |  | FALSE |  | P | PPD | 100
136098 | 3 | 1 | States | Champlin | Taylor Barrett | TRUE | 2026-09-14T00:00:00 | 2027-04-01T00:00:00 |  | 4 | 0 | 4 | 3951 | 15804 | 55316 | USA | D99 | 835 | IC - MGM TRANSFORMER COMPANY | 90058 | HT45CZ3B2SH-HK1360LN03R | 45 kVA three-phase transformer with 415V delta primary and 208Y/120 secondary. Aluminum windings, 150°C rise, K-13 rated with electrostatic shield. NEMA 3R indoor/outdoor enclosure (Size B+), DOE compliant, 45 dB sound level. | PUR | 45 kVA three-phase transformer with 415V delta primary and 208Y/120 secondary. Aluminum windings, 150°C rise, K-13 rated with electrostatic shield. NEMA 3R indoor/outdoor enclosure (Size B+), DOE compliant, 45 dB sound level. | EA | EA |  | TRUE |  | P | PPD
136098 | 2 | 1 | States | Champlin | Taylor Barrett | TRUE | 2026-09-14T00:00:00 | 2027-04-01T00:00:00 | 2027-04-01T00:00:00 | 4 | 0 | 4 | 13223 | 52892 | 55316 | USA | D99 | 835 | IC - MGM TRANSFORMER COMPANY | 90058 | HT225A3D2SH-HK1360LN001 | 225 kVA three-phase transformer with 480V delta primary and 480Y/277 secondary. Aluminum windings, 150°C rise, K-13 rated with electrostatic shield. NEMA 1 indoor enclosure (Size D), DOE compliant, 55 dB sound level. | PUR | 225 kVA three-phase transformer with 480V delta primary and 480Y/277 secondary. Aluminum windings, 150°C rise, K-13 rated with electrostatic shield. NEMA 1 indoor enclosure (Size D), DOE compliant, 55 dB sound level. | EA | EA |  | TRUE |  | P | PPD | 100
136098 | 1 | 1 | States | Champlin | Taylor Barrett | TRUE | 2026-09-14T00:00:00 | 2027-04-01T00:00:00 |  | 4 | 0 | 4 | 3951 | 15804 | 55316 | USA | D99 | 835 | IC - MGM TRANSFORMER COMPANY | 90058 | HT45A3B2SH-HK1360LN03R | 45 kVA three-phase transformer with 480V delta primary and 208Y/120 secondary. Aluminum windings, 150°C rise, K-13 rated with electrostatic shield. NEMA 3R indoor/outdoor enclosure (Size B+), DOE compliant, 45 dB sound level. | PUR | 45 kVA three-phase transformer with 480V delta primary and 208Y/120 secondary. Aluminum windings, 150°C rise, K-13 rated with electrostatic shield. NEMA 3R indoor/outdoor enclosure (Size B+), DOE compliant, 45 dB sound level. | EA | EA |  | TRUE |  | P | PPD
135243 | 1 | 1 | States | Champlin | Taylor Barrett | TRUE | 2026-08-05T00:00:00 | 2026-12-14T00:00:00 | 2026-12-14T00:00:00 | 1 | 0 | 1 | 3951 | 3951 | 55316-3157 | USA | N30 | 835 | IC - MGM TRANSFORMER COMPANY | 90058 | HT45A3B2SH-HK1360LN03R | 45 kVA three-phase transformer with 480V delta primary and 208Y/120 secondary. Aluminum windings, 150°C rise, K-13 rated with electrostatic shield. NEMA 3R indoor/outdoor enclosure (Size B+), DOE compliant, 45 dB sound level. | PUR | 45 kVA three-phase transformer with 480V delta primary and 208Y/120 secondary. Aluminum windings, 150°C rise, K-13 rated with electrostatic shield. NEMA 3R indoor/outdoor enclosure (Size B+), DOE compliant, 45 dB sound level. | EA | EA |  | TRUE |  | P | ALL | 100
133703 | 6 | 1 | States | Champlin | Taylor Barrett | TRUE | 2026-05-28T00:00:00 | 2026-12-01T00:00:00 | 2026-12-01T00:00:00 | 3 | 0 | 3 | 6609 | 19827 | 55316-3157 | USA | N30 | 835 | IC - MGM TRANSFORMER COMPANY | 90058 | HT45CZ3B2SH-HK1360LN03R | 45 kVA three-phase transformer with 415V delta primary and 208Y/120 secondary. Aluminum windings, 150°C rise, K-13 rated with electrostatic shield. NEMA 3R indoor/outdoor enclosure (Size B+), DOE compliant, 45 dB sound level. | PUR | 45 kVA three-phase transformer with 415V delta primary and 208Y/120 secondary. Aluminum windings, 150°C rise, K-13 rated with electrostatic shield. NEMA 3R indoor/outdoor enclosure (Size B+), DOE compliant, 45 dB sound level. | EA | EA |  | TRUE |  | P | ALL | DAYTON
133703 | 4 | 1 | States | Champlin | Taylor Barrett | TRUE | 2026-05-28T00:00:00 | 2026-12-01T00:00:00 | 2026-12-01T00:00:00 | 3 | 0 | 3 | 6609 | 19827 | 55316-3157 | USA | N30 | 835 | IC - MGM TRANSFORMER COMPANY | 90058 | HT45A3B2SH-HK1360LN03R | 45 kVA three-phase transformer with 480V delta primary and 208Y/120 secondary. Aluminum windings, 150°C rise, K-13 rated with electrostatic shield. NEMA 3R indoor/outdoor enclosure (Size B+), DOE compliant, 45 dB sound level. | PUR | 45 kVA three-phase transformer with 480V delta primary and 208Y/120 secondary. Aluminum windings, 150°C rise, K-13 rated with electrostatic shield. NEMA 3R indoor/outdoor enclosure (Size B+), DOE compliant, 45 dB sound level. | EA | EA |  | TRUE |  | P | ALL | DAYTON
133703 | 5 | 1 | States | Champlin | Taylor Barrett | TRUE | 2026-05-28T00:00:00 | 2026-12-01T00:00:00 | 2026-12-01T00:00:00 | 3 | 0 | 3 | 15799 | 47397 | 55316-3157 | USA | N30 | 835 | IC - MGM TRANSFORMER COMPANY | 90058 | HT225A3D2SH-HK1360LN001 | 225 kVA three-phase transformer with 480V delta primary and 480Y/277 secondary. Aluminum windings, 150°C rise, K-13 rated with electrostatic shield. NEMA 1 indoor enclosure (Size D), DOE compliant, 55 dB sound level. | PUR | 225 kVA three-phase transformer with 480V delta primary and 480Y/277 secondary. Aluminum windings, 150°C rise, K-13 rated with electrostatic shield. NEMA 1 indoor enclosure (Size D), DOE compliant, 55 dB sound level. | EA | EA |  | TRUE |  | P | ALL | DAYTON
133810 | 2 | 1 | States | Champlin | Taylor Barrett | TRUE | 2026-06-03T00:00:00 | 2026-11-23T00:00:00 | 2026-11-23T00:00:00 | 16 | 0 | 16 | 47639 | 762224 | 55316-3157 | USA | N30 | 835 | IC - MGM TRANSFORMER COMPANY | 90058 | AC370-V0358 | Phase: 3 Frequency: 60 Conductor: Copper C Rise: 150 High Voltage: 480D; 10kV BIL Low Voltage: 415Y/240; 10kV BIL Class: AA K Factor: K-13 Enclosure: No Enclosure High Voltage Taps - 2.5%, 2A2B HV Stub Up Bus LV Stub Up Bus (2) Electrostatic Shields Zmin = 5% InRush 5x Transformer rated for K factor of K-13 Neutral Terminal sized for 200% of line current capacity | PUR | Phase: 3 Frequency: 60 Conductor: Copper C Rise: 150 High Voltage: 480D; 10kV BIL Low Voltage: 415Y/240; 10kV BIL Class: AA K Factor: K-13 Enclosure: No Enclosure High Voltage Taps - 2.5%, 2A2B HV Stub Up Bus LV Stub Up Bus (2) Electrostatic Shields Zmin = 5% InRush 5x Transformer rated for K factor of K-13 Neutral Terminal sized for 200% of line current capacity | EA | EA |  | TRUE |  | P | PPD | 100
133706 | 5 | 1 | States | Champlin | Taylor Barrett | TRUE | 2026-05-28T00:00:00 | 2026-11-23T00:00:00 | 2026-11-23T00:00:00 | 4 | 0 | 4 | 15799 | 63196 | 55316-3157 | USA | N30 | 835 | IC - MGM TRANSFORMER COMPANY | 90058 | HT225A3D2SH-HK1360LN001 | 225 kVA three-phase transformer with 480V delta primary and 480Y/277 secondary. Aluminum windings, 150°C rise, K-13 rated with electrostatic shield. NEMA 1 indoor enclosure (Size D), DOE compliant, 55 dB sound level. | PUR | 225 kVA three-phase transformer with 480V delta primary and 480Y/277 secondary. Aluminum windings, 150°C rise, K-13 rated with electrostatic shield. NEMA 1 indoor enclosure (Size D), DOE compliant, 55 dB sound level. | EA | EA |  | TRUE |  | P | ALL | DAYTON
133706 | 6 | 1 | States | Champlin | Taylor Barrett | TRUE | 2026-05-28T00:00:00 | 2026-11-23T00:00:00 | 2026-11-23T00:00:00 | 4 | 0 | 4 | 6609 | 26436 | 55316-3157 | USA | N30 | 835 | IC - MGM TRANSFORMER COMPANY | 90058 | HT45CZ3B2SH-HK1360LN03R | 45 kVA three-phase transformer with 415V delta primary and 208Y/120 secondary. Aluminum windings, 150°C rise, K-13 rated with electrostatic shield. NEMA 3R indoor/outdoor enclosure (Size B+), DOE compliant, 45 dB sound level. | PUR | 45 kVA three-phase transformer with 415V delta primary and 208Y/120 secondary. Aluminum windings, 150°C rise, K-13 rated with electrostatic shield. NEMA 3R indoor/outdoor enclosure (Size B+), DOE compliant, 45 dB sound level. | EA | EA |  | TRUE |  | P | ALL | DAYTON
133706 | 4 | 1 | States | Champlin | Taylor Barrett | TRUE | 2026-05-28T00:00:00 | 2026-11-23T00:00:00 | 2026-11-23T00:00:00 | 4 | 0 | 4 | 6609 | 26436 | 55316-3157 | USA | N30 | 835 | IC - MGM TRANSFORMER COMPANY | 90058 | HT45A3B2SH-HK1360LN03R | 45 kVA three-phase transformer with 480V delta primary and 208Y/120 secondary. Aluminum windings, 150°C rise, K-13 rated with electrostatic shield. NEMA 3R indoor/outdoor enclosure (Size B+), DOE compliant, 45 dB sound level. | PUR | 45 kVA three-phase transformer with 480V delta primary and 208Y/120 secondary. Aluminum windings, 150°C rise, K-13 rated with electrostatic shield. NEMA 3R indoor/outdoor enclosure (Size B+), DOE compliant, 45 dB sound level. | EA | EA |  | TRUE |  | P | ALL | DAYTON
134017 | 1 | 1 | States | Champlin | Taylor Barrett | TRUE | 2026-06-11T00:00:00 | 2026-10-12T00:00:00 | 2026-10-12T00:00:00 | 32 | 0 | 32 | 43953 | 6680856 | 55316-3157 | USA | N30 | 835 | IC - MGM TRANSFORMER COMPANY | 90058 | AD370-WXXXX | 1250 kVA transformer Phase: 3 Frequency: 60Hz Conductor: Aluminum C Rise: 150 High Voltage: 480D: 10kV BIL Low Voltage: 480Y/277 x 415Y/240; 10kV BIL Class: AA K Factor: K-13 Enclosure: No Enclosure | PUR | 1250 kVA transformer Phase: 3 Frequency: 60Hz Conductor: Aluminum C Rise: 150 High Voltage: 480D: 10kV BIL Low Voltage: 480Y/277 x 415Y/240; 10kV BIL Class: AA K Factor: K-13 Enclosure: No Enclosure | EA | EA |  | TRUE |  | P | PPD | 100
134017 | 1 | 3 | States | Champlin | Taylor Barrett | TRUE | 2026-06-11T00:00:00 | 2026-12-01T00:00:00 | 2026-12-01T00:00:00 | 60 | 0 | 60 | 43953 | 6680856 | 55316-3157 | USA | N30 | 835 | IC - MGM TRANSFORMER COMPANY | 90058 | AD370-WXXXX | 1250 kVA transformer Phase: 3 Frequency: 60Hz Conductor: Aluminum C Rise: 150 High Voltage: 480D: 10kV BIL Low Voltage: 480Y/277 x 415Y/240; 10kV BIL Class: AA K Factor: K-13 Enclosure: No Enclosure | PUR | 1250 kVA transformer Phase: 3 Frequency: 60Hz Conductor: Aluminum C Rise: 150 High Voltage: 480D: 10kV BIL Low Voltage: 480Y/277 x 415Y/240; 10kV BIL Class: AA K Factor: K-13 Enclosure: No Enclosure | EA | EA |  | TRUE |  | P | PPD | 100
134017 | 1 | 4 | States | Champlin | Taylor Barrett | TRUE | 2026-06-11T00:00:00 | 2026-12-16T00:00:00 | 2026-12-16T00:00:00 | 20 | 0 | 20 | 43953 | 6680856 | 55316-3157 | USA | N30 | 835 | IC - MGM TRANSFORMER COMPANY | 90058 | AD370-WXXXX | 1250 kVA transformer Phase: 3 Frequency: 60Hz Conductor: Aluminum C Rise: 150 High Voltage: 480D: 10kV BIL Low Voltage: 480Y/277 x 415Y/240; 10kV BIL Class: AA K Factor: K-13 Enclosure: No Enclosure | PUR | 1250 kVA transformer Phase: 3 Frequency: 60Hz Conductor: Aluminum C Rise: 150 High Voltage: 480D: 10kV BIL Low Voltage: 480Y/277 x 415Y/240; 10kV BIL Class: AA K Factor: K-13 Enclosure: No Enclosure | EA | EA |  | TRUE |  | P | PPD | 100
134017 | 1 | 2 | States | Champlin | Taylor Barrett | TRUE | 2026-06-11T00:00:00 | 2026-11-02T00:00:00 | 2026-11-02T00:00:00 | 40 | 0 | 40 | 43953 | 6680856 | 55316-3157 | USA | N30 | 835 | IC - MGM TRANSFORMER COMPANY | 90058 | AD370-WXXXX | 1250 kVA transformer Phase: 3 Frequency: 60Hz Conductor: Aluminum C Rise: 150 High Voltage: 480D: 10kV BIL Low Voltage: 480Y/277 x 415Y/240; 10kV BIL Class: AA K Factor: K-13 Enclosure: No Enclosure | PUR | 1250 kVA transformer Phase: 3 Frequency: 60Hz Conductor: Aluminum C Rise: 150 High Voltage: 480D: 10kV BIL Low Voltage: 480Y/277 x 415Y/240; 10kV BIL Class: AA K Factor: K-13 Enclosure: No Enclosure | EA | EA |  | TRUE |  | P | PPD | 100
133756 | 6 | 1 | States | Champlin | Taylor Barrett | TRUE | 2026-06-01T00:00:00 | 2026-11-23T00:00:00 | 2026-11-23T00:00:00 | 3 | 0 | 3 | 6609 | 19827 | 55316-3157 | USA | N30 | 835 | IC - MGM TRANSFORMER COMPANY | 90058 | HT45CZ3B2SH-HK1360LN03R | 45 kVA three-phase transformer with 415V delta primary and 208Y/120 secondary. Aluminum windings, 150°C rise, K-13 rated with electrostatic shield. NEMA 3R indoor/outdoor enclosure (Size B+), DOE compliant, 45 dB sound level. | PUR | 45 kVA three-phase transformer with 415V delta primary and 208Y/120 secondary. Aluminum windings, 150°C rise, K-13 rated with electrostatic shield. NEMA 3R indoor/outdoor enclosure (Size B+), DOE compliant, 45 dB sound level. | EA | EA |  | TRUE |  | P | ALL | DAYTON
133756 | 4 | 1 | States | Champlin | Taylor Barrett | TRUE | 2026-06-01T00:00:00 | 2026-11-23T00:00:00 | 2026-11-23T00:00:00 | 3 | 0 | 3 | 6609 | 19827 | 55316-3157 | USA | N30 | 835 | IC - MGM TRANSFORMER COMPANY | 90058 | HT45A3B2SH-HK1360LN03R | 45 kVA three-phase transformer with 480V delta primary and 208Y/120 secondary. Aluminum windings, 150°C rise, K-13 rated with electrostatic shield. NEMA 3R indoor/outdoor enclosure (Size B+), DOE compliant, 45 dB sound level. | PUR | 45 kVA three-phase transformer with 480V delta primary and 208Y/120 secondary. Aluminum windings, 150°C rise, K-13 rated with electrostatic shield. NEMA 3R indoor/outdoor enclosure (Size B+), DOE compliant, 45 dB sound level. | EA | EA |  | TRUE |  | P | ALL | DAYTON
133756 | 5 | 1 | States | Champlin | Taylor Barrett | TRUE | 2026-06-01T00:00:00 | 2026-11-23T00:00:00 | 2026-11-23T00:00:00 | 3 | 0 | 3 | 15799 | 47397 | 55316-3157 | USA | N30 | 835 | IC - MGM TRANSFORMER COMPANY | 90058 | HT225A3D2SH-HK1360LN001 | 225 kVA three-phase transformer with 480V delta primary and 480Y/277 secondary. Aluminum windings, 150°C rise, K-13 rated with electrostatic shield. NEMA 1 indoor enclosure (Size D), DOE compliant, 55 dB sound level. | PUR | 225 kVA three-phase transformer with 480V delta primary and 480Y/277 secondary. Aluminum windings, 150°C rise, K-13 rated with electrostatic shield. NEMA 1 indoor enclosure (Size D), DOE compliant, 55 dB sound level. | EA | EA |  | TRUE |  | P | ALL | DAYTON
134625 | 1 | 1 | States | Champlin | Taylor Barrett | TRUE | 2026-07-08T00:00:00 | 2026-11-20T00:00:00 | 2026-11-20T00:00:00 | 6 | 0 | 6 | 47639 | 285834 | 55316-3157 | USA | N30 | 835 | IC - MGM TRANSFORMER COMPANY | 90058 | AC370-V0358 | Phase: 3 Frequency: 60 Conductor: Copper C Rise: 150 High Voltage: 480D; 10kV BIL Low Voltage: 415Y/240; 10kV BIL Class: AA K Factor: K-13 Enclosure: No Enclosure High Voltage Taps - 2.5%, 2A2B HV Stub Up Bus LV Stub Up Bus (2) Electrostatic Shields Zmin = 5% InRush 5x Transformer rated for K factor of K-13 Neutral Terminal sized for 200% of line current capacity | PUR | Phase: 3 Frequency: 60 Conductor: Copper C Rise: 150 High Voltage: 480D; 10kV BIL Low Voltage: 415Y/240; 10kV BIL Class: AA K Factor: K-13 Enclosure: No Enclosure High Voltage Taps - 2.5%, 2A2B HV Stub Up Bus LV Stub Up Bus (2) Electrostatic Shields Zmin = 5% InRush 5x Transformer rated for K factor of K-13 Neutral Terminal sized for 200% of line current capacity | EA | EA |  | TRUE |  | P | PPD | 100
135864 | 1 | 2 | States | Champlin | Taylor Barrett | TRUE | 2026-09-02T00:00:00 | 2027-01-04T00:00:00 |  | 9 | 0 | 9 | 29730 | 1456770 | 55316 | USA | N30 | 835 | IC - MGM TRANSFORMER COMPANY | 90058 | 1000 kVA Power Distribution Unit | (A) 1000 kVA Power Distribution Unit Phase: 3 Frequency: 60 Conductor: Aluminum C Rise: 115 High Voltage: 480D; 10kV BIL Low Voltage: 415Y/240; 10kV BIL Class: AA K Factor: K-7 Enclosure: No Enclosur | PUR | (A) 1000 kVA Power Distribution Unit Phase: 3 Frequency: 60 Conductor: Aluminum C Rise: 115 High Voltage: 480D; 10kV BIL Low Voltage: 415Y/240; 10kV BIL Class: AA K Factor: K-7 Enclosure: No Enclosur | EA | EA |  | FALSE |  | P | PPD | 100
135864 | 1 | 4 | States | Champlin | Taylor Barrett | TRUE | 2026-09-02T00:00:00 | 2027-02-01T00:00:00 |  | 14 | 0 | 14 | 29730 | 1456770 | 55316 | USA | N30 | 835 | IC - MGM TRANSFORMER COMPANY | 90058 | 1000 kVA Power Distribution Unit | (A) 1000 kVA Power Distribution Unit Phase: 3 Frequency: 60 Conductor: Aluminum C Rise: 115 High Voltage: 480D; 10kV BIL Low Voltage: 415Y/240; 10kV BIL Class: AA K Factor: K-7 Enclosure: No Enclosur | PUR | (A) 1000 kVA Power Distribution Unit Phase: 3 Frequency: 60 Conductor: Aluminum C Rise: 115 High Voltage: 480D; 10kV BIL Low Voltage: 415Y/240; 10kV BIL Class: AA K Factor: K-7 Enclosure: No Enclosur | EA | EA |  | FALSE |  | P | PPD | 100
135864 | 1 | 1 | States | Champlin | Taylor Barrett | TRUE | 2026-09-02T00:00:00 | 2026-09-28T00:00:00 |  | 2 | 0 | 2 | 29730 | 1456770 | 55316 | USA | N30 | 835 | IC - MGM TRANSFORMER COMPANY | 90058 | 1000 kVA Power Distribution Unit | (A) 1000 kVA Power Distribution Unit Phase: 3 Frequency: 60 Conductor: Aluminum C Rise: 115 High Voltage: 480D; 10kV BIL Low Voltage: 415Y/240; 10kV BIL Class: AA K Factor: K-7 Enclosure: No Enclosur | PUR | (A) 1000 kVA Power Distribution Unit Phase: 3 Frequency: 60 Conductor: Aluminum C Rise: 115 High Voltage: 480D; 10kV BIL Low Voltage: 415Y/240; 10kV BIL Class: AA K Factor: K-7 Enclosure: No Enclosur | EA | EA |  | FALSE |  | P | PPD | 100
135864 | 1 | 5 | States | Champlin | Taylor Barrett | TRUE | 2026-09-02T00:00:00 | 2027-02-15T00:00:00 |  | 13 | 0 | 13 | 29730 | 1456770 | 55316 | USA | N30 | 835 | IC - MGM TRANSFORMER COMPANY | 90058 | 1000 kVA Power Distribution Unit | (A) 1000 kVA Power Distribution Unit Phase: 3 Frequency: 60 Conductor: Aluminum C Rise: 115 High Voltage: 480D; 10kV BIL Low Voltage: 415Y/240; 10kV BIL Class: AA K Factor: K-7 Enclosure: No Enclosur | PUR | (A) 1000 kVA Power Distribution Unit Phase: 3 Frequency: 60 Conductor: Aluminum C Rise: 115 High Voltage: 480D; 10kV BIL Low Voltage: 415Y/240; 10kV BIL Class: AA K Factor: K-7 Enclosure: No Enclosur | EA | EA |  | FALSE |  | P | PPD | 100
135864 | 1 | 3 | States | Champlin | Taylor Barrett | TRUE | 2026-09-02T00:00:00 | 2027-01-18T00:00:00 |  | 11 | 0 | 11 | 29730 | 1456770 | 55316 | USA | N30 | 835 | IC - MGM TRANSFORMER COMPANY | 90058 | 1000 kVA Power Distribution Unit | (A) 1000 kVA Power Distribution Unit Phase: 3 Frequency: 60 Conductor: Aluminum C Rise: 115 High Voltage: 480D; 10kV BIL Low Voltage: 415Y/240; 10kV BIL Class: AA K Factor: K-7 Enclosure: No Enclosur | PUR | (A) 1000 kVA Power Distribution Unit Phase: 3 Frequency: 60 Conductor: Aluminum C Rise: 115 High Voltage: 480D; 10kV BIL Low Voltage: 415Y/240; 10kV BIL Class: AA K Factor: K-7 Enclosure: No Enclosur | EA | EA |  | FALSE |  | P | PPD | 100
134748 | 1 | 117 | States | EGAN COMPANY | Taylor Barrett | TRUE | 2026-07-14T00:00:00 | 2026-10-26T00:00:00 |  | 1 | 0 | 1 | 1687 | 256424 | 55944 | USA | N30 | 835 | IC - MGM TRANSFORMER COMPANY | 90058 | HS25C3B2-D16 | 25KVA, 1PH, 240/480 Primary, 120/240 Secondary, Aluminum winding | PUR | 25KVA, 1PH, 240/480 Primary, 120/240 Secondary, Aluminum winding | EA | EA |  | FALSE |  | P | PPD | DAYTON |  | 77411S-114
134748 | 1 | 143 | States | EGAN COMPANY | Taylor Barrett | TRUE | 2026-07-14T00:00:00 | 2026-11-20T00:00:00 |  | 1 | 0 | 1 | 1687 | 256424 | 55944 | USA | N30 | 835 | IC - MGM TRANSFORMER COMPANY | 90058 | HS25C3B2-D16 | 25KVA, 1PH, 240/480 Primary, 120/240 Secondary, Aluminum winding | PUR | 25KVA, 1PH, 240/480 Primary, 120/240 Secondary, Aluminum winding | EA | EA |  | FALSE |  | P | PPD | DAYTON |  | 77411S-140
134748 | 1 | 112 | States | EGAN COMPANY | Taylor Barrett | TRUE | 2026-07-14T00:00:00 | 2026-10-26T00:00:00 |  | 1 | 0 | 1 | 1687 | 256424 | 55944 | USA | N30 | 835 | IC - MGM TRANSFORMER COMPANY | 90058 | HS25C3B2-D16 | 25KVA, 1PH, 240/480 Primary, 120/240 Secondary, Aluminum winding | PUR | 25KVA, 1PH, 240/480 Primary, 120/240 Secondary, Aluminum winding | EA | EA |  | FALSE |  | P | PPD | DAYTON |  | 77411S-109
134748 | 1 | 76 | States | EGAN COMPANY | Taylor Barrett | TRUE | 2026-07-14T00:00:00 | 2026-09-24T00:00:00 |  | 1 | 0 | 1 | 1687 | 256424 | 55944 | USA | N30 | 835 | IC - MGM TRANSFORMER COMPANY | 90058 | HS25C3B2-D16 | 25KVA, 1PH, 240/480 Primary, 120/240 Secondary, Aluminum winding | PUR | 25KVA, 1PH, 240/480 Primary, 120/240 Secondary, Aluminum winding | EA | EA |  | FALSE |  | P | PPD | DAYTON |  | 77411S-73
134748 | 1 | 103 | States | EGAN COMPANY | Taylor Barrett | TRUE | 2026-07-14T00:00:00 | 2026-10-26T00:00:00 |  | 1 | 0 | 1 | 1687 | 256424 | 55944 | USA | N30 | 835 | IC - MGM TRANSFORMER COMPANY | 90058 | HS25C3B2-D16 | 25KVA, 1PH, 240/480 Primary, 120/240 Secondary, Aluminum winding | PUR | 25KVA, 1PH, 240/480 Primary, 120/240 Secondary, Aluminum winding | EA | EA |  | FALSE |  | P | PPD | DAYTON |  | 77411S-100
134748 | 1 | 119 | States | EGAN COMPANY | Taylor Barrett | TRUE | 2026-07-14T00:00:00 | 2026-10-26T00:00:00 |  | 1 | 0 | 1 | 1687 | 256424 | 55944 | USA | N30 | 835 | IC - MGM TRANSFORMER COMPANY | 90058 | HS25C3B2-D16 | 25KVA, 1PH, 240/480 Primary, 120/240 Secondary, Aluminum winding | PUR | 25KVA, 1PH, 240/480 Primary, 120/240 Secondary, Aluminum winding | EA | EA |  | FALSE |  | P | PPD | DAYTON |  | 77411S-116
134748 | 1 | 78 | States | EGAN COMPANY | Taylor Barrett | TRUE | 2026-07-14T00:00:00 | 2026-09-24T00:00:00 |  | 1 | 0 | 1 | 1687 | 256424 | 55944 | USA | N30 | 835 | IC - MGM TRANSFORMER COMPANY | 90058 | HS25C3B2-D16 | 25KVA, 1PH, 240/480 Primary, 120/240 Secondary, Aluminum winding | PUR | 25KVA, 1PH, 240/480 Primary, 120/240 Secondary, Aluminum winding | EA | EA |  | FALSE |  | P | PPD | DAYTON |  | 77411S-75
134748 | 1 | 5 | States | EGAN COMPANY | Taylor Barrett | TRUE | 2026-07-14T00:00:00 | 2026-12-04T00:00:00 |  | 1 | 0 | 1 | 1687 | 256424 | 55944 | USA | N30 | 835 | IC - MGM TRANSFORMER COMPANY | 90058 | HS25C3B2-D16 | 25KVA, 1PH, 240/480 Primary, 120/240 Secondary, Aluminum winding | PUR | 25KVA, 1PH, 240/480 Primary, 120/240 Secondary, Aluminum winding | EA | EA |  | FALSE |  | P | PPD | DAYTON |  | 77411S-TBD3
134748 | 1 | 50 | States | EGAN COMPANY | Taylor Barrett | TRUE | 2026-07-14T00:00:00 | 2026-08-25T00:00:00 |  | 1 | 0 | 1 | 1687 | 256424 | 55944 | USA | N30 | 835 | IC - MGM TRANSFORMER COMPANY | 90058 | HS25C3B2-D16 | 25KVA, 1PH, 240/480 Primary, 120/240 Secondary, Aluminum winding | PUR | 25KVA, 1PH, 240/480 Primary, 120/240 Secondary, Aluminum winding | EA | EA |  | FALSE |  | P | PPD | DAYTON |  | 77411S-47
134748 | 1 | 12 | States | EGAN COMPANY | Taylor Barrett | TRUE | 2026-07-14T00:00:00 | 2026-07-14T00:00:00 |  | 1 | 0 | 1 | 1687 | 256424 | 55944 | USA | N30 | 835 | IC - MGM TRANSFORMER COMPANY | 90058 | HS25C3B2-D16 | 25KVA, 1PH, 240/480 Primary, 120/240 Secondary, Aluminum winding | PUR | 25KVA, 1PH, 240/480 Primary, 120/240 Secondary, Aluminum winding | EA | EA |  | FALSE |  | P | PPD | DAYTON |  | 77411S-9
134748 | 1 | 33 | States | EGAN COMPANY | Taylor Barrett | TRUE | 2026-07-14T00:00:00 | 2026-07-27T00:00:00 |  | 1 | 0 | 1 | 1687 | 256424 | 55944 | USA | N30 | 835 | IC - MGM TRANSFORMER COMPANY | 90058 | HS25C3B2-D16 | 25KVA, 1PH, 240/480 Primary, 120/240 Secondary, Aluminum winding | PUR | 25KVA, 1PH, 240/480 Primary, 120/240 Secondary, Aluminum winding | EA | EA |  | FALSE |  | P | PPD | DAYTON |  | 77411S-30
134748 | 1 | 110 | States | EGAN COMPANY | Taylor Barrett | TRUE | 2026-07-14T00:00:00 | 2026-10-26T00:00:00 |  | 1 | 0 | 1 | 1687 | 256424 | 55944 | USA | N30 | 835 | IC - MGM TRANSFORMER COMPANY | 90058 | HS25C3B2-D16 | 25KVA, 1PH, 240/480 Primary, 120/240 Secondary, Aluminum winding | PUR | 25KVA, 1PH, 240/480 Primary, 120/240 Secondary, Aluminum winding | EA | EA |  | FALSE |  | P | PPD | DAYTON |  | 77411S-107
134748 | 1 | 106 | States | EGAN COMPANY | Taylor Barrett | TRUE | 2026-07-14T00:00:00 | 2026-10-26T00:00:00 |  | 1 | 0 | 1 | 1687 | 256424 | 55944 | USA | N30 | 835 | IC - MGM TRANSFORMER COMPANY | 90058 | HS25C3B2-D16 | 25KVA, 1PH, 240/480 Primary, 120/240 Secondary, Aluminum winding | PUR | 25KVA, 1PH, 240/480 Primary, 120/240 Secondary, Aluminum winding | EA | EA |  | FALSE |  | P | PPD | DAYTON |  | 77411S-103
134748 | 1 | 8 | States | EGAN COMPANY | Taylor Barrett | TRUE | 2026-07-14T00:00:00 | 2026-07-14T00:00:00 |  | 1 | 0 | 1 | 1687 | 256424 | 55944 | USA | N30 | 835 | IC - MGM TRANSFORMER COMPANY | 90058 | HS25C3B2-D16 | 25KVA, 1PH, 240/480 Primary, 120/240 Secondary, Aluminum winding | PUR | 25KVA, 1PH, 240/480 Primary, 120/240 Secondary, Aluminum winding | EA | EA |  | FALSE |  | P | PPD | DAYTON |  | 77411S-5
134748 | 1 | 135 | States | EGAN COMPANY | Taylor Barrett | TRUE | 2026-07-14T00:00:00 | 2026-10-26T00:00:00 |  | 1 | 0 | 1 | 1687 | 256424 | 55944 | USA | N30 | 835 | IC - MGM TRANSFORMER COMPANY | 90058 | HS25C3B2-D16 | 25KVA, 1PH, 240/480 Primary, 120/240 Secondary, Aluminum winding | PUR | 25KVA, 1PH, 240/480 Primary, 120/240 Secondary, Aluminum winding | EA | EA |  | FALSE |  | P | PPD | DAYTON |  | 77411S-132
134748 | 1 | 102 | States | EGAN COMPANY | Taylor Barrett | TRUE | 2026-07-14T00:00:00 | 2026-10-26T00:00:00 |  | 1 | 0 | 1 | 1687 | 256424 | 55944 | USA | N30 | 835 | IC - MGM TRANSFORMER COMPANY | 90058 | HS25C3B2-D16 | 25KVA, 1PH, 240/480 Primary, 120/240 Secondary, Aluminum winding | PUR | 25KVA, 1PH, 240/480 Primary, 120/240 Secondary, Aluminum winding | EA | EA |  | FALSE |  | P | PPD | DAYTON |  | 77411S-99
134748 | 1 | 63 | States | EGAN COMPANY | Taylor Barrett | TRUE | 2026-07-14T00:00:00 | 2026-08-25T00:00:00 |  | 1 | 0 | 1 | 1687 | 256424 | 55944 | USA | N30 | 835 | IC - MGM TRANSFORMER COMPANY | 90058 | HS25C3B2-D16 | 25KVA, 1PH, 240/480 Primary, 120/240 Secondary, Aluminum winding | PUR | 25KVA, 1PH, 240/480 Primary, 120/240 Secondary, Aluminum winding | EA | EA |  | FALSE |  | P | PPD | DAYTON |  | 77411S-60
134748 | 1 | 120 | States | EGAN COMPANY | Taylor Barrett | TRUE | 2026-07-14T00:00:00 | 2026-10-26T00:00:00 |  | 1 | 0 | 1 | 1687 | 256424 | 55944 | USA | N30 | 835 | IC - MGM TRANSFORMER COMPANY | 90058 | HS25C3B2-D16 | 25KVA, 1PH, 240/480 Primary, 120/240 Secondary, Aluminum winding | PUR | 25KVA, 1PH, 240/480 Primary, 120/240 Secondary, Aluminum winding | EA | EA |  | FALSE |  | P | PPD | DAYTON |  | 77411S-117
134748 | 1 | 16 | States | EGAN COMPANY | Taylor Barrett | TRUE | 2026-07-14T00:00:00 | 2026-07-14T00:00:00 |  | 1 | 0 | 1 | 1687 | 256424 | 55944 | USA | N30 | 835 | IC - MGM TRANSFORMER COMPANY | 90058 | HS25C3B2-D16 | 25KVA, 1PH, 240/480 Primary, 120/240 Secondary, Aluminum winding | PUR | 25KVA, 1PH, 240/480 Primary, 120/240 Secondary, Aluminum winding | EA | EA |  | FALSE |  | P | PPD | DAYTON |  | 77411S-13
134748 | 1 | 62 | States | EGAN COMPANY | Taylor Barrett | TRUE | 2026-07-14T00:00:00 | 2026-08-25T00:00:00 |  | 1 | 0 | 1 | 1687 | 256424 | 55944 | USA | N30 | 835 | IC - MGM TRANSFORMER COMPANY | 90058 | HS25C3B2-D16 | 25KVA, 1PH, 240/480 Primary, 120/240 Secondary, Aluminum winding | PUR | 25KVA, 1PH, 240/480 Primary, 120/240 Secondary, Aluminum winding | EA | EA |  | FALSE |  | P | PPD | DAYTON |  | 77411S-59
134748 | 1 | 118 | States | EGAN COMPANY | Taylor Barrett | TRUE | 2026-07-14T00:00:00 | 2026-10-26T00:00:00 |  | 1 | 0 | 1 | 1687 | 256424 | 55944 | USA | N30 | 835 | IC - MGM TRANSFORMER COMPANY | 90058 | HS25C3B2-D16 | 25KVA, 1PH, 240/480 Primary, 120/240 Secondary, Aluminum winding | PUR | 25KVA, 1PH, 240/480 Primary, 120/240 Secondary, Aluminum winding | EA | EA |  | FALSE |  | P | PPD | DAYTON |  | 77411S-115
134748 | 1 | 95 | States | EGAN COMPANY | Taylor Barrett | TRUE | 2026-07-14T00:00:00 | 2026-10-26T00:00:00 |  | 1 | 0 | 1 | 1687 | 256424 | 55944 | USA | N30 | 835 | IC - MGM TRANSFORMER COMPANY | 90058 | HS25C3B2-D16 | 25KVA, 1PH, 240/480 Primary, 120/240 Secondary, Aluminum winding | PUR | 25KVA, 1PH, 240/480 Primary, 120/240 Secondary, Aluminum winding | EA | EA |  | FALSE |  | P | PPD | DAYTON |  | 77411S-92
134748 | 1 | 23 | States | EGAN COMPANY | Taylor Barrett | TRUE | 2026-07-14T00:00:00 | 2026-07-27T00:00:00 |  | 1 | 0 | 1 | 1687 | 256424 | 55944 | USA | N30 | 835 | IC - MGM TRANSFORMER COMPANY | 90058 | HS25C3B2-D16 | 25KVA, 1PH, 240/480 Primary, 120/240 Secondary, Aluminum winding | PUR | 25KVA, 1PH, 240/480 Primary, 120/240 Secondary, Aluminum winding | EA | EA |  | FALSE |  | P | PPD | DAYTON |  | 77411S-20
134748 | 1 | 85 | States | EGAN COMPANY | Taylor Barrett | TRUE | 2026-07-14T00:00:00 | 2026-09-24T00:00:00 |  | 1 | 0 | 1 | 1687 | 256424 | 55944 | USA | N30 | 835 | IC - MGM TRANSFORMER COMPANY | 90058 | HS25C3B2-D16 | 25KVA, 1PH, 240/480 Primary, 120/240 Secondary, Aluminum winding | PUR | 25KVA, 1PH, 240/480 Primary, 120/240 Secondary, Aluminum winding | EA | EA |  | FALSE |  | P | PPD | DAYTON |  | 77411S-82
134748 | 1 | 129 | States | EGAN COMPANY | Taylor Barrett | TRUE | 2026-07-14T00:00:00 | 2026-10-26T00:00:00 |  | 1 | 0 | 1 | 1687 | 256424 | 55944 | USA | N30 | 835 | IC - MGM TRANSFORMER COMPANY | 90058 | HS25C3B2-D16 | 25KVA, 1PH, 240/480 Primary, 120/240 Secondary, Aluminum winding | PUR | 25KVA, 1PH, 240/480 Primary, 120/240 Secondary, Aluminum winding | EA | EA |  | FALSE |  | P | PPD | DAYTON |  | 77411S-126
134748 | 1 | 44 | States | EGAN COMPANY | Taylor Barrett | TRUE | 2026-07-14T00:00:00 | 2026-08-25T00:00:00 |  | 1 | 0 | 1 | 1687 | 256424 | 55944 | USA | N30 | 835 | IC - MGM TRANSFORMER COMPANY | 90058 | HS25C3B2-D16 | 25KVA, 1PH, 240/480 Primary, 120/240 Secondary, Aluminum winding | PUR | 25KVA, 1PH, 240/480 Primary, 120/240 Secondary, Aluminum winding | EA | EA |  | FALSE |  | P | PPD | DAYTON |  | 77411S-41
134748 | 1 | 54 | States | EGAN COMPANY | Taylor Barrett | TRUE | 2026-07-14T00:00:00 | 2026-08-25T00:00:00 |  | 1 | 0 | 1 | 1687 | 256424 | 55944 | USA | N30 | 835 | IC - MGM TRANSFORMER COMPANY | 90058 | HS25C3B2-D16 | 25KVA, 1PH, 240/480 Primary, 120/240 Secondary, Aluminum winding | PUR | 25KVA, 1PH, 240/480 Primary, 120/240 Secondary, Aluminum winding | EA | EA |  | FALSE |  | P | PPD | DAYTON |  | 77411S-51
134748 | 1 | 9 | States | EGAN COMPANY | Taylor Barrett | TRUE | 2026-07-14T00:00:00 | 2026-07-14T00:00:00 |  | 1 | 0 | 1 | 1687 | 256424 | 55944 | USA | N30 | 835 | IC - MGM TRANSFORMER COMPANY | 90058 | HS25C3B2-D16 | 25KVA, 1PH, 240/480 Primary, 120/240 Secondary, Aluminum winding | PUR | 25KVA, 1PH, 240/480 Primary, 120/240 Secondary, Aluminum winding | EA | EA |  | FALSE |  | P | PPD | DAYTON |  | 77411S-6
134748 | 1 | 126 | States | EGAN COMPANY | Taylor Barrett | TRUE | 2026-07-14T00:00:00 | 2026-10-26T00:00:00 |  | 1 | 0 | 1 | 1687 | 256424 | 55944 | USA | N30 | 835 | IC - MGM TRANSFORMER COMPANY | 90058 | HS25C3B2-D16 | 25KVA, 1PH, 240/480 Primary, 120/240 Secondary, Aluminum winding | PUR | 25KVA, 1PH, 240/480 Primary, 120/240 Secondary, Aluminum winding | EA | EA |  | FALSE |  | P | PPD | DAYTON |  | 77411S-123
134748 | 1 | 65 | States | EGAN COMPANY | Taylor Barrett | TRUE | 2026-07-14T00:00:00 | 2026-08-25T00:00:00 |  | 1 | 0 | 1 | 1687 | 256424 | 55944 | USA | N30 | 835 | IC - MGM TRANSFORMER COMPANY | 90058 | HS25C3B2-D16 | 25KVA, 1PH, 240/480 Primary, 120/240 Secondary, Aluminum winding | PUR | 25KVA, 1PH, 240/480 Primary, 120/240 Secondary, Aluminum winding | EA | EA |  | FALSE |  | P | PPD | DAYTON |  | 77411S-62
134748 | 1 | 45 | States | EGAN COMPANY | Taylor Barrett | TRUE | 2026-07-14T00:00:00 | 2026-08-25T00:00:00 |  | 1 | 0 | 1 | 1687 | 256424 | 55944 | USA | N30 | 835 | IC - MGM TRANSFORMER COMPANY | 90058 | HS25C3B2-D16 | 25KVA, 1PH, 240/480 Primary, 120/240 Secondary, Aluminum winding | PUR | 25KVA, 1PH, 240/480 Primary, 120/240 Secondary, Aluminum winding | EA | EA |  | FALSE |  | P | PPD | DAYTON |  | 77411S-42
134748 | 1 | 107 | States | EGAN COMPANY | Taylor Barrett | TRUE | 2026-07-14T00:00:00 | 2026-10-26T00:00:00 |  | 1 | 0 | 1 | 1687 | 256424 | 55944 | USA | N30 | 835 | IC - MGM TRANSFORMER COMPANY | 90058 | HS25C3B2-D16 | 25KVA, 1PH, 240/480 Primary, 120/240 Secondary, Aluminum winding | PUR | 25KVA, 1PH, 240/480 Primary, 120/240 Secondary, Aluminum winding | EA | EA |  | FALSE |  | P | PPD | DAYTON |  | 77411S-104
134748 | 1 | 89 | States | EGAN COMPANY | Taylor Barrett | TRUE | 2026-07-14T00:00:00 | 2026-09-24T00:00:00 |  | 1 | 0 | 1 | 1687 | 256424 | 55944 | USA | N30 | 835 | IC - MGM TRANSFORMER COMPANY | 90058 | HS25C3B2-D16 | 25KVA, 1PH, 240/480 Primary, 120/240 Secondary, Aluminum winding | PUR | 25KVA, 1PH, 240/480 Primary, 120/240 Secondary, Aluminum winding | EA | EA |  | FALSE |  | P | PPD | DAYTON |  | 77411S-86
134748 | 1 | 136 | States | EGAN COMPANY | Taylor Barrett | TRUE | 2026-07-14T00:00:00 | 2026-10-26T00:00:00 |  | 1 | 0 | 1 | 1687 | 256424 | 55944 | USA | N30 | 835 | IC - MGM TRANSFORMER COMPANY | 90058 | HS25C3B2-D16 | 25KVA, 1PH, 240/480 Primary, 120/240 Secondary, Aluminum winding | PUR | 25KVA, 1PH, 240/480 Primary, 120/240 Secondary, Aluminum winding | EA | EA |  | FALSE |  | P | PPD | DAYTON |  | 77411S-133
134748 | 1 | 122 | States | EGAN COMPANY | Taylor Barrett | TRUE | 2026-07-14T00:00:00 | 2026-10-26T00:00:00 |  | 1 | 0 | 1 | 1687 | 256424 | 55944 | USA | N30 | 835 | IC - MGM TRANSFORMER COMPANY | 90058 | HS25C3B2-D16 | 25KVA, 1PH, 240/480 Primary, 120/240 Secondary, Aluminum winding | PUR | 25KVA, 1PH, 240/480 Primary, 120/240 Secondary, Aluminum winding | EA | EA |  | FALSE |  | P | PPD | DAYTON |  | 77411S-119
134748 | 1 | 49 | States | EGAN COMPANY | Taylor Barrett | TRUE | 2026-07-14T00:00:00 | 2026-08-25T00:00:00 |  | 1 | 0 | 1 | 1687 | 256424 | 55944 | USA | N30 | 835 | IC - MGM TRANSFORMER COMPANY | 90058 | HS25C3B2-D16 | 25KVA, 1PH, 240/480 Primary, 120/240 Secondary, Aluminum winding | PUR | 25KVA, 1PH, 240/480 Primary, 120/240 Secondary, Aluminum winding | EA | EA |  | FALSE |  | P | PPD | DAYTON |  | 77411S-46
134748 | 1 | 21 | States | EGAN COMPANY | Taylor Barrett | TRUE | 2026-07-14T00:00:00 | 2026-07-27T00:00:00 |  | 1 | 0 | 1 | 1687 | 256424 | 55944 | USA | N30 | 835 | IC - MGM TRANSFORMER COMPANY | 90058 | HS25C3B2-D16 | 25KVA, 1PH, 240/480 Primary, 120/240 Secondary, Aluminum winding | PUR | 25KVA, 1PH, 240/480 Primary, 120/240 Secondary, Aluminum winding | EA | EA |  | FALSE |  | P | PPD | DAYTON |  | 77411S-18
134748 | 1 | 67 | States | EGAN COMPANY | Taylor Barrett | TRUE | 2026-07-14T00:00:00 | 2026-09-24T00:00:00 |  | 1 | 0 | 1 | 1687 | 256424 | 55944 | USA | N30 | 835 | IC - MGM TRANSFORMER COMPANY | 90058 | HS25C3B2-D16 | 25KVA, 1PH, 240/480 Primary, 120/240 Secondary, Aluminum winding | PUR | 25KVA, 1PH, 240/480 Primary, 120/240 Secondary, Aluminum winding | EA | EA |  | FALSE |  | P | PPD | DAYTON |  | 77411S-64
134748 | 1 | 26 | States | EGAN COMPANY | Taylor Barrett | TRUE | 2026-07-14T00:00:00 | 2026-07-27T00:00:00 |  | 1 | 0 | 1 | 1687 | 256424 | 55944 | USA | N30 | 835 | IC - MGM TRANSFORMER COMPANY | 90058 | HS25C3B2-D16 | 25KVA, 1PH, 240/480 Primary, 120/240 Secondary, Aluminum winding | PUR | 25KVA, 1PH, 240/480 Primary, 120/240 Secondary, Aluminum winding | EA | EA |  | FALSE |  | P | PPD | DAYTON |  | 77411S-23
134748 | 1 | 43 | States | EGAN COMPANY | Taylor Barrett | TRUE | 2026-07-14T00:00:00 | 2026-08-25T00:00:00 |  | 1 | 0 | 1 | 1687 | 256424 | 55944 | USA | N30 | 835 | IC - MGM TRANSFORMER COMPANY | 90058 | HS25C3B2-D16 | 25KVA, 1PH, 240/480 Primary, 120/240 Secondary, Aluminum winding | PUR | 25KVA, 1PH, 240/480 Primary, 120/240 Secondary, Aluminum winding | EA | EA |  | FALSE |  | P | PPD | DAYTON |  | 77411S-40
134748 | 1 | 139 | States | EGAN COMPANY | Taylor Barrett | TRUE | 2026-07-14T00:00:00 | 2026-10-26T00:00:00 |  | 1 | 0 | 1 | 1687 | 256424 | 55944 | USA | N30 | 835 | IC - MGM TRANSFORMER COMPANY | 90058 | HS25C3B2-D16 | 25KVA, 1PH, 240/480 Primary, 120/240 Secondary, Aluminum winding | PUR | 25KVA, 1PH, 240/480 Primary, 120/240 Secondary, Aluminum winding | EA | EA |  | FALSE |  | P | PPD | DAYTON |  | 77411S-136
134748 | 1 | 53 | States | EGAN COMPANY | Taylor Barrett | TRUE | 2026-07-14T00:00:00 | 2026-08-25T00:00:00 |  | 1 | 0 | 1 | 1687 | 256424 | 55944 | USA | N30 | 835 | IC - MGM TRANSFORMER COMPANY | 90058 | HS25C3B2-D16 | 25KVA, 1PH, 240/480 Primary, 120/240 Secondary, Aluminum winding | PUR | 25KVA, 1PH, 240/480 Primary, 120/240 Secondary, Aluminum winding | EA | EA |  | FALSE |  | P | PPD | DAYTON |  | 77411S-50
134748 | 1 | 13 | States | EGAN COMPANY | Taylor Barrett | TRUE | 2026-07-14T00:00:00 | 2026-07-14T00:00:00 |  | 1 | 0 | 1 | 1687 | 256424 | 55944 | USA | N30 | 835 | IC - MGM TRANSFORMER COMPANY | 90058 | HS25C3B2-D16 | 25KVA, 1PH, 240/480 Primary, 120/240 Secondary, Aluminum winding | PUR | 25KVA, 1PH, 240/480 Primary, 120/240 Secondary, Aluminum winding | EA | EA |  | FALSE |  | P | PPD | DAYTON |  | 77411S-10
134748 | 1 | 22 | States | EGAN COMPANY | Taylor Barrett | TRUE | 2026-07-14T00:00:00 | 2026-07-27T00:00:00 |  | 1 | 0 | 1 | 1687 | 256424 | 55944 | USA | N30 | 835 | IC - MGM TRANSFORMER COMPANY | 90058 | HS25C3B2-D16 | 25KVA, 1PH, 240/480 Primary, 120/240 Secondary, Aluminum winding | PUR | 25KVA, 1PH, 240/480 Primary, 120/240 Secondary, Aluminum winding | EA | EA |  | FALSE |  | P | PPD | DAYTON |  | 77411S-19
134748 | 1 | 97 | States | EGAN COMPANY | Taylor Barrett | TRUE | 2026-07-14T00:00:00 | 2026-10-26T00:00:00 |  | 1 | 0 | 1 | 1687 | 256424 | 55944 | USA | N30 | 835 | IC - MGM TRANSFORMER COMPANY | 90058 | HS25C3B2-D16 | 25KVA, 1PH, 240/480 Primary, 120/240 Secondary, Aluminum winding | PUR | 25KVA, 1PH, 240/480 Primary, 120/240 Secondary, Aluminum winding | EA | EA |  | FALSE |  | P | PPD | DAYTON |  | 77411S-94
134748 | 1 | 66 | States | EGAN COMPANY | Taylor Barrett | TRUE | 2026-07-14T00:00:00 | 2026-08-25T00:00:00 |  | 1 | 0 | 1 | 1687 | 256424 | 55944 | USA | N30 | 835 | IC - MGM TRANSFORMER COMPANY | 90058 | HS25C3B2-D16 | 25KVA, 1PH, 240/480 Primary, 120/240 Secondary, Aluminum winding | PUR | 25KVA, 1PH, 240/480 Primary, 120/240 Secondary, Aluminum winding | EA | EA |  | FALSE |  | P | PPD | DAYTON |  | 77411S-63
134748 | 1 | 130 | States | EGAN COMPANY | Taylor Barrett | TRUE | 2026-07-14T00:00:00 | 2026-10-26T00:00:00 |  | 1 | 0 | 1 | 1687 | 256424 | 55944 | USA | N30 | 835 | IC - MGM TRANSFORMER COMPANY | 90058 | HS25C3B2-D16 | 25KVA, 1PH, 240/480 Primary, 120/240 Secondary, Aluminum winding | PUR | 25KVA, 1PH, 240/480 Primary, 120/240 Secondary, Aluminum winding | EA | EA |  | FALSE |  | P | PPD | DAYTON |  | 77411S-127
134748 | 1 | 17 | States | EGAN COMPANY | Taylor Barrett | TRUE | 2026-07-14T00:00:00 | 2026-07-14T00:00:00 |  | 1 | 0 | 1 | 1687 | 256424 | 55944 | USA | N30 | 835 | IC - MGM TRANSFORMER COMPANY | 90058 | HS25C3B2-D16 | 25KVA, 1PH, 240/480 Primary, 120/240 Secondary, Aluminum winding | PUR | 25KVA, 1PH, 240/480 Primary, 120/240 Secondary, Aluminum winding | EA | EA |  | FALSE |  | P | PPD | DAYTON |  | 77411S-14
134748 | 1 | 101 | States | EGAN COMPANY | Taylor Barrett | TRUE | 2026-07-14T00:00:00 | 2026-10-26T00:00:00 |  | 1 | 0 | 1 | 1687 | 256424 | 55944 | USA | N30 | 835 | IC - MGM TRANSFORMER COMPANY | 90058 | HS25C3B2-D16 | 25KVA, 1PH, 240/480 Primary, 120/240 Secondary, Aluminum winding | PUR | 25KVA, 1PH, 240/480 Primary, 120/240 Secondary, Aluminum winding | EA | EA |  | FALSE |  | P | PPD | DAYTON |  | 77411S-98
134748 | 1 | 11 | States | EGAN COMPANY | Taylor Barrett | TRUE | 2026-07-14T00:00:00 | 2026-07-14T00:00:00 |  | 1 | 0 | 1 | 1687 | 256424 | 55944 | USA | N30 | 835 | IC - MGM TRANSFORMER COMPANY | 90058 | HS25C3B2-D16 | 25KVA, 1PH, 240/480 Primary, 120/240 Secondary, Aluminum winding | PUR | 25KVA, 1PH, 240/480 Primary, 120/240 Secondary, Aluminum winding | EA | EA |  | FALSE |  | P | PPD | DAYTON |  | 77411S-8
134748 | 1 | 46 | States | EGAN COMPANY | Taylor Barrett | TRUE | 2026-07-14T00:00:00 | 2026-08-25T00:00:00 |  | 1 | 0 | 1 | 1687 | 256424 | 55944 | USA | N30 | 835 | IC - MGM TRANSFORMER COMPANY | 90058 | HS25C3B2-D16 | 25KVA, 1PH, 240/480 Primary, 120/240 Secondary, Aluminum winding | PUR | 25KVA, 1PH, 240/480 Primary, 120/240 Secondary, Aluminum winding | EA | EA |  | FALSE |  | P | PPD | DAYTON |  | 77411S-43
134748 | 1 | 1 | States | EGAN COMPANY | Taylor Barrett | TRUE | 2026-07-14T00:00:00 | 2026-07-14T00:00:00 |  | 1 | 0 | 1 | 1687 | 256424 | 55944 | USA | N30 | 835 | IC - MGM TRANSFORMER COMPANY | 90058 | HS25C3B2-D16 | 25KVA, 1PH, 240/480 Primary, 120/240 Secondary, Aluminum winding | PUR | 25KVA, 1PH, 240/480 Primary, 120/240 Secondary, Aluminum winding | EA | EA |  | FALSE |  | P | PPD | DAYTON |  | 77411S-2
134748 | 1 | 38 | States | EGAN COMPANY | Taylor Barrett | TRUE | 2026-07-14T00:00:00 | 2026-07-27T00:00:00 |  | 1 | 0 | 1 | 1687 | 256424 | 55944 | USA | N30 | 835 | IC - MGM TRANSFORMER COMPANY | 90058 | HS25C3B2-D16 | 25KVA, 1PH, 240/480 Primary, 120/240 Secondary, Aluminum winding | PUR | 25KVA, 1PH, 240/480 Primary, 120/240 Secondary, Aluminum winding | EA | EA |  | FALSE |  | P | PPD | DAYTON |  | 77411S-35
134748 | 1 | 137 | States | EGAN COMPANY | Taylor Barrett | TRUE | 2026-07-14T00:00:00 | 2026-10-26T00:00:00 |  | 1 | 0 | 1 | 1687 | 256424 | 55944 | USA | N30 | 835 | IC - MGM TRANSFORMER COMPANY | 90058 | HS25C3B2-D16 | 25KVA, 1PH, 240/480 Primary, 120/240 Secondary, Aluminum winding | PUR | 25KVA, 1PH, 240/480 Primary, 120/240 Secondary, Aluminum winding | EA | EA |  | FALSE |  | P | PPD | DAYTON |  | 77411S-134
134748 | 1 | 39 | States | EGAN COMPANY | Taylor Barrett | TRUE | 2026-07-14T00:00:00 | 2026-07-27T00:00:00 |  | 1 | 0 | 1 | 1687 | 256424 | 55944 | USA | N30 | 835 | IC - MGM TRANSFORMER COMPANY | 90058 | HS25C3B2-D16 | 25KVA, 1PH, 240/480 Primary, 120/240 Secondary, Aluminum winding | PUR | 25KVA, 1PH, 240/480 Primary, 120/240 Secondary, Aluminum winding | EA | EA |  | FALSE |  | P | PPD | DAYTON |  | 77411S-36
134748 | 1 | 77 | States | EGAN COMPANY | Taylor Barrett | TRUE | 2026-07-14T00:00:00 | 2026-09-24T00:00:00 |  | 1 | 0 | 1 | 1687 | 256424 | 55944 | USA | N30 | 835 | IC - MGM TRANSFORMER COMPANY | 90058 | HS25C3B2-D16 | 25KVA, 1PH, 240/480 Primary, 120/240 Secondary, Aluminum winding | PUR | 25KVA, 1PH, 240/480 Primary, 120/240 Secondary, Aluminum winding | EA | EA |  | FALSE |  | P | PPD | DAYTON |  | 77411S-74
134748 | 1 | 80 | States | EGAN COMPANY | Taylor Barrett | TRUE | 2026-07-14T00:00:00 | 2026-09-24T00:00:00 |  | 1 | 0 | 1 | 1687 | 256424 | 55944 | USA | N30 | 835 | IC - MGM TRANSFORMER COMPANY | 90058 | HS25C3B2-D16 | 25KVA, 1PH, 240/480 Primary, 120/240 Secondary, Aluminum winding | PUR | 25KVA, 1PH, 240/480 Primary, 120/240 Secondary, Aluminum winding | EA | EA |  | FALSE |  | P | PPD | DAYTON |  | 77411S-77
134748 | 1 | 15 | States | EGAN COMPANY | Taylor Barrett | TRUE | 2026-07-14T00:00:00 | 2026-07-14T00:00:00 |  | 1 | 0 | 1 | 1687 | 256424 | 55944 | USA | N30 | 835 | IC - MGM TRANSFORMER COMPANY | 90058 | HS25C3B2-D16 | 25KVA, 1PH, 240/480 Primary, 120/240 Secondary, Aluminum winding | PUR | 25KVA, 1PH, 240/480 Primary, 120/240 Secondary, Aluminum winding | EA | EA |  | FALSE |  | P | PPD | DAYTON |  | 77411S-12
134748 | 1 | 74 | States | EGAN COMPANY | Taylor Barrett | TRUE | 2026-07-14T00:00:00 | 2026-09-24T00:00:00 |  | 1 | 0 | 1 | 1687 | 256424 | 55944 | USA | N30 | 835 | IC - MGM TRANSFORMER COMPANY | 90058 | HS25C3B2-D16 | 25KVA, 1PH, 240/480 Primary, 120/240 Secondary, Aluminum winding | PUR | 25KVA, 1PH, 240/480 Primary, 120/240 Secondary, Aluminum winding | EA | EA |  | FALSE |  | P | PPD | DAYTON |  | 77411S-71
134748 | 1 | 64 | States | EGAN COMPANY | Taylor Barrett | TRUE | 2026-07-14T00:00:00 | 2026-08-25T00:00:00 |  | 1 | 0 | 1 | 1687 | 256424 | 55944 | USA | N30 | 835 | IC - MGM TRANSFORMER COMPANY | 90058 | HS25C3B2-D16 | 25KVA, 1PH, 240/480 Primary, 120/240 Secondary, Aluminum winding | PUR | 25KVA, 1PH, 240/480 Primary, 120/240 Secondary, Aluminum winding | EA | EA |  | FALSE |  | P | PPD | DAYTON |  | 77411S-61
134748 | 1 | 61 | States | EGAN COMPANY | Taylor Barrett | TRUE | 2026-07-14T00:00:00 | 2026-08-25T00:00:00 |  | 1 | 0 | 1 | 1687 | 256424 | 55944 | USA | N30 | 835 | IC - MGM TRANSFORMER COMPANY | 90058 | HS25C3B2-D16 | 25KVA, 1PH, 240/480 Primary, 120/240 Secondary, Aluminum winding | PUR | 25KVA, 1PH, 240/480 Primary, 120/240 Secondary, Aluminum winding | EA | EA |  | FALSE |  | P | PPD | DAYTON |  | 77411S-58
134748 | 1 | 82 | States | EGAN COMPANY | Taylor Barrett | TRUE | 2026-07-14T00:00:00 | 2026-09-24T00:00:00 |  | 1 | 0 | 1 | 1687 | 256424 | 55944 | USA | N30 | 835 | IC - MGM TRANSFORMER COMPANY | 90058 | HS25C3B2-D16 | 25KVA, 1PH, 240/480 Primary, 120/240 Secondary, Aluminum winding | PUR | 25KVA, 1PH, 240/480 Primary, 120/240 Secondary, Aluminum winding | EA | EA |  | FALSE |  | P | PPD | DAYTON |  | 77411S-79
134748 | 1 | 42 | States | EGAN COMPANY | Taylor Barrett | TRUE | 2026-07-14T00:00:00 | 2026-08-25T00:00:00 |  | 1 | 0 | 1 | 1687 | 256424 | 55944 | USA | N30 | 835 | IC - MGM TRANSFORMER COMPANY | 90058 | HS25C3B2-D16 | 25KVA, 1PH, 240/480 Primary, 120/240 Secondary, Aluminum winding | PUR | 25KVA, 1PH, 240/480 Primary, 120/240 Secondary, Aluminum winding | EA | EA |  | FALSE |  | P | PPD | DAYTON |  | 77411S-39
134748 | 1 | 146 | States | EGAN COMPANY | Taylor Barrett | TRUE | 2026-07-14T00:00:00 | 2026-11-20T00:00:00 |  | 1 | 0 | 1 | 1687 | 256424 | 55944 | USA | N30 | 835 | IC - MGM TRANSFORMER COMPANY | 90058 | HS25C3B2-D16 | 25KVA, 1PH, 240/480 Primary, 120/240 Secondary, Aluminum winding | PUR | 25KVA, 1PH, 240/480 Primary, 120/240 Secondary, Aluminum winding | EA | EA |  | FALSE |  | P | PPD | DAYTON |  | 77411S-143
134748 | 1 | 131 | States | EGAN COMPANY | Taylor Barrett | TRUE | 2026-07-14T00:00:00 | 2026-10-26T00:00:00 |  | 1 | 0 | 1 | 1687 | 256424 | 55944 | USA | N30 | 835 | IC - MGM TRANSFORMER COMPANY | 90058 | HS25C3B2-D16 | 25KVA, 1PH, 240/480 Primary, 120/240 Secondary, Aluminum winding | PUR | 25KVA, 1PH, 240/480 Primary, 120/240 Secondary, Aluminum winding | EA | EA |  | FALSE |  | P | PPD | DAYTON |  | 77411S-128
134748 | 1 | 47 | States | EGAN COMPANY | Taylor Barrett | TRUE | 2026-07-14T00:00:00 | 2026-08-25T00:00:00 |  | 1 | 0 | 1 | 1687 | 256424 | 55944 | USA | N30 | 835 | IC - MGM TRANSFORMER COMPANY | 90058 | HS25C3B2-D16 | 25KVA, 1PH, 240/480 Primary, 120/240 Secondary, Aluminum winding | PUR | 25KVA, 1PH, 240/480 Primary, 120/240 Secondary, Aluminum winding | EA | EA |  | FALSE |  | P | PPD | DAYTON |  | 77411S-44
134748 | 1 | 48 | States | EGAN COMPANY | Taylor Barrett | TRUE | 2026-07-14T00:00:00 | 2026-08-25T00:00:00 |  | 1 | 0 | 1 | 1687 | 256424 | 55944 | USA | N30 | 835 | IC - MGM TRANSFORMER COMPANY | 90058 | HS25C3B2-D16 | 25KVA, 1PH, 240/480 Primary, 120/240 Secondary, Aluminum winding | PUR | 25KVA, 1PH, 240/480 Primary, 120/240 Secondary, Aluminum winding | EA | EA |  | FALSE |  | P | PPD | DAYTON |  | 77411S-45
134748 | 1 | 52 | States | EGAN COMPANY | Taylor Barrett | TRUE | 2026-07-14T00:00:00 | 2026-08-25T00:00:00 |  | 1 | 0 | 1 | 1687 | 256424 | 55944 | USA | N30 | 835 | IC - MGM TRANSFORMER COMPANY | 90058 | HS25C3B2-D16 | 25KVA, 1PH, 240/480 Primary, 120/240 Secondary, Aluminum winding | PUR | 25KVA, 1PH, 240/480 Primary, 120/240 Secondary, Aluminum winding | EA | EA |  | FALSE |  | P | PPD | DAYTON |  | 77411S-49
134748 | 1 | 68 | States | EGAN COMPANY | Taylor Barrett | TRUE | 2026-07-14T00:00:00 | 2026-09-24T00:00:00 |  | 1 | 0 | 1 | 1687 | 256424 | 55944 | USA | N30 | 835 | IC - MGM TRANSFORMER COMPANY | 90058 | HS25C3B2-D16 | 25KVA, 1PH, 240/480 Primary, 120/240 Secondary, Aluminum winding | PUR | 25KVA, 1PH, 240/480 Primary, 120/240 Secondary, Aluminum winding | EA | EA |  | FALSE |  | P | PPD | DAYTON |  | 77411S-65
134748 | 1 | 133 | States | EGAN COMPANY | Taylor Barrett | TRUE | 2026-07-14T00:00:00 | 2026-10-26T00:00:00 |  | 1 | 0 | 1 | 1687 | 256424 | 55944 | USA | N30 | 835 | IC - MGM TRANSFORMER COMPANY | 90058 | HS25C3B2-D16 | 25KVA, 1PH, 240/480 Primary, 120/240 Secondary, Aluminum winding | PUR | 25KVA, 1PH, 240/480 Primary, 120/240 Secondary, Aluminum winding | EA | EA |  | FALSE |  | P | PPD | DAYTON |  | 77411S-130
134748 | 1 | 20 | States | EGAN COMPANY | Taylor Barrett | TRUE | 2026-07-14T00:00:00 | 2026-07-27T00:00:00 |  | 1 | 0 | 1 | 1687 | 256424 | 55944 | USA | N30 | 835 | IC - MGM TRANSFORMER COMPANY | 90058 | HS25C3B2-D16 | 25KVA, 1PH, 240/480 Primary, 120/240 Secondary, Aluminum winding | PUR | 25KVA, 1PH, 240/480 Primary, 120/240 Secondary, Aluminum winding | EA | EA |  | FALSE |  | P | PPD | DAYTON |  | 77411S-17
134748 | 1 | 128 | States | EGAN COMPANY | Taylor Barrett | TRUE | 2026-07-14T00:00:00 | 2026-10-26T00:00:00 |  | 1 | 0 | 1 | 1687 | 256424 | 55944 | USA | N30 | 835 | IC - MGM TRANSFORMER COMPANY | 90058 | HS25C3B2-D16 | 25KVA, 1PH, 240/480 Primary, 120/240 Secondary, Aluminum winding | PUR | 25KVA, 1PH, 240/480 Primary, 120/240 Secondary, Aluminum winding | EA | EA |  | FALSE |  | P | PPD | DAYTON |  | 77411S-125
134748 | 1 | 144 | States | EGAN COMPANY | Taylor Barrett | TRUE | 2026-07-14T00:00:00 | 2026-11-20T00:00:00 |  | 1 | 0 | 1 | 1687 | 256424 | 55944 | USA | N30 | 835 | IC - MGM TRANSFORMER COMPANY | 90058 | HS25C3B2-D16 | 25KVA, 1PH, 240/480 Primary, 120/240 Secondary, Aluminum winding | PUR | 25KVA, 1PH, 240/480 Primary, 120/240 Secondary, Aluminum winding | EA | EA |  | FALSE |  | P | PPD | DAYTON |  | 77411S-141
134748 | 1 | 141 | States | EGAN COMPANY | Taylor Barrett | TRUE | 2026-07-14T00:00:00 | 2026-11-20T00:00:00 |  | 1 | 0 | 1 | 1687 | 256424 | 55944 | USA | N30 | 835 | IC - MGM TRANSFORMER COMPANY | 90058 | HS25C3B2-D16 | 25KVA, 1PH, 240/480 Primary, 120/240 Secondary, Aluminum winding | PUR | 25KVA, 1PH, 240/480 Primary, 120/240 Secondary, Aluminum winding | EA | EA |  | FALSE |  | P | PPD | DAYTON |  | 77411S-138
134748 | 1 | 14 | States | EGAN COMPANY | Taylor Barrett | TRUE | 2026-07-14T00:00:00 | 2026-07-14T00:00:00 |  | 1 | 0 | 1 | 1687 | 256424 | 55944 | USA | N30 | 835 | IC - MGM TRANSFORMER COMPANY | 90058 | HS25C3B2-D16 | 25KVA, 1PH, 240/480 Primary, 120/240 Secondary, Aluminum winding | PUR | 25KVA, 1PH, 240/480 Primary, 120/240 Secondary, Aluminum winding | EA | EA |  | FALSE |  | P | PPD | DAYTON |  | 77411S-11
134748 | 1 | 34 | States | EGAN COMPANY | Taylor Barrett | TRUE | 2026-07-14T00:00:00 | 2026-07-27T00:00:00 |  | 1 | 0 | 1 | 1687 | 256424 | 55944 | USA | N30 | 835 | IC - MGM TRANSFORMER COMPANY | 90058 | HS25C3B2-D16 | 25KVA, 1PH, 240/480 Primary, 120/240 Secondary, Aluminum winding | PUR | 25KVA, 1PH, 240/480 Primary, 120/240 Secondary, Aluminum winding | EA | EA |  | FALSE |  | P | PPD | DAYTON |  | 77411S-31
134748 | 1 | 79 | States | EGAN COMPANY | Taylor Barrett | TRUE | 2026-07-14T00:00:00 | 2026-09-24T00:00:00 |  | 1 | 0 | 1 | 1687 | 256424 | 55944 | USA | N30 | 835 | IC - MGM TRANSFORMER COMPANY | 90058 | HS25C3B2-D16 | 25KVA, 1PH, 240/480 Primary, 120/240 Secondary, Aluminum winding | PUR | 25KVA, 1PH, 240/480 Primary, 120/240 Secondary, Aluminum winding | EA | EA |  | FALSE |  | P | PPD | DAYTON |  | 77411S-76
134748 | 1 | 51 | States | EGAN COMPANY | Taylor Barrett | TRUE | 2026-07-14T00:00:00 | 2026-08-25T00:00:00 |  | 1 | 0 | 1 | 1687 | 256424 | 55944 | USA | N30 | 835 | IC - MGM TRANSFORMER COMPANY | 90058 | HS25C3B2-D16 | 25KVA, 1PH, 240/480 Primary, 120/240 Secondary, Aluminum winding | PUR | 25KVA, 1PH, 240/480 Primary, 120/240 Secondary, Aluminum winding | EA | EA |  | FALSE |  | P | PPD | DAYTON |  | 77411S-48
134748 | 1 | 108 | States | EGAN COMPANY | Taylor Barrett | TRUE | 2026-07-14T00:00:00 | 2026-10-26T00:00:00 |  | 1 | 0 | 1 | 1687 | 256424 | 55944 | USA | N30 | 835 | IC - MGM TRANSFORMER COMPANY | 90058 | HS25C3B2-D16 | 25KVA, 1PH, 240/480 Primary, 120/240 Secondary, Aluminum winding | PUR | 25KVA, 1PH, 240/480 Primary, 120/240 Secondary, Aluminum winding | EA | EA |  | FALSE |  | P | PPD | DAYTON |  | 77411S-105
134748 | 1 | 59 | States | EGAN COMPANY | Taylor Barrett | TRUE | 2026-07-14T00:00:00 | 2026-08-25T00:00:00 |  | 1 | 0 | 1 | 1687 | 256424 | 55944 | USA | N30 | 835 | IC - MGM TRANSFORMER COMPANY | 90058 | HS25C3B2-D16 | 25KVA, 1PH, 240/480 Primary, 120/240 Secondary, Aluminum winding | PUR | 25KVA, 1PH, 240/480 Primary, 120/240 Secondary, Aluminum winding | EA | EA |  | FALSE |  | P | PPD | DAYTON |  | 77411S-56
134748 | 1 | 104 | States | EGAN COMPANY | Taylor Barrett | TRUE | 2026-07-14T00:00:00 | 2026-10-26T00:00:00 |  | 1 | 0 | 1 | 1687 | 256424 | 55944 | USA | N30 | 835 | IC - MGM TRANSFORMER COMPANY | 90058 | HS25C3B2-D16 | 25KVA, 1PH, 240/480 Primary, 120/240 Secondary, Aluminum winding | PUR | 25KVA, 1PH, 240/480 Primary, 120/240 Secondary, Aluminum winding | EA | EA |  | FALSE |  | P | PPD | DAYTON |  | 77411S-101
134748 | 1 | 88 | States | EGAN COMPANY | Taylor Barrett | TRUE | 2026-07-14T00:00:00 | 2026-09-24T00:00:00 |  | 1 | 0 | 1 | 1687 | 256424 | 55944 | USA | N30 | 835 | IC - MGM TRANSFORMER COMPANY | 90058 | HS25C3B2-D16 | 25KVA, 1PH, 240/480 Primary, 120/240 Secondary, Aluminum winding | PUR | 25KVA, 1PH, 240/480 Primary, 120/240 Secondary, Aluminum winding | EA | EA |  | FALSE |  | P | PPD | DAYTON |  | 77411S-85
134748 | 1 | 151 | States | EGAN COMPANY | Taylor Barrett | TRUE | 2026-07-14T00:00:00 | 2026-11-20T00:00:00 |  | 1 | 0 | 1 | 1687 | 256424 | 55944 | USA | N30 | 835 | IC - MGM TRANSFORMER COMPANY | 90058 | HS25C3B2-D16 | 25KVA, 1PH, 240/480 Primary, 120/240 Secondary, Aluminum winding | PUR | 25KVA, 1PH, 240/480 Primary, 120/240 Secondary, Aluminum winding | EA | EA |  | FALSE |  | P | PPD | DAYTON |  | 77411S-148
134748 | 1 | 96 | States | EGAN COMPANY | Taylor Barrett | TRUE | 2026-07-14T00:00:00 | 2026-10-26T00:00:00 |  | 1 | 0 | 1 | 1687 | 256424 | 55944 | USA | N30 | 835 | IC - MGM TRANSFORMER COMPANY | 90058 | HS25C3B2-D16 | 25KVA, 1PH, 240/480 Primary, 120/240 Secondary, Aluminum winding | PUR | 25KVA, 1PH, 240/480 Primary, 120/240 Secondary, Aluminum winding | EA | EA |  | FALSE |  | P | PPD | DAYTON |  | 77411S-93
134748 | 1 | 10 | States | EGAN COMPANY | Taylor Barrett | TRUE | 2026-07-14T00:00:00 | 2026-07-14T00:00:00 |  | 1 | 0 | 1 | 1687 | 256424 | 55944 | USA | N30 | 835 | IC - MGM TRANSFORMER COMPANY | 90058 | HS25C3B2-D16 | 25KVA, 1PH, 240/480 Primary, 120/240 Secondary, Aluminum winding | PUR | 25KVA, 1PH, 240/480 Primary, 120/240 Secondary, Aluminum winding | EA | EA |  | FALSE |  | P | PPD | DAYTON |  | 77411S-7
134748 | 1 | 142 | States | EGAN COMPANY | Taylor Barrett | TRUE | 2026-07-14T00:00:00 | 2026-11-20T00:00:00 |  | 1 | 0 | 1 | 1687 | 256424 | 55944 | USA | N30 | 835 | IC - MGM TRANSFORMER COMPANY | 90058 | HS25C3B2-D16 | 25KVA, 1PH, 240/480 Primary, 120/240 Secondary, Aluminum winding | PUR | 25KVA, 1PH, 240/480 Primary, 120/240 Secondary, Aluminum winding | EA | EA |  | FALSE |  | P | PPD | DAYTON |  | 77411S-139
134748 | 1 | 148 | States | EGAN COMPANY | Taylor Barrett | TRUE | 2026-07-14T00:00:00 | 2026-11-20T00:00:00 |  | 1 | 0 | 1 | 1687 | 256424 | 55944 | USA | N30 | 835 | IC - MGM TRANSFORMER COMPANY | 90058 | HS25C3B2-D16 | 25KVA, 1PH, 240/480 Primary, 120/240 Secondary, Aluminum winding | PUR | 25KVA, 1PH, 240/480 Primary, 120/240 Secondary, Aluminum winding | EA | EA |  | FALSE |  | P | PPD | DAYTON |  | 77411S-145
134748 | 1 | 18 | States | EGAN COMPANY | Taylor Barrett | TRUE | 2026-07-14T00:00:00 | 2026-07-14T00:00:00 |  | 1 | 0 | 1 | 1687 | 256424 | 55944 | USA | N30 | 835 | IC - MGM TRANSFORMER COMPANY | 90058 | HS25C3B2-D16 | 25KVA, 1PH, 240/480 Primary, 120/240 Secondary, Aluminum winding | PUR | 25KVA, 1PH, 240/480 Primary, 120/240 Secondary, Aluminum winding | EA | EA |  | FALSE |  | P | PPD | DAYTON |  | 77411S-15
134748 | 1 | 111 | States | EGAN COMPANY | Taylor Barrett | TRUE | 2026-07-14T00:00:00 | 2026-10-26T00:00:00 |  | 1 | 0 | 1 | 1687 | 256424 | 55944 | USA | N30 | 835 | IC - MGM TRANSFORMER COMPANY | 90058 | HS25C3B2-D16 | 25KVA, 1PH, 240/480 Primary, 120/240 Secondary, Aluminum winding | PUR | 25KVA, 1PH, 240/480 Primary, 120/240 Secondary, Aluminum winding | EA | EA |  | FALSE |  | P | PPD | DAYTON |  | 77411S-108
134748 | 1 | 70 | States | EGAN COMPANY | Taylor Barrett | TRUE | 2026-07-14T00:00:00 | 2026-09-24T00:00:00 |  | 1 | 0 | 1 | 1687 | 256424 | 55944 | USA | N30 | 835 | IC - MGM TRANSFORMER COMPANY | 90058 | HS25C3B2-D16 | 25KVA, 1PH, 240/480 Primary, 120/240 Secondary, Aluminum winding | PUR | 25KVA, 1PH, 240/480 Primary, 120/240 Secondary, Aluminum winding | EA | EA |  | FALSE |  | P | PPD | DAYTON |  | 77411S-67
134748 | 1 | 72 | States | EGAN COMPANY | Taylor Barrett | TRUE | 2026-07-14T00:00:00 | 2026-09-24T00:00:00 |  | 1 | 0 | 1 | 1687 | 256424 | 55944 | USA | N30 | 835 | IC - MGM TRANSFORMER COMPANY | 90058 | HS25C3B2-D16 | 25KVA, 1PH, 240/480 Primary, 120/240 Secondary, Aluminum winding | PUR | 25KVA, 1PH, 240/480 Primary, 120/240 Secondary, Aluminum winding | EA | EA |  | FALSE |  | P | PPD | DAYTON |  | 77411S-69
134748 | 1 | 87 | States | EGAN COMPANY | Taylor Barrett | TRUE | 2026-07-14T00:00:00 | 2026-09-24T00:00:00 |  | 1 | 0 | 1 | 1687 | 256424 | 55944 | USA | N30 | 835 | IC - MGM TRANSFORMER COMPANY | 90058 | HS25C3B2-D16 | 25KVA, 1PH, 240/480 Primary, 120/240 Secondary, Aluminum winding | PUR | 25KVA, 1PH, 240/480 Primary, 120/240 Secondary, Aluminum winding | EA | EA |  | FALSE |  | P | PPD | DAYTON |  | 77411S-84
134748 | 1 | 84 | States | EGAN COMPANY | Taylor Barrett | TRUE | 2026-07-14T00:00:00 | 2026-09-24T00:00:00 |  | 1 | 0 | 1 | 1687 | 256424 | 55944 | USA | N30 | 835 | IC - MGM TRANSFORMER COMPANY | 90058 | HS25C3B2-D16 | 25KVA, 1PH, 240/480 Primary, 120/240 Secondary, Aluminum winding | PUR | 25KVA, 1PH, 240/480 Primary, 120/240 Secondary, Aluminum winding | EA | EA |  | FALSE |  | P | PPD | DAYTON |  | 77411S-81
134748 | 1 | 27 | States | EGAN COMPANY | Taylor Barrett | TRUE | 2026-07-14T00:00:00 | 2026-07-27T00:00:00 |  | 1 | 0 | 1 | 1687 | 256424 | 55944 | USA | N30 | 835 | IC - MGM TRANSFORMER COMPANY | 90058 | HS25C3B2-D16 | 25KVA, 1PH, 240/480 Primary, 120/240 Secondary, Aluminum winding | PUR | 25KVA, 1PH, 240/480 Primary, 120/240 Secondary, Aluminum winding | EA | EA |  | FALSE |  | P | PPD | DAYTON |  | 77411S-24
134748 | 1 | 19 | States | EGAN COMPANY | Taylor Barrett | TRUE | 2026-07-14T00:00:00 | 2026-07-27T00:00:00 |  | 1 | 0 | 1 | 1687 | 256424 | 55944 | USA | N30 | 835 | IC - MGM TRANSFORMER COMPANY | 90058 | HS25C3B2-D16 | 25KVA, 1PH, 240/480 Primary, 120/240 Secondary, Aluminum winding | PUR | 25KVA, 1PH, 240/480 Primary, 120/240 Secondary, Aluminum winding | EA | EA |  | FALSE |  | P | PPD | DAYTON |  | 77411S-16
134748 | 1 | 125 | States | EGAN COMPANY | Taylor Barrett | TRUE | 2026-07-14T00:00:00 | 2026-10-26T00:00:00 |  | 1 | 0 | 1 | 1687 | 256424 | 55944 | USA | N30 | 835 | IC - MGM TRANSFORMER COMPANY | 90058 | HS25C3B2-D16 | 25KVA, 1PH, 240/480 Primary, 120/240 Secondary, Aluminum winding | PUR | 25KVA, 1PH, 240/480 Primary, 120/240 Secondary, Aluminum winding | EA | EA |  | FALSE |  | P | PPD | DAYTON |  | 77411S-122
134748 | 1 | 83 | States | EGAN COMPANY | Taylor Barrett | TRUE | 2026-07-14T00:00:00 | 2026-09-24T00:00:00 |  | 1 | 0 | 1 | 1687 | 256424 | 55944 | USA | N30 | 835 | IC - MGM TRANSFORMER COMPANY | 90058 | HS25C3B2-D16 | 25KVA, 1PH, 240/480 Primary, 120/240 Secondary, Aluminum winding | PUR | 25KVA, 1PH, 240/480 Primary, 120/240 Secondary, Aluminum winding | EA | EA |  | FALSE |  | P | PPD | DAYTON |  | 77411S-80
134748 | 1 | 150 | States | EGAN COMPANY | Taylor Barrett | TRUE | 2026-07-14T00:00:00 | 2026-11-20T00:00:00 |  | 1 | 0 | 1 | 1687 | 256424 | 55944 | USA | N30 | 835 | IC - MGM TRANSFORMER COMPANY | 90058 | HS25C3B2-D16 | 25KVA, 1PH, 240/480 Primary, 120/240 Secondary, Aluminum winding | PUR | 25KVA, 1PH, 240/480 Primary, 120/240 Secondary, Aluminum winding | EA | EA |  | FALSE |  | P | PPD | DAYTON |  | 77411S-147
134748 | 1 | 147 | States | EGAN COMPANY | Taylor Barrett | TRUE | 2026-07-14T00:00:00 | 2026-11-20T00:00:00 |  | 1 | 0 | 1 | 1687 | 256424 | 55944 | USA | N30 | 835 | IC - MGM TRANSFORMER COMPANY | 90058 | HS25C3B2-D16 | 25KVA, 1PH, 240/480 Primary, 120/240 Secondary, Aluminum winding | PUR | 25KVA, 1PH, 240/480 Primary, 120/240 Secondary, Aluminum winding | EA | EA |  | FALSE |  | P | PPD | DAYTON |  | 77411S-144
134748 | 1 | 6 | States | EGAN COMPANY | Taylor Barrett | TRUE | 2026-07-14T00:00:00 | 2026-12-04T00:00:00 |  | 1 | 0 | 1 | 1687 | 256424 | 55944 | USA | N30 | 835 | IC - MGM TRANSFORMER COMPANY | 90058 | HS25C3B2-D16 | 25KVA, 1PH, 240/480 Primary, 120/240 Secondary, Aluminum winding | PUR | 25KVA, 1PH, 240/480 Primary, 120/240 Secondary, Aluminum winding | EA | EA |  | FALSE |  | P | PPD | DAYTON |  | 77411S-TBD4
134748 | 1 | 94 | States | EGAN COMPANY | Taylor Barrett | TRUE | 2026-07-14T00:00:00 | 2026-09-24T00:00:00 |  | 1 | 0 | 1 | 1687 | 256424 | 55944 | USA | N30 | 835 | IC - MGM TRANSFORMER COMPANY | 90058 | HS25C3B2-D16 | 25KVA, 1PH, 240/480 Primary, 120/240 Secondary, Aluminum winding | PUR | 25KVA, 1PH, 240/480 Primary, 120/240 Secondary, Aluminum winding | EA | EA |  | FALSE |  | P | PPD | DAYTON |  | 77411S-91
134748 | 1 | 86 | States | EGAN COMPANY | Taylor Barrett | TRUE | 2026-07-14T00:00:00 | 2026-09-24T00:00:00 |  | 1 | 0 | 1 | 1687 | 256424 | 55944 | USA | N30 | 835 | IC - MGM TRANSFORMER COMPANY | 90058 | HS25C3B2-D16 | 25KVA, 1PH, 240/480 Primary, 120/240 Secondary, Aluminum winding | PUR | 25KVA, 1PH, 240/480 Primary, 120/240 Secondary, Aluminum winding | EA | EA |  | FALSE |  | P | PPD | DAYTON |  | 77411S-83
134748 | 1 | 81 | States | EGAN COMPANY | Taylor Barrett | TRUE | 2026-07-14T00:00:00 | 2026-09-24T00:00:00 |  | 1 | 0 | 1 | 1687 | 256424 | 55944 | USA | N30 | 835 | IC - MGM TRANSFORMER COMPANY | 90058 | HS25C3B2-D16 | 25KVA, 1PH, 240/480 Primary, 120/240 Secondary, Aluminum winding | PUR | 25KVA, 1PH, 240/480 Primary, 120/240 Secondary, Aluminum winding | EA | EA |  | FALSE |  | P | PPD | DAYTON |  | 77411S-78
134748 | 1 | 109 | States | EGAN COMPANY | Taylor Barrett | TRUE | 2026-07-14T00:00:00 | 2026-10-26T00:00:00 |  | 1 | 0 | 1 | 1687 | 256424 | 55944 | USA | N30 | 835 | IC - MGM TRANSFORMER COMPANY | 90058 | HS25C3B2-D16 | 25KVA, 1PH, 240/480 Primary, 120/240 Secondary, Aluminum winding | PUR | 25KVA, 1PH, 240/480 Primary, 120/240 Secondary, Aluminum winding | EA | EA |  | FALSE |  | P | PPD | DAYTON |  | 77411S-106
134748 | 1 | 121 | States | EGAN COMPANY | Taylor Barrett | TRUE | 2026-07-14T00:00:00 | 2026-10-26T00:00:00 |  | 1 | 0 | 1 | 1687 | 256424 | 55944 | USA | N30 | 835 | IC - MGM TRANSFORMER COMPANY | 90058 | HS25C3B2-D16 | 25KVA, 1PH, 240/480 Primary, 120/240 Secondary, Aluminum winding | PUR | 25KVA, 1PH, 240/480 Primary, 120/240 Secondary, Aluminum winding | EA | EA |  | FALSE |  | P | PPD | DAYTON |  | 77411S-118
134748 | 1 | 36 | States | EGAN COMPANY | Taylor Barrett | TRUE | 2026-07-14T00:00:00 | 2026-07-27T00:00:00 |  | 1 | 0 | 1 | 1687 | 256424 | 55944 | USA | N30 | 835 | IC - MGM TRANSFORMER COMPANY | 90058 | HS25C3B2-D16 | 25KVA, 1PH, 240/480 Primary, 120/240 Secondary, Aluminum winding | PUR | 25KVA, 1PH, 240/480 Primary, 120/240 Secondary, Aluminum winding | EA | EA |  | FALSE |  | P | PPD | DAYTON |  | 77411S-33
134748 | 1 | 138 | States | EGAN COMPANY | Taylor Barrett | TRUE | 2026-07-14T00:00:00 | 2026-10-26T00:00:00 |  | 1 | 0 | 1 | 1687 | 256424 | 55944 | USA | N30 | 835 | IC - MGM TRANSFORMER COMPANY | 90058 | HS25C3B2-D16 | 25KVA, 1PH, 240/480 Primary, 120/240 Secondary, Aluminum winding | PUR | 25KVA, 1PH, 240/480 Primary, 120/240 Secondary, Aluminum winding | EA | EA |  | FALSE |  | P | PPD | DAYTON |  | 77411S-135
134748 | 1 | 30 | States | EGAN COMPANY | Taylor Barrett | TRUE | 2026-07-14T00:00:00 | 2026-07-27T00:00:00 |  | 1 | 0 | 1 | 1687 | 256424 | 55944 | USA | N30 | 835 | IC - MGM TRANSFORMER COMPANY | 90058 | HS25C3B2-D16 | 25KVA, 1PH, 240/480 Primary, 120/240 Secondary, Aluminum winding | PUR | 25KVA, 1PH, 240/480 Primary, 120/240 Secondary, Aluminum winding | EA | EA |  | FALSE |  | P | PPD | DAYTON |  | 77411S-27
134748 | 1 | 123 | States | EGAN COMPANY | Taylor Barrett | TRUE | 2026-07-14T00:00:00 | 2026-10-26T00:00:00 |  | 1 | 0 | 1 | 1687 | 256424 | 55944 | USA | N30 | 835 | IC - MGM TRANSFORMER COMPANY | 90058 | HS25C3B2-D16 | 25KVA, 1PH, 240/480 Primary, 120/240 Secondary, Aluminum winding | PUR | 25KVA, 1PH, 240/480 Primary, 120/240 Secondary, Aluminum winding | EA | EA |  | FALSE |  | P | PPD | DAYTON |  | 77411S-120
134748 | 1 | 73 | States | EGAN COMPANY | Taylor Barrett | TRUE | 2026-07-14T00:00:00 | 2026-09-24T00:00:00 |  | 1 | 0 | 1 | 1687 | 256424 | 55944 | USA | N30 | 835 | IC - MGM TRANSFORMER COMPANY | 90058 | HS25C3B2-D16 | 25KVA, 1PH, 240/480 Primary, 120/240 Secondary, Aluminum winding | PUR | 25KVA, 1PH, 240/480 Primary, 120/240 Secondary, Aluminum winding | EA | EA |  | FALSE |  | P | PPD | DAYTON |  | 77411S-70
134748 | 1 | 56 | States | EGAN COMPANY | Taylor Barrett | TRUE | 2026-07-14T00:00:00 | 2026-08-25T00:00:00 |  | 1 | 0 | 1 | 1687 | 256424 | 55944 | USA | N30 | 835 | IC - MGM TRANSFORMER COMPANY | 90058 | HS25C3B2-D16 | 25KVA, 1PH, 240/480 Primary, 120/240 Secondary, Aluminum winding | PUR | 25KVA, 1PH, 240/480 Primary, 120/240 Secondary, Aluminum winding | EA | EA |  | FALSE |  | P | PPD | DAYTON |  | 77411S-53
134748 | 1 | 75 | States | EGAN COMPANY | Taylor Barrett | TRUE | 2026-07-14T00:00:00 | 2026-09-24T00:00:00 |  | 1 | 0 | 1 | 1687 | 256424 | 55944 | USA | N30 | 835 | IC - MGM TRANSFORMER COMPANY | 90058 | HS25C3B2-D16 | 25KVA, 1PH, 240/480 Primary, 120/240 Secondary, Aluminum winding | PUR | 25KVA, 1PH, 240/480 Primary, 120/240 Secondary, Aluminum winding | EA | EA |  | FALSE |  | P | PPD | DAYTON |  | 77411S-72
134748 | 1 | 100 | States | EGAN COMPANY | Taylor Barrett | TRUE | 2026-07-14T00:00:00 | 2026-10-26T00:00:00 |  | 1 | 0 | 1 | 1687 | 256424 | 55944 | USA | N30 | 835 | IC - MGM TRANSFORMER COMPANY | 90058 | HS25C3B2-D16 | 25KVA, 1PH, 240/480 Primary, 120/240 Secondary, Aluminum winding | PUR | 25KVA, 1PH, 240/480 Primary, 120/240 Secondary, Aluminum winding | EA | EA |  | FALSE |  | P | PPD | DAYTON |  | 77411S-97
134748 | 1 | 31 | States | EGAN COMPANY | Taylor Barrett | TRUE | 2026-07-14T00:00:00 | 2026-07-27T00:00:00 |  | 1 | 0 | 1 | 1687 | 256424 | 55944 | USA | N30 | 835 | IC - MGM TRANSFORMER COMPANY | 90058 | HS25C3B2-D16 | 25KVA, 1PH, 240/480 Primary, 120/240 Secondary, Aluminum winding | PUR | 25KVA, 1PH, 240/480 Primary, 120/240 Secondary, Aluminum winding | EA | EA |  | FALSE |  | P | PPD | DAYTON |  | 77411S-28
134748 | 1 | 32 | States | EGAN COMPANY | Taylor Barrett | TRUE | 2026-07-14T00:00:00 | 2026-07-27T00:00:00 |  | 1 | 0 | 1 | 1687 | 256424 | 55944 | USA | N30 | 835 | IC - MGM TRANSFORMER COMPANY | 90058 | HS25C3B2-D16 | 25KVA, 1PH, 240/480 Primary, 120/240 Secondary, Aluminum winding | PUR | 25KVA, 1PH, 240/480 Primary, 120/240 Secondary, Aluminum winding | EA | EA |  | FALSE |  | P | PPD | DAYTON |  | 77411S-29
134748 | 1 | 4 | States | EGAN COMPANY | Taylor Barrett | TRUE | 2026-07-14T00:00:00 | 2026-12-04T00:00:00 |  | 1 | 0 | 1 | 1687 | 256424 | 55944 | USA | N30 | 835 | IC - MGM TRANSFORMER COMPANY | 90058 | HS25C3B2-D16 | 25KVA, 1PH, 240/480 Primary, 120/240 Secondary, Aluminum winding | PUR | 25KVA, 1PH, 240/480 Primary, 120/240 Secondary, Aluminum winding | EA | EA |  | FALSE |  | P | PPD | DAYTON |  | 77411S-TBD2
134748 | 1 | 99 | States | EGAN COMPANY | Taylor Barrett | TRUE | 2026-07-14T00:00:00 | 2026-10-26T00:00:00 |  | 1 | 0 | 1 | 1687 | 256424 | 55944 | USA | N30 | 835 | IC - MGM TRANSFORMER COMPANY | 90058 | HS25C3B2-D16 | 25KVA, 1PH, 240/480 Primary, 120/240 Secondary, Aluminum winding | PUR | 25KVA, 1PH, 240/480 Primary, 120/240 Secondary, Aluminum winding | EA | EA |  | FALSE |  | P | PPD | DAYTON |  | 77411S-96
134748 | 1 | 69 | States | EGAN COMPANY | Taylor Barrett | TRUE | 2026-07-14T00:00:00 | 2026-09-24T00:00:00 |  | 1 | 0 | 1 | 1687 | 256424 | 55944 | USA | N30 | 835 | IC - MGM TRANSFORMER COMPANY | 90058 | HS25C3B2-D16 | 25KVA, 1PH, 240/480 Primary, 120/240 Secondary, Aluminum winding | PUR | 25KVA, 1PH, 240/480 Primary, 120/240 Secondary, Aluminum winding | EA | EA |  | FALSE |  | P | PPD | DAYTON |  | 77411S-66
134748 | 1 | 24 | States | EGAN COMPANY | Taylor Barrett | TRUE | 2026-07-14T00:00:00 | 2026-07-27T00:00:00 |  | 1 | 0 | 1 | 1687 | 256424 | 55944 | USA | N30 | 835 | IC - MGM TRANSFORMER COMPANY | 90058 | HS25C3B2-D16 | 25KVA, 1PH, 240/480 Primary, 120/240 Secondary, Aluminum winding | PUR | 25KVA, 1PH, 240/480 Primary, 120/240 Secondary, Aluminum winding | EA | EA |  | FALSE |  | P | PPD | DAYTON |  | 77411S-21
134748 | 1 | 90 | States | EGAN COMPANY | Taylor Barrett | TRUE | 2026-07-14T00:00:00 | 2026-09-24T00:00:00 |  | 1 | 0 | 1 | 1687 | 256424 | 55944 | USA | N30 | 835 | IC - MGM TRANSFORMER COMPANY | 90058 | HS25C3B2-D16 | 25KVA, 1PH, 240/480 Primary, 120/240 Secondary, Aluminum winding | PUR | 25KVA, 1PH, 240/480 Primary, 120/240 Secondary, Aluminum winding | EA | EA |  | FALSE |  | P | PPD | DAYTON |  | 77411S-87
134748 | 1 | 37 | States | EGAN COMPANY | Taylor Barrett | TRUE | 2026-07-14T00:00:00 | 2026-07-27T00:00:00 |  | 1 | 0 | 1 | 1687 | 256424 | 55944 | USA | N30 | 835 | IC - MGM TRANSFORMER COMPANY | 90058 | HS25C3B2-D16 | 25KVA, 1PH, 240/480 Primary, 120/240 Secondary, Aluminum winding | PUR | 25KVA, 1PH, 240/480 Primary, 120/240 Secondary, Aluminum winding | EA | EA |  | FALSE |  | P | PPD | DAYTON |  | 77411S-34
134748 | 1 | 127 | States | EGAN COMPANY | Taylor Barrett | TRUE | 2026-07-14T00:00:00 | 2026-10-26T00:00:00 |  | 1 | 0 | 1 | 1687 | 256424 | 55944 | USA | N30 | 835 | IC - MGM TRANSFORMER COMPANY | 90058 | HS25C3B2-D16 | 25KVA, 1PH, 240/480 Primary, 120/240 Secondary, Aluminum winding | PUR | 25KVA, 1PH, 240/480 Primary, 120/240 Secondary, Aluminum winding | EA | EA |  | FALSE |  | P | PPD | DAYTON |  | 77411S-124
134748 | 1 | 35 | States | EGAN COMPANY | Taylor Barrett | TRUE | 2026-07-14T00:00:00 | 2026-07-27T00:00:00 |  | 1 | 0 | 1 | 1687 | 256424 | 55944 | USA | N30 | 835 | IC - MGM TRANSFORMER COMPANY | 90058 | HS25C3B2-D16 | 25KVA, 1PH, 240/480 Primary, 120/240 Secondary, Aluminum winding | PUR | 25KVA, 1PH, 240/480 Primary, 120/240 Secondary, Aluminum winding | EA | EA |  | FALSE |  | P | PPD | DAYTON |  | 77411S-32
134748 | 1 | 3 | States | EGAN COMPANY | Taylor Barrett | TRUE | 2026-07-14T00:00:00 | 2026-12-04T00:00:00 |  | 1 | 0 | 1 | 1687 | 256424 | 55944 | USA | N30 | 835 | IC - MGM TRANSFORMER COMPANY | 90058 | HS25C3B2-D16 | 25KVA, 1PH, 240/480 Primary, 120/240 Secondary, Aluminum winding | PUR | 25KVA, 1PH, 240/480 Primary, 120/240 Secondary, Aluminum winding | EA | EA |  | FALSE |  | P | PPD | DAYTON |  | 77411S-TBD1
134748 | 1 | 124 | States | EGAN COMPANY | Taylor Barrett | TRUE | 2026-07-14T00:00:00 | 2026-10-26T00:00:00 |  | 1 | 0 | 1 | 1687 | 256424 | 55944 | USA | N30 | 835 | IC - MGM TRANSFORMER COMPANY | 90058 | HS25C3B2-D16 | 25KVA, 1PH, 240/480 Primary, 120/240 Secondary, Aluminum winding | PUR | 25KVA, 1PH, 240/480 Primary, 120/240 Secondary, Aluminum winding | EA | EA |  | FALSE |  | P | PPD | DAYTON |  | 77411S-121
134748 | 1 | 105 | States | EGAN COMPANY | Taylor Barrett | TRUE | 2026-07-14T00:00:00 | 2026-10-26T00:00:00 |  | 1 | 0 | 1 | 1687 | 256424 | 55944 | USA | N30 | 835 | IC - MGM TRANSFORMER COMPANY | 90058 | HS25C3B2-D16 | 25KVA, 1PH, 240/480 Primary, 120/240 Secondary, Aluminum winding | PUR | 25KVA, 1PH, 240/480 Primary, 120/240 Secondary, Aluminum winding | EA | EA |  | FALSE |  | P | PPD | DAYTON |  | 77411S-102
134748 | 1 | 71 | States | EGAN COMPANY | Taylor Barrett | TRUE | 2026-07-14T00:00:00 | 2026-09-24T00:00:00 |  | 1 | 0 | 1 | 1687 | 256424 | 55944 | USA | N30 | 835 | IC - MGM TRANSFORMER COMPANY | 90058 | HS25C3B2-D16 | 25KVA, 1PH, 240/480 Primary, 120/240 Secondary, Aluminum winding | PUR | 25KVA, 1PH, 240/480 Primary, 120/240 Secondary, Aluminum winding | EA | EA |  | FALSE |  | P | PPD | DAYTON |  | 77411S-68
134748 | 1 | 40 | States | EGAN COMPANY | Taylor Barrett | TRUE | 2026-07-14T00:00:00 | 2026-07-27T00:00:00 |  | 1 | 0 | 1 | 1687 | 256424 | 55944 | USA | N30 | 835 | IC - MGM TRANSFORMER COMPANY | 90058 | HS25C3B2-D16 | 25KVA, 1PH, 240/480 Primary, 120/240 Secondary, Aluminum winding | PUR | 25KVA, 1PH, 240/480 Primary, 120/240 Secondary, Aluminum winding | EA | EA |  | FALSE |  | P | PPD | DAYTON |  | 77411S-37
134748 | 1 | 134 | States | EGAN COMPANY | Taylor Barrett | TRUE | 2026-07-14T00:00:00 | 2026-10-26T00:00:00 |  | 1 | 0 | 1 | 1687 | 256424 | 55944 | USA | N30 | 835 | IC - MGM TRANSFORMER COMPANY | 90058 | HS25C3B2-D16 | 25KVA, 1PH, 240/480 Primary, 120/240 Secondary, Aluminum winding | PUR | 25KVA, 1PH, 240/480 Primary, 120/240 Secondary, Aluminum winding | EA | EA |  | FALSE |  | P | PPD | DAYTON |  | 77411S-131
134748 | 1 | 91 | States | EGAN COMPANY | Taylor Barrett | TRUE | 2026-07-14T00:00:00 | 2026-09-24T00:00:00 |  | 1 | 0 | 1 | 1687 | 256424 | 55944 | USA | N30 | 835 | IC - MGM TRANSFORMER COMPANY | 90058 | HS25C3B2-D16 | 25KVA, 1PH, 240/480 Primary, 120/240 Secondary, Aluminum winding | PUR | 25KVA, 1PH, 240/480 Primary, 120/240 Secondary, Aluminum winding | EA | EA |  | FALSE |  | P | PPD | DAYTON |  | 77411S-88
134748 | 1 | 114 | States | EGAN COMPANY | Taylor Barrett | TRUE | 2026-07-14T00:00:00 | 2026-10-26T00:00:00 |  | 1 | 0 | 1 | 1687 | 256424 | 55944 | USA | N30 | 835 | IC - MGM TRANSFORMER COMPANY | 90058 | HS25C3B2-D16 | 25KVA, 1PH, 240/480 Primary, 120/240 Secondary, Aluminum winding | PUR | 25KVA, 1PH, 240/480 Primary, 120/240 Secondary, Aluminum winding | EA | EA |  | FALSE |  | P | PPD | DAYTON |  | 77411S-111
134748 | 1 | 145 | States | EGAN COMPANY | Taylor Barrett | TRUE | 2026-07-14T00:00:00 | 2026-11-20T00:00:00 |  | 1 | 0 | 1 | 1687 | 256424 | 55944 | USA | N30 | 835 | IC - MGM TRANSFORMER COMPANY | 90058 | HS25C3B2-D16 | 25KVA, 1PH, 240/480 Primary, 120/240 Secondary, Aluminum winding | PUR | 25KVA, 1PH, 240/480 Primary, 120/240 Secondary, Aluminum winding | EA | EA |  | FALSE |  | P | PPD | DAYTON |  | 77411S-142
134748 | 1 | 41 | States | EGAN COMPANY | Taylor Barrett | TRUE | 2026-07-14T00:00:00 | 2026-07-27T00:00:00 |  | 1 | 0 | 1 | 1687 | 256424 | 55944 | USA | N30 | 835 | IC - MGM TRANSFORMER COMPANY | 90058 | HS25C3B2-D16 | 25KVA, 1PH, 240/480 Primary, 120/240 Secondary, Aluminum winding | PUR | 25KVA, 1PH, 240/480 Primary, 120/240 Secondary, Aluminum winding | EA | EA |  | FALSE |  | P | PPD | DAYTON |  | 77411S-38
134748 | 1 | 98 | States | EGAN COMPANY | Taylor Barrett | TRUE | 2026-07-14T00:00:00 | 2026-10-26T00:00:00 |  | 1 | 0 | 1 | 1687 | 256424 | 55944 | USA | N30 | 835 | IC - MGM TRANSFORMER COMPANY | 90058 | HS25C3B2-D16 | 25KVA, 1PH, 240/480 Primary, 120/240 Secondary, Aluminum winding | PUR | 25KVA, 1PH, 240/480 Primary, 120/240 Secondary, Aluminum winding | EA | EA |  | FALSE |  | P | PPD | DAYTON |  | 77411S-95
134748 | 1 | 29 | States | EGAN COMPANY | Taylor Barrett | TRUE | 2026-07-14T00:00:00 | 2026-07-27T00:00:00 |  | 1 | 0 | 1 | 1687 | 256424 | 55944 | USA | N30 | 835 | IC - MGM TRANSFORMER COMPANY | 90058 | HS25C3B2-D16 | 25KVA, 1PH, 240/480 Primary, 120/240 Secondary, Aluminum winding | PUR | 25KVA, 1PH, 240/480 Primary, 120/240 Secondary, Aluminum winding | EA | EA |  | FALSE |  | P | PPD | DAYTON |  | 77411S-26
134748 | 1 | 92 | States | EGAN COMPANY | Taylor Barrett | TRUE | 2026-07-14T00:00:00 | 2026-09-24T00:00:00 |  | 1 | 0 | 1 | 1687 | 256424 | 55944 | USA | N30 | 835 | IC - MGM TRANSFORMER COMPANY | 90058 | HS25C3B2-D16 | 25KVA, 1PH, 240/480 Primary, 120/240 Secondary, Aluminum winding | PUR | 25KVA, 1PH, 240/480 Primary, 120/240 Secondary, Aluminum winding | EA | EA |  | FALSE |  | P | PPD | DAYTON |  | 77411S-89
134748 | 1 | 93 | States | EGAN COMPANY | Taylor Barrett | TRUE | 2026-07-14T00:00:00 | 2026-09-24T00:00:00 |  | 1 | 0 | 1 | 1687 | 256424 | 55944 | USA | N30 | 835 | IC - MGM TRANSFORMER COMPANY | 90058 | HS25C3B2-D16 | 25KVA, 1PH, 240/480 Primary, 120/240 Secondary, Aluminum winding | PUR | 25KVA, 1PH, 240/480 Primary, 120/240 Secondary, Aluminum winding | EA | EA |  | FALSE |  | P | PPD | DAYTON |  | 77411S-90
134748 | 1 | 132 | States | EGAN COMPANY | Taylor Barrett | TRUE | 2026-07-14T00:00:00 | 2026-10-26T00:00:00 |  | 1 | 0 | 1 | 1687 | 256424 | 55944 | USA | N30 | 835 | IC - MGM TRANSFORMER COMPANY | 90058 | HS25C3B2-D16 | 25KVA, 1PH, 240/480 Primary, 120/240 Secondary, Aluminum winding | PUR | 25KVA, 1PH, 240/480 Primary, 120/240 Secondary, Aluminum winding | EA | EA |  | FALSE |  | P | PPD | DAYTON |  | 77411S-129
134748 | 1 | 28 | States | EGAN COMPANY | Taylor Barrett | TRUE | 2026-07-14T00:00:00 | 2026-07-27T00:00:00 |  | 1 | 0 | 1 | 1687 | 256424 | 55944 | USA | N30 | 835 | IC - MGM TRANSFORMER COMPANY | 90058 | HS25C3B2-D16 | 25KVA, 1PH, 240/480 Primary, 120/240 Secondary, Aluminum winding | PUR | 25KVA, 1PH, 240/480 Primary, 120/240 Secondary, Aluminum winding | EA | EA |  | FALSE |  | P | PPD | DAYTON |  | 77411S-25
134748 | 1 | 58 | States | EGAN COMPANY | Taylor Barrett | TRUE | 2026-07-14T00:00:00 | 2026-08-25T00:00:00 |  | 1 | 0 | 1 | 1687 | 256424 | 55944 | USA | N30 | 835 | IC - MGM TRANSFORMER COMPANY | 90058 | HS25C3B2-D16 | 25KVA, 1PH, 240/480 Primary, 120/240 Secondary, Aluminum winding | PUR | 25KVA, 1PH, 240/480 Primary, 120/240 Secondary, Aluminum winding | EA | EA |  | FALSE |  | P | PPD | DAYTON |  | 77411S-55
134748 | 1 | 25 | States | EGAN COMPANY | Taylor Barrett | TRUE | 2026-07-14T00:00:00 | 2026-07-27T00:00:00 |  | 1 | 0 | 1 | 1687 | 256424 | 55944 | USA | N30 | 835 | IC - MGM TRANSFORMER COMPANY | 90058 | HS25C3B2-D16 | 25KVA, 1PH, 240/480 Primary, 120/240 Secondary, Aluminum winding | PUR | 25KVA, 1PH, 240/480 Primary, 120/240 Secondary, Aluminum winding | EA | EA |  | FALSE |  | P | PPD | DAYTON |  | 77411S-22
134748 | 1 | 2 | States | EGAN COMPANY | Taylor Barrett | TRUE | 2026-07-14T00:00:00 | 2026-07-14T00:00:00 |  | 1 | 0 | 1 | 1687 | 256424 | 55944 | USA | N30 | 835 | IC - MGM TRANSFORMER COMPANY | 90058 | HS25C3B2-D16 | 25KVA, 1PH, 240/480 Primary, 120/240 Secondary, Aluminum winding | PUR | 25KVA, 1PH, 240/480 Primary, 120/240 Secondary, Aluminum winding | EA | EA |  | FALSE |  | P | PPD | DAYTON |  | 77411S-3
134748 | 1 | 7 | States | EGAN COMPANY | Taylor Barrett | TRUE | 2026-07-14T00:00:00 | 2026-07-14T00:00:00 |  | 1 | 0 | 1 | 1687 | 256424 | 55944 | USA | N30 | 835 | IC - MGM TRANSFORMER COMPANY | 90058 | HS25C3B2-D16 | 25KVA, 1PH, 240/480 Primary, 120/240 Secondary, Aluminum winding | PUR | 25KVA, 1PH, 240/480 Primary, 120/240 Secondary, Aluminum winding | EA | EA |  | FALSE |  | P | PPD | DAYTON |  | 77411S-4
134748 | 1 | 60 | States | EGAN COMPANY | Taylor Barrett | TRUE | 2026-07-14T00:00:00 | 2026-08-25T00:00:00 |  | 1 | 0 | 1 | 1687 | 256424 | 55944 | USA | N30 | 835 | IC - MGM TRANSFORMER COMPANY | 90058 | HS25C3B2-D16 | 25KVA, 1PH, 240/480 Primary, 120/240 Secondary, Aluminum winding | PUR | 25KVA, 1PH, 240/480 Primary, 120/240 Secondary, Aluminum winding | EA | EA |  | FALSE |  | P | PPD | DAYTON |  | 77411S-57
134748 | 1 | 149 | States | EGAN COMPANY | Taylor Barrett | TRUE | 2026-07-14T00:00:00 | 2026-11-20T00:00:00 |  | 1 | 0 | 1 | 1687 | 256424 | 55944 | USA | N30 | 835 | IC - MGM TRANSFORMER COMPANY | 90058 | HS25C3B2-D16 | 25KVA, 1PH, 240/480 Primary, 120/240 Secondary, Aluminum winding | PUR | 25KVA, 1PH, 240/480 Primary, 120/240 Secondary, Aluminum winding | EA | EA |  | FALSE |  | P | PPD | DAYTON |  | 77411S-146
134748 | 1 | 113 | States | EGAN COMPANY | Taylor Barrett | TRUE | 2026-07-14T00:00:00 | 2026-10-26T00:00:00 |  | 1 | 0 | 1 | 1687 | 256424 | 55944 | USA | N30 | 835 | IC - MGM TRANSFORMER COMPANY | 90058 | HS25C3B2-D16 | 25KVA, 1PH, 240/480 Primary, 120/240 Secondary, Aluminum winding | PUR | 25KVA, 1PH, 240/480 Primary, 120/240 Secondary, Aluminum winding | EA | EA |  | FALSE |  | P | PPD | DAYTON |  | 77411S-110
134748 | 1 | 115 | States | EGAN COMPANY | Taylor Barrett | TRUE | 2026-07-14T00:00:00 | 2026-10-26T00:00:00 |  | 1 | 0 | 1 | 1687 | 256424 | 55944 | USA | N30 | 835 | IC - MGM TRANSFORMER COMPANY | 90058 | HS25C3B2-D16 | 25KVA, 1PH, 240/480 Primary, 120/240 Secondary, Aluminum winding | PUR | 25KVA, 1PH, 240/480 Primary, 120/240 Secondary, Aluminum winding | EA | EA |  | FALSE |  | P | PPD | DAYTON |  | 77411S-112
134748 | 1 | 55 | States | EGAN COMPANY | Taylor Barrett | TRUE | 2026-07-14T00:00:00 | 2026-08-25T00:00:00 |  | 1 | 0 | 1 | 1687 | 256424 | 55944 | USA | N30 | 835 | IC - MGM TRANSFORMER COMPANY | 90058 | HS25C3B2-D16 | 25KVA, 1PH, 240/480 Primary, 120/240 Secondary, Aluminum winding | PUR | 25KVA, 1PH, 240/480 Primary, 120/240 Secondary, Aluminum winding | EA | EA |  | FALSE |  | P | PPD | DAYTON |  | 77411S-52
134748 | 1 | 116 | States | EGAN COMPANY | Taylor Barrett | TRUE | 2026-07-14T00:00:00 | 2026-10-26T00:00:00 |  | 1 | 0 | 1 | 1687 | 256424 | 55944 | USA | N30 | 835 | IC - MGM TRANSFORMER COMPANY | 90058 | HS25C3B2-D16 | 25KVA, 1PH, 240/480 Primary, 120/240 Secondary, Aluminum winding | PUR | 25KVA, 1PH, 240/480 Primary, 120/240 Secondary, Aluminum winding | EA | EA |  | FALSE |  | P | PPD | DAYTON |  | 77411S-113
134748 | 1 | 140 | States | EGAN COMPANY | Taylor Barrett | TRUE | 2026-07-14T00:00:00 | 2026-11-20T00:00:00 |  | 1 | 0 | 1 | 1687 | 256424 | 55944 | USA | N30 | 835 | IC - MGM TRANSFORMER COMPANY | 90058 | HS25C3B2-D16 | 25KVA, 1PH, 240/480 Primary, 120/240 Secondary, Aluminum winding | PUR | 25KVA, 1PH, 240/480 Primary, 120/240 Secondary, Aluminum winding | EA | EA |  | FALSE |  | P | PPD | DAYTON |  | 77411S-137
134748 | 1 | 57 | States | EGAN COMPANY | Taylor Barrett | TRUE | 2026-07-14T00:00:00 | 2026-08-25T00:00:00 |  | 1 | 0 | 1 | 1687 | 256424 | 55944 | USA | N30 | 835 | IC - MGM TRANSFORMER COMPANY | 90058 | HS25C3B2-D16 | 25KVA, 1PH, 240/480 Primary, 120/240 Secondary, Aluminum winding | PUR | 25KVA, 1PH, 240/480 Primary, 120/240 Secondary, Aluminum winding | EA | EA |  | FALSE |  | P | PPD | DAYTON |  | 77411S-54
134750 | 1 | 22 | States | EGAN COMPANY | Taylor Barrett | TRUE | 2026-07-14T00:00:00 | 2026-09-24T00:00:00 |  | 2 | 0 | 2 | 1687 | 107968 | 55944 | USA | N30 | 835 | IC - MGM TRANSFORMER COMPANY | 90058 | HS25C3B2-D16 | 25KVA, 1PH, 240/480 Primary, 120/240 Secondary, Aluminum winding | PUR | 25KVA, 1PH, 240/480 Primary, 120/240 Secondary, Aluminum winding | EA | EA |  | FALSE |  | P | PPD | DAYTON |  | 77414S-22
134750 | 1 | 29 | States | EGAN COMPANY | Taylor Barrett | TRUE | 2026-07-14T00:00:00 | 2026-09-24T00:00:00 |  | 2 | 0 | 2 | 1687 | 107968 | 55944 | USA | N30 | 835 | IC - MGM TRANSFORMER COMPANY | 90058 | HS25C3B2-D16 | 25KVA, 1PH, 240/480 Primary, 120/240 Secondary, Aluminum winding | PUR | 25KVA, 1PH, 240/480 Primary, 120/240 Secondary, Aluminum winding | EA | EA |  | FALSE |  | P | PPD | DAYTON |  | 77414S-29
134750 | 1 | 32 | States | EGAN COMPANY | Taylor Barrett | TRUE | 2026-07-14T00:00:00 | 2026-09-24T00:00:00 |  | 2 | 0 | 2 | 1687 | 107968 | 55944 | USA | N30 | 835 | IC - MGM TRANSFORMER COMPANY | 90058 | HS25C3B2-D16 | 25KVA, 1PH, 240/480 Primary, 120/240 Secondary, Aluminum winding | PUR | 25KVA, 1PH, 240/480 Primary, 120/240 Secondary, Aluminum winding | EA | EA |  | FALSE |  | P | PPD | DAYTON |  | 77414S-32
134750 | 1 | 24 | States | EGAN COMPANY | Taylor Barrett | TRUE | 2026-07-14T00:00:00 | 2026-09-24T00:00:00 |  | 2 | 0 | 2 | 1687 | 107968 | 55944 | USA | N30 | 835 | IC - MGM TRANSFORMER COMPANY | 90058 | HS25C3B2-D16 | 25KVA, 1PH, 240/480 Primary, 120/240 Secondary, Aluminum winding | PUR | 25KVA, 1PH, 240/480 Primary, 120/240 Secondary, Aluminum winding | EA | EA |  | FALSE |  | P | PPD | DAYTON |  | 77414S-24
134750 | 1 | 17 | States | EGAN COMPANY | Taylor Barrett | TRUE | 2026-07-14T00:00:00 | 2026-08-25T00:00:00 |  | 2 | 0 | 2 | 1687 | 107968 | 55944 | USA | N30 | 835 | IC - MGM TRANSFORMER COMPANY | 90058 | HS25C3B2-D16 | 25KVA, 1PH, 240/480 Primary, 120/240 Secondary, Aluminum winding | PUR | 25KVA, 1PH, 240/480 Primary, 120/240 Secondary, Aluminum winding | EA | EA |  | FALSE |  | P | PPD | DAYTON |  | 77414S-17
134750 | 1 | 16 | States | EGAN COMPANY | Taylor Barrett | TRUE | 2026-07-14T00:00:00 | 2026-08-25T00:00:00 |  | 2 | 0 | 2 | 1687 | 107968 | 55944 | USA | N30 | 835 | IC - MGM TRANSFORMER COMPANY | 90058 | HS25C3B2-D16 | 25KVA, 1PH, 240/480 Primary, 120/240 Secondary, Aluminum winding | PUR | 25KVA, 1PH, 240/480 Primary, 120/240 Secondary, Aluminum winding | EA | EA |  | FALSE |  | P | PPD | DAYTON |  | 77414S-16
134750 | 1 | 20 | States | EGAN COMPANY | Taylor Barrett | TRUE | 2026-07-14T00:00:00 | 2026-09-24T00:00:00 |  | 2 | 0 | 2 | 1687 | 107968 | 55944 | USA | N30 | 835 | IC - MGM TRANSFORMER COMPANY | 90058 | HS25C3B2-D16 | 25KVA, 1PH, 240/480 Primary, 120/240 Secondary, Aluminum winding | PUR | 25KVA, 1PH, 240/480 Primary, 120/240 Secondary, Aluminum winding | EA | EA |  | FALSE |  | P | PPD | DAYTON |  | 77414S-20
134750 | 1 | 31 | States | EGAN COMPANY | Taylor Barrett | TRUE | 2026-07-14T00:00:00 | 2026-09-24T00:00:00 |  | 2 | 0 | 2 | 1687 | 107968 | 55944 | USA | N30 | 835 | IC - MGM TRANSFORMER COMPANY | 90058 | HS25C3B2-D16 | 25KVA, 1PH, 240/480 Primary, 120/240 Secondary, Aluminum winding | PUR | 25KVA, 1PH, 240/480 Primary, 120/240 Secondary, Aluminum winding | EA | EA |  | FALSE |  | P | PPD | DAYTON |  | 77414S-31
134750 | 1 | 9 | States | EGAN COMPANY | Taylor Barrett | TRUE | 2026-07-14T00:00:00 | 2026-08-25T00:00:00 |  | 2 | 0 | 2 | 1687 | 107968 | 55944 | USA | N30 | 835 | IC - MGM TRANSFORMER COMPANY | 90058 | HS25C3B2-D16 | 25KVA, 1PH, 240/480 Primary, 120/240 Secondary, Aluminum winding | PUR | 25KVA, 1PH, 240/480 Primary, 120/240 Secondary, Aluminum winding | EA | EA |  | FALSE |  | P | PPD | DAYTON |  | 77414S-9
134750 | 1 | 13 | States | EGAN COMPANY | Taylor Barrett | TRUE | 2026-07-14T00:00:00 | 2026-08-25T00:00:00 |  | 2 | 0 | 2 | 1687 | 107968 | 55944 | USA | N30 | 835 | IC - MGM TRANSFORMER COMPANY | 90058 | HS25C3B2-D16 | 25KVA, 1PH, 240/480 Primary, 120/240 Secondary, Aluminum winding | PUR | 25KVA, 1PH, 240/480 Primary, 120/240 Secondary, Aluminum winding | EA | EA |  | FALSE |  | P | PPD | DAYTON |  | 77414S-13
134750 | 1 | 27 | States | EGAN COMPANY | Taylor Barrett | TRUE | 2026-07-14T00:00:00 | 2026-09-24T00:00:00 |  | 2 | 0 | 2 | 1687 | 107968 | 55944 | USA | N30 | 835 | IC - MGM TRANSFORMER COMPANY | 90058 | HS25C3B2-D16 | 25KVA, 1PH, 240/480 Primary, 120/240 Secondary, Aluminum winding | PUR | 25KVA, 1PH, 240/480 Primary, 120/240 Secondary, Aluminum winding | EA | EA |  | FALSE |  | P | PPD | DAYTON |  | 77414S-27
134750 | 1 | 11 | States | EGAN COMPANY | Taylor Barrett | TRUE | 2026-07-14T00:00:00 | 2026-08-25T00:00:00 |  | 2 | 0 | 2 | 1687 | 107968 | 55944 | USA | N30 | 835 | IC - MGM TRANSFORMER COMPANY | 90058 | HS25C3B2-D16 | 25KVA, 1PH, 240/480 Primary, 120/240 Secondary, Aluminum winding | PUR | 25KVA, 1PH, 240/480 Primary, 120/240 Secondary, Aluminum winding | EA | EA |  | FALSE |  | P | PPD | DAYTON |  | 77414S-11
134750 | 1 | 18 | States | EGAN COMPANY | Taylor Barrett | TRUE | 2026-07-14T00:00:00 | 2026-09-24T00:00:00 |  | 2 | 0 | 2 | 1687 | 107968 | 55944 | USA | N30 | 835 | IC - MGM TRANSFORMER COMPANY | 90058 | HS25C3B2-D16 | 25KVA, 1PH, 240/480 Primary, 120/240 Secondary, Aluminum winding | PUR | 25KVA, 1PH, 240/480 Primary, 120/240 Secondary, Aluminum winding | EA | EA |  | FALSE |  | P | PPD | DAYTON |  | 77414S-18
134750 | 1 | 14 | States | EGAN COMPANY | Taylor Barrett | TRUE | 2026-07-14T00:00:00 | 2026-08-25T00:00:00 |  | 2 | 1 | 1 | 1687 | 107968 | 55944 | USA | N30 | 835 | IC - MGM TRANSFORMER COMPANY | 90058 | HS25C3B2-D16 | 25KVA, 1PH, 240/480 Primary, 120/240 Secondary, Aluminum winding | PUR | 25KVA, 1PH, 240/480 Primary, 120/240 Secondary, Aluminum winding | EA | EA |  | FALSE |  | P | PPD | DAYTON |  | 77414S-14
134750 | 1 | 19 | States | EGAN COMPANY | Taylor Barrett | TRUE | 2026-07-14T00:00:00 | 2026-09-24T00:00:00 |  | 2 | 0 | 2 | 1687 | 107968 | 55944 | USA | N30 | 835 | IC - MGM TRANSFORMER COMPANY | 90058 | HS25C3B2-D16 | 25KVA, 1PH, 240/480 Primary, 120/240 Secondary, Aluminum winding | PUR | 25KVA, 1PH, 240/480 Primary, 120/240 Secondary, Aluminum winding | EA | EA |  | FALSE |  | P | PPD | DAYTON |  | 77414S-19
134750 | 1 | 23 | States | EGAN COMPANY | Taylor Barrett | TRUE | 2026-07-14T00:00:00 | 2026-09-24T00:00:00 |  | 2 | 0 | 2 | 1687 | 107968 | 55944 | USA | N30 | 835 | IC - MGM TRANSFORMER COMPANY | 90058 | HS25C3B2-D16 | 25KVA, 1PH, 240/480 Primary, 120/240 Secondary, Aluminum winding | PUR | 25KVA, 1PH, 240/480 Primary, 120/240 Secondary, Aluminum winding | EA | EA |  | FALSE |  | P | PPD | DAYTON |  | 77414S-23
134750 | 1 | 26 | States | EGAN COMPANY | Taylor Barrett | TRUE | 2026-07-14T00:00:00 | 2026-09-24T00:00:00 |  | 2 | 0 | 2 | 1687 | 107968 | 55944 | USA | N30 | 835 | IC - MGM TRANSFORMER COMPANY | 90058 | HS25C3B2-D16 | 25KVA, 1PH, 240/480 Primary, 120/240 Secondary, Aluminum winding | PUR | 25KVA, 1PH, 240/480 Primary, 120/240 Secondary, Aluminum winding | EA | EA |  | FALSE |  | P | PPD | DAYTON |  | 77414S-26
134750 | 1 | 25 | States | EGAN COMPANY | Taylor Barrett | TRUE | 2026-07-14T00:00:00 | 2026-09-24T00:00:00 |  | 2 | 0 | 2 | 1687 | 107968 | 55944 | USA | N30 | 835 | IC - MGM TRANSFORMER COMPANY | 90058 | HS25C3B2-D16 | 25KVA, 1PH, 240/480 Primary, 120/240 Secondary, Aluminum winding | PUR | 25KVA, 1PH, 240/480 Primary, 120/240 Secondary, Aluminum winding | EA | EA |  | FALSE |  | P | PPD | DAYTON |  | 77414S-25
134750 | 1 | 12 | States | EGAN COMPANY | Taylor Barrett | TRUE | 2026-07-14T00:00:00 | 2026-08-25T00:00:00 |  | 2 | 0 | 2 | 1687 | 107968 | 55944 | USA | N30 | 835 | IC - MGM TRANSFORMER COMPANY | 90058 | HS25C3B2-D16 | 25KVA, 1PH, 240/480 Primary, 120/240 Secondary, Aluminum winding | PUR | 25KVA, 1PH, 240/480 Primary, 120/240 Secondary, Aluminum winding | EA | EA |  | FALSE |  | P | PPD | DAYTON |  | 77414S-12
134750 | 1 | 30 | States | EGAN COMPANY | Taylor Barrett | TRUE | 2026-07-14T00:00:00 | 2026-09-24T00:00:00 |  | 2 | 0 | 2 | 1687 | 107968 | 55944 | USA | N30 | 835 | IC - MGM TRANSFORMER COMPANY | 90058 | HS25C3B2-D16 | 25KVA, 1PH, 240/480 Primary, 120/240 Secondary, Aluminum winding | PUR | 25KVA, 1PH, 240/480 Primary, 120/240 Secondary, Aluminum winding | EA | EA |  | FALSE |  | P | PPD | DAYTON |  | 77414S-30
134750 | 1 | 10 | States | EGAN COMPANY | Taylor Barrett | TRUE | 2026-07-14T00:00:00 | 2026-08-25T00:00:00 |  | 2 | 0 | 2 | 1687 | 107968 | 55944 | USA | N30 | 835 | IC - MGM TRANSFORMER COMPANY | 90058 | HS25C3B2-D16 | 25KVA, 1PH, 240/480 Primary, 120/240 Secondary, Aluminum winding | PUR | 25KVA, 1PH, 240/480 Primary, 120/240 Secondary, Aluminum winding | EA | EA |  | FALSE |  | P | PPD | DAYTON |  | 77414S-10
134750 | 1 | 15 | States | EGAN COMPANY | Taylor Barrett | TRUE | 2026-07-14T00:00:00 | 2026-08-25T00:00:00 |  | 2 | 0 | 2 | 1687 | 107968 | 55944 | USA | N30 | 835 | IC - MGM TRANSFORMER COMPANY | 90058 | HS25C3B2-D16 | 25KVA, 1PH, 240/480 Primary, 120/240 Secondary, Aluminum winding | PUR | 25KVA, 1PH, 240/480 Primary, 120/240 Secondary, Aluminum winding | EA | EA |  | FALSE |  | P | PPD | DAYTON |  | 77414S-15
134750 | 1 | 28 | States | EGAN COMPANY | Taylor Barrett | TRUE | 2026-07-14T00:00:00 | 2026-09-24T00:00:00 |  | 2 | 0 | 2 | 1687 | 107968 | 55944 | USA | N30 | 835 | IC - MGM TRANSFORMER COMPANY | 90058 | HS25C3B2-D16 | 25KVA, 1PH, 240/480 Primary, 120/240 Secondary, Aluminum winding | PUR | 25KVA, 1PH, 240/480 Primary, 120/240 Secondary, Aluminum winding | EA | EA |  | FALSE |  | P | PPD | DAYTON |  | 77414S-28
134750 | 1 | 21 | States | EGAN COMPANY | Taylor Barrett | TRUE | 2026-07-14T00:00:00 | 2026-09-24T00:00:00 |  | 2 | 0 | 2 | 1687 | 107968 | 55944 | USA | N30 | 835 | IC - MGM TRANSFORMER COMPANY | 90058 | HS25C3B2-D16 | 25KVA, 1PH, 240/480 Primary, 120/240 Secondary, Aluminum winding | PUR | 25KVA, 1PH, 240/480 Primary, 120/240 Secondary, Aluminum winding | EA | EA |  | FALSE |  | P | PPD | DAYTON |  | 77414S-21
133709 | 6 | 1 | States | Champlin | Taylor Barrett | TRUE | 2026-05-28T00:00:00 | 2027-01-25T00:00:00 | 2027-01-25T00:00:00 | 2 | 0 | 2 | 6609 | 13218 | 55316-3157 | USA | N30 | 835 | IC - MGM TRANSFORMER COMPANY | 90058 | HT45CZ3B2SH-HK1360LN03R | 45 kVA three-phase transformer with 415V delta primary and 208Y/120 secondary. Aluminum windings, 150°C rise, K-13 rated with electrostatic shield. NEMA 3R indoor/outdoor enclosure (Size B+), DOE compliant, 45 dB sound level. | PUR | 45 kVA three-phase transformer with 415V delta primary and 208Y/120 secondary. Aluminum windings, 150°C rise, K-13 rated with electrostatic shield. NEMA 3R indoor/outdoor enclosure (Size B+), DOE compliant, 45 dB sound level. | EA | EA |  | TRUE |  | P | ALL | DAYTON
133709 | 5 | 1 | States | Champlin | Taylor Barrett | TRUE | 2026-05-28T00:00:00 | 2027-01-25T00:00:00 | 2027-01-25T00:00:00 | 2 | 0 | 2 | 15799 | 31598 | 55316-3157 | USA | N30 | 835 | IC - MGM TRANSFORMER COMPANY | 90058 | HT225A3D2SH-HK1360LN001 | 225 kVA three-phase transformer with 480V delta primary and 480Y/277 secondary. Aluminum windings, 150°C rise, K-13 rated with electrostatic shield. NEMA 1 indoor enclosure (Size D), DOE compliant, 55 dB sound level. | PUR | 225 kVA three-phase transformer with 480V delta primary and 480Y/277 secondary. Aluminum windings, 150°C rise, K-13 rated with electrostatic shield. NEMA 1 indoor enclosure (Size D), DOE compliant, 55 dB sound level. | EA | EA |  | TRUE |  | P | ALL | DAYTON
133709 | 4 | 1 | States | Champlin | Taylor Barrett | TRUE | 2026-05-28T00:00:00 | 2027-01-25T00:00:00 | 2027-01-25T00:00:00 | 2 | 0 | 2 | 6609 | 13218 | 55316-3157 | USA | N30 | 835 | IC - MGM TRANSFORMER COMPANY | 90058 | HT45A3B2SH-HK1360LN03R | 45 kVA three-phase transformer with 480V delta primary and 208Y/120 secondary. Aluminum windings, 150°C rise, K-13 rated with electrostatic shield. NEMA 3R indoor/outdoor enclosure (Size B+), DOE compliant, 45 dB sound level. | PUR | 45 kVA three-phase transformer with 480V delta primary and 208Y/120 secondary. Aluminum windings, 150°C rise, K-13 rated with electrostatic shield. NEMA 3R indoor/outdoor enclosure (Size B+), DOE compliant, 45 dB sound level. | EA | EA |  | TRUE |  | P | ALL | DAYTON
133349 | 2 | 1 | States | Champlin | Taylor Barrett | TRUE | 2026-05-18T00:00:00 | 2026-09-08T00:00:00 | 2026-09-08T00:00:00 | 18 | 17 | 1 | 47639 | 857502 | 55316-3157 | USA | N30 | 835 | IC - MGM TRANSFORMER COMPANY | 90058 | AC370-V0358 | Phase: 3 Frequency: 60 Conductor: Copper C Rise: 150 High Voltage: 480D; 10kV BIL Low Voltage: 415Y/240; 10kV BIL Class: AA K Factor: K-13 Enclosure: No Enclosure High Voltage Taps - 2.5%, 2A2B HV Stub Up Bus LV Stub Up Bus (2) Electrostatic Shields Zmin = 5% InRush 5x Transformer rated for K factor of K-13 Neutral Terminal sized for 200% of line current capacity | PUR | Phase: 3 Frequency: 60 Conductor: Copper C Rise: 150 High Voltage: 480D; 10kV BIL Low Voltage: 415Y/240; 10kV BIL Class: AA K Factor: K-13 Enclosure: No Enclosure High Voltage Taps - 2.5%, 2A2B HV Stub Up Bus LV Stub Up Bus (2) Electrostatic Shields Zmin = 5% InRush 5x Transformer rated for K factor of K-13 Neutral Terminal sized for 200% of line current capacity | EA | EA |  | TRUE |  | P | PPD | 100
133813 | 2 | 1 | States | Champlin | Taylor Barrett | TRUE | 2026-06-03T00:00:00 | 2026-11-02T00:00:00 | 2026-11-02T00:00:00 | 16 | 0 | 16 | 47639 | 762224 | 55316-3157 | USA | N30 | 835 | IC - MGM TRANSFORMER COMPANY | 90058 | AC370-V0358 | Phase: 3 Frequency: 60 Conductor: Copper C Rise: 150 High Voltage: 480D; 10kV BIL Low Voltage: 415Y/240; 10kV BIL Class: AA K Factor: K-13 Enclosure: No Enclosure High Voltage Taps - 2.5%, 2A2B HV Stub Up Bus LV Stub Up Bus (2) Electrostatic Shields Zmin = 5% InRush 5x Transformer rated for K factor of K-13 Neutral Terminal sized for 200% of line current capacity | PUR | Phase: 3 Frequency: 60 Conductor: Copper C Rise: 150 High Voltage: 480D; 10kV BIL Low Voltage: 415Y/240; 10kV BIL Class: AA K Factor: K-13 Enclosure: No Enclosure High Voltage Taps - 2.5%, 2A2B HV Stub Up Bus LV Stub Up Bus (2) Electrostatic Shields Zmin = 5% InRush 5x Transformer rated for K factor of K-13 Neutral Terminal sized for 200% of line current capacity | EA | EA |  | TRUE |  | P | PPD | 100
133809 | 2 | 1 | States | Champlin | Taylor Barrett | TRUE | 2026-06-03T00:00:00 | 2026-10-26T00:00:00 | 2026-10-26T00:00:00 | 16 | 0 | 16 | 47639 | 762224 | 55316-3157 | USA | N30 | 835 | IC - MGM TRANSFORMER COMPANY | 90058 | AC370-V0358 | Phase: 3 Frequency: 60 Conductor: Copper C Rise: 150 High Voltage: 480D; 10kV BIL Low Voltage: 415Y/240; 10kV BIL Class: AA K Factor: K-13 Enclosure: No Enclosure High Voltage Taps - 2.5%, 2A2B HV Stub Up Bus LV Stub Up Bus (2) Electrostatic Shields Zmin = 5% InRush 5x Transformer rated for K factor of K-13 Neutral Terminal sized for 200% of line current capacity | PUR | Phase: 3 Frequency: 60 Conductor: Copper C Rise: 150 High Voltage: 480D; 10kV BIL Low Voltage: 415Y/240; 10kV BIL Class: AA K Factor: K-13 Enclosure: No Enclosure High Voltage Taps - 2.5%, 2A2B HV Stub Up Bus LV Stub Up Bus (2) Electrostatic Shields Zmin = 5% InRush 5x Transformer rated for K factor of K-13 Neutral Terminal sized for 200% of line current capacity | EA | EA |  | TRUE |  | P | PPD | 100
133700 | 5 | 1 | States | Bulldog Cartage | Taylor Barrett | TRUE | 2026-05-28T00:00:00 | 2026-10-21T00:00:00 | 2026-10-21T00:00:00 | 3 | 0 | 3 | 13223 | 39669 | 55316-3157 | USA | N30 | 835 | IC - MGM TRANSFORMER COMPANY | 90058 | HT225A3D2SH-HK1360LN001 | 225 kVA three-phase transformer with 480V delta primary and 480Y/277 secondary. Aluminum windings, 150°C rise, K-13 rated with electrostatic shield. NEMA 1 indoor enclosure (Size D), DOE compliant, 55 dB sound level. | PUR | 225 kVA three-phase transformer with 480V delta primary and 480Y/277 secondary. Aluminum windings, 150°C rise, K-13 rated with electrostatic shield. NEMA 1 indoor enclosure (Size D), DOE compliant, 55 dB sound level. | EA | EA |  | TRUE |  | P | ALL | DAYTON
133700 | 6 | 1 | States | Bulldog Cartage | Taylor Barrett | TRUE | 2026-05-28T00:00:00 | 2026-10-21T00:00:00 | 2026-10-21T00:00:00 | 3 | 0 | 3 | 3951 | 11853 | 55316-3157 | USA | N30 | 835 | IC - MGM TRANSFORMER COMPANY | 90058 | HT45CZ3B2SH-HK1360LN03R | 45 kVA three-phase transformer with 415V delta primary and 208Y/120 secondary. Aluminum windings, 150°C rise, K-13 rated with electrostatic shield. NEMA 3R indoor/outdoor enclosure (Size B+), DOE compliant, 45 dB sound level. | PUR | 45 kVA three-phase transformer with 415V delta primary and 208Y/120 secondary. Aluminum windings, 150°C rise, K-13 rated with electrostatic shield. NEMA 3R indoor/outdoor enclosure (Size B+), DOE compliant, 45 dB sound level. | EA | EA |  | TRUE |  | P | ALL | DAYTON
133700 | 4 | 1 | States | Bulldog Cartage | Taylor Barrett | TRUE | 2026-05-28T00:00:00 | 2026-10-21T00:00:00 | 2026-10-21T00:00:00 | 3 | 0 | 3 | 3951 | 11853 | 55316-3157 | USA | N30 | 835 | IC - MGM TRANSFORMER COMPANY | 90058 | HT45A3B2SH-HK1360LN03R | 45 kVA three-phase transformer with 480V delta primary and 208Y/120 secondary. Aluminum windings, 150°C rise, K-13 rated with electrostatic shield. NEMA 3R indoor/outdoor enclosure (Size B+), DOE compliant, 45 dB sound level. | PUR | 45 kVA three-phase transformer with 480V delta primary and 208Y/120 secondary. Aluminum windings, 150°C rise, K-13 rated with electrostatic shield. NEMA 3R indoor/outdoor enclosure (Size B+), DOE compliant, 45 dB sound level. | EA | EA |  | TRUE |  | P | ALL | DAYTON
133707 | 5 | 1 | States | Champlin | Taylor Barrett | TRUE | 2026-05-28T00:00:00 | 2026-10-21T00:00:00 | 2026-10-21T00:00:00 | 4 | 0 | 4 | 15799 | 63196 | 55316-3157 | USA | N30 | 835 | IC - MGM TRANSFORMER COMPANY | 90058 | HT225A3D2SH-HK1360LN001 | 225 kVA three-phase transformer with 480V delta primary and 480Y/277 secondary. Aluminum windings, 150°C rise, K-13 rated with electrostatic shield. NEMA 1 indoor enclosure (Size D), DOE compliant, 55 dB sound level. | PUR | 225 kVA three-phase transformer with 480V delta primary and 480Y/277 secondary. Aluminum windings, 150°C rise, K-13 rated with electrostatic shield. NEMA 1 indoor enclosure (Size D), DOE compliant, 55 dB sound level. | EA | EA |  | TRUE |  | P | ALL | DAYTON
133707 | 4 | 1 | States | Champlin | Taylor Barrett | TRUE | 2026-05-28T00:00:00 | 2026-10-21T00:00:00 | 2026-10-21T00:00:00 | 4 | 0 | 4 | 6609 | 26436 | 55316-3157 | USA | N30 | 835 | IC - MGM TRANSFORMER COMPANY | 90058 | HT45A3B2SH-HK1360LN03R | 45 kVA three-phase transformer with 480V delta primary and 208Y/120 secondary. Aluminum windings, 150°C rise, K-13 rated with electrostatic shield. NEMA 3R indoor/outdoor enclosure (Size B+), DOE compliant, 45 dB sound level. | PUR | 45 kVA three-phase transformer with 480V delta primary and 208Y/120 secondary. Aluminum windings, 150°C rise, K-13 rated with electrostatic shield. NEMA 3R indoor/outdoor enclosure (Size B+), DOE compliant, 45 dB sound level. | EA | EA |  | TRUE |  | P | ALL | DAYTON
133707 | 6 | 1 | States | Champlin | Taylor Barrett | TRUE | 2026-05-28T00:00:00 | 2026-10-21T00:00:00 | 2026-10-21T00:00:00 | 4 | 0 | 4 | 6609 | 26436 | 55316-3157 | USA | N30 | 835 | IC - MGM TRANSFORMER COMPANY | 90058 | HT45CZ3B2SH-HK1360LN03R | 45 kVA three-phase transformer with 415V delta primary and 208Y/120 secondary. Aluminum windings, 150°C rise, K-13 rated with electrostatic shield. NEMA 3R indoor/outdoor enclosure (Size B+), DOE compliant, 45 dB sound level. | PUR | 45 kVA three-phase transformer with 415V delta primary and 208Y/120 secondary. Aluminum windings, 150°C rise, K-13 rated with electrostatic shield. NEMA 3R indoor/outdoor enclosure (Size B+), DOE compliant, 45 dB sound level. | EA | EA |  | TRUE |  | P | ALL | DAYTON
135984 | 1 | 1 | States | Champlin | Taylor Barrett | TRUE | 2026-09-09T00:00:00 | 2027-01-04T00:00:00 | 2027-01-04T00:00:00 | 1 | 0 | 1 | 27431 | 54862 | 55316 | USA | D99 | 835 | IC - MGM TRANSFORMER COMPANY | 90058 | HT750A3*1SH-HK0660LN0CCZ* | 750KVA 415Y/240 Type C, 3P Transformer | PUR | 750KVA 415Y/240 Type C, 3P Transformer | EA | EA |  | TRUE |  | P | PPD | 100 |  | 77037-39-1
135984 | 1 | 2 | States | Champlin | Taylor Barrett | TRUE | 2026-09-09T00:00:00 | 2027-01-04T00:00:00 | 2027-01-04T00:00:00 | 1 | 0 | 1 | 27431 | 54862 | 55316 | USA | D99 | 835 | IC - MGM TRANSFORMER COMPANY | 90058 | HT750A3*1SH-HK0660LN0CCZ* | 750KVA 415Y/240 Type C, 3P Transformer | PUR | 750KVA 415Y/240 Type C, 3P Transformer | EA | EA |  | TRUE |  | P | PPD | 100 |  | 76895-61-1
136097 | 3 | 1 | States | Champlin | Taylor Barrett | TRUE | 2026-09-14T00:00:00 | 2027-04-01T00:00:00 |  | 4 | 0 | 4 | 3951 | 15804 | 55316 | USA | D99 | 835 | IC - MGM TRANSFORMER COMPANY | 90058 | HT45CZ3B2SH-HK1360LN03R | 45 kVA three-phase transformer with 415V delta primary and 208Y/120 secondary. Aluminum windings, 150°C rise, K-13 rated with electrostatic shield. NEMA 3R indoor/outdoor enclosure (Size B+), DOE compliant, 45 dB sound level. | PUR | 45 kVA three-phase transformer with 415V delta primary and 208Y/120 secondary. Aluminum windings, 150°C rise, K-13 rated with electrostatic shield. NEMA 3R indoor/outdoor enclosure (Size B+), DOE compliant, 45 dB sound level. | EA | EA |  | TRUE |  | P | PPD
136097 | 2 | 1 | States | Champlin | Taylor Barrett | TRUE | 2026-09-14T00:00:00 | 2027-04-01T00:00:00 | 2027-04-01T00:00:00 | 4 | 0 | 4 | 13223 | 52892 | 55316 | USA | D99 | 835 | IC - MGM TRANSFORMER COMPANY | 90058 | HT225A3D2SH-HK1360LN001 | 225 kVA three-phase transformer with 480V delta primary and 480Y/277 secondary. Aluminum windings, 150°C rise, K-13 rated with electrostatic shield. NEMA 1 indoor enclosure (Size D), DOE compliant, 55 dB sound level. | PUR | 225 kVA three-phase transformer with 480V delta primary and 480Y/277 secondary. Aluminum windings, 150°C rise, K-13 rated with electrostatic shield. NEMA 1 indoor enclosure (Size D), DOE compliant, 55 dB sound level. | EA | EA |  | TRUE |  | P | PPD | DAYTON
136097 | 1 | 1 | States | Champlin | Taylor Barrett | TRUE | 2026-09-14T00:00:00 | 2027-04-01T00:00:00 |  | 4 | 0 | 4 | 3951 | 15804 | 55316 | USA | D99 | 835 | IC - MGM TRANSFORMER COMPANY | 90058 | HT45A3B2SH-HK1360LN03R | 45 kVA three-phase transformer with 480V delta primary and 208Y/120 secondary. Aluminum windings, 150°C rise, K-13 rated with electrostatic shield. NEMA 3R indoor/outdoor enclosure (Size B+), DOE compliant, 45 dB sound level. | PUR | 45 kVA three-phase transformer with 480V delta primary and 208Y/120 secondary. Aluminum windings, 150°C rise, K-13 rated with electrostatic shield. NEMA 3R indoor/outdoor enclosure (Size B+), DOE compliant, 45 dB sound level. | EA | EA |  | TRUE |  | P | PPD
135857 | 1 | 2 | States | Champlin | Taylor Barrett | TRUE | 2026-09-02T00:00:00 | 2027-01-25T00:00:00 |  | 72 | 0 | 72 | 31072 | 9321600 | 55316 | USA | N30 | 835 | IC - MGM TRANSFORMER COMPANY | 90058 | 1000kVA PDU | 1000 kVA Power Distribution Unit Phase: 3 Frequency: 60 Conductor: Copper C Rise: 150 High Voltage: 480D; 10kV BIL Low Voltage: 480Y/277; 10kV BIL Class: AA K Factor: K-13 Enclosure: No Enclosure | PUR | 1000 kVA Power Distribution Unit Phase: 3 Frequency: 60 Conductor: Copper C Rise: 150 High Voltage: 480D; 10kV BIL Low Voltage: 480Y/277; 10kV BIL Class: AA K Factor: K-13 Enclosure: No Enclosure | EA | EA |  | FALSE |  | P | PPD | 100
135857 | 1 | 3 | States | Champlin | Taylor Barrett | TRUE | 2026-09-02T00:00:00 | 2027-07-26T00:00:00 |  | 72 | 0 | 72 | 31072 | 9321600 | 55316 | USA | N30 | 835 | IC - MGM TRANSFORMER COMPANY | 90058 | 1000kVA PDU | 1000 kVA Power Distribution Unit Phase: 3 Frequency: 60 Conductor: Copper C Rise: 150 High Voltage: 480D; 10kV BIL Low Voltage: 480Y/277; 10kV BIL Class: AA K Factor: K-13 Enclosure: No Enclosure | PUR | 1000 kVA Power Distribution Unit Phase: 3 Frequency: 60 Conductor: Copper C Rise: 150 High Voltage: 480D; 10kV BIL Low Voltage: 480Y/277; 10kV BIL Class: AA K Factor: K-13 Enclosure: No Enclosure | EA | EA |  | FALSE |  | P | PPD | 100
135857 | 1 | 1 | States | Champlin | Taylor Barrett | TRUE | 2026-09-02T00:00:00 | 2026-12-28T00:00:00 |  | 84 | 0 | 84 | 31072 | 9321600 | 55316 | USA | N30 | 835 | IC - MGM TRANSFORMER COMPANY | 90058 | 1000kVA PDU | 1000 kVA Power Distribution Unit Phase: 3 Frequency: 60 Conductor: Copper C Rise: 150 High Voltage: 480D; 10kV BIL Low Voltage: 480Y/277; 10kV BIL Class: AA K Factor: K-13 Enclosure: No Enclosure | PUR | 1000 kVA Power Distribution Unit Phase: 3 Frequency: 60 Conductor: Copper C Rise: 150 High Voltage: 480D; 10kV BIL Low Voltage: 480Y/277; 10kV BIL Class: AA K Factor: K-13 Enclosure: No Enclosure | EA | EA |  | FALSE |  | P | PPD | 100
135857 | 1 | 4 | States | Champlin | Taylor Barrett | TRUE | 2026-09-02T00:00:00 | 2027-12-27T00:00:00 |  | 72 | 0 | 72 | 31072 | 9321600 | 55316 | USA | N30 | 835 | IC - MGM TRANSFORMER COMPANY | 90058 | 1000kVA PDU | 1000 kVA Power Distribution Unit Phase: 3 Frequency: 60 Conductor: Copper C Rise: 150 High Voltage: 480D; 10kV BIL Low Voltage: 480Y/277; 10kV BIL Class: AA K Factor: K-13 Enclosure: No Enclosure | PUR | 1000 kVA Power Distribution Unit Phase: 3 Frequency: 60 Conductor: Copper C Rise: 150 High Voltage: 480D; 10kV BIL Low Voltage: 480Y/277; 10kV BIL Class: AA K Factor: K-13 Enclosure: No Enclosure | EA | EA |  | FALSE |  | P | PPD | 100
133812 | 2 | 1 | States | Champlin | Taylor Barrett | TRUE | 2026-06-03T00:00:00 | 2026-10-30T00:00:00 | 2026-10-30T00:00:00 | 16 | 0 | 16 | 47639 | 762224 | 55316-3157 | USA | N30 | 835 | IC - MGM TRANSFORMER COMPANY | 90058 | AC370-V0358 | Phase: 3 Frequency: 60 Conductor: Copper C Rise: 150 High Voltage: 480D; 10kV BIL Low Voltage: 415Y/240; 10kV BIL Class: AA K Factor: K-13 Enclosure: No Enclosure High Voltage Taps - 2.5%, 2A2B HV Stub Up Bus LV Stub Up Bus (2) Electrostatic Shields Zmin = 5% InRush 5x Transformer rated for K factor of K-13 Neutral Terminal sized for 200% of line current capacity | PUR | Phase: 3 Frequency: 60 Conductor: Copper C Rise: 150 High Voltage: 480D; 10kV BIL Low Voltage: 415Y/240; 10kV BIL Class: AA K Factor: K-13 Enclosure: No Enclosure High Voltage Taps - 2.5%, 2A2B HV Stub Up Bus LV Stub Up Bus (2) Electrostatic Shields Zmin = 5% InRush 5x Transformer rated for K factor of K-13 Neutral Terminal sized for 200% of line current capacity | EA | EA |  | TRUE |  | P | PPD | 100
133348 | 2 | 1 | States | Champlin | Taylor Barrett | TRUE | 2026-05-18T00:00:00 | 2026-10-30T00:00:00 | 2026-10-30T00:00:00 | 16 | 8 | 8 | 47639 | 762224 | 55316-3157 | USA | N30 | 835 | IC - MGM TRANSFORMER COMPANY | 90058 | AC370-V0358 | Phase: 3 Frequency: 60 Conductor: Copper C Rise: 150 High Voltage: 480D; 10kV BIL Low Voltage: 415Y/240; 10kV BIL Class: AA K Factor: K-13 Enclosure: No Enclosure High Voltage Taps - 2.5%, 2A2B HV Stub Up Bus LV Stub Up Bus (2) Electrostatic Shields Zmin = 5% InRush 5x Transformer rated for K factor of K-13 Neutral Terminal sized for 200% of line current capacity | PUR | Phase: 3 Frequency: 60 Conductor: Copper C Rise: 150 High Voltage: 480D; 10kV BIL Low Voltage: 415Y/240; 10kV BIL Class: AA K Factor: K-13 Enclosure: No Enclosure High Voltage Taps - 2.5%, 2A2B HV Stub Up Bus LV Stub Up Bus (2) Electrostatic Shields Zmin = 5% InRush 5x Transformer rated for K factor of K-13 Neutral Terminal sized for 200% of line current capacity | EA | EA |  | TRUE |  | P | PPD | 100
133836 | 5 | 1 | States | Champlin | Taylor Barrett | TRUE | 2026-06-03T00:00:00 | 2026-10-21T00:00:00 |  | 4 | 0 | 4 | 15799 | 63196 | 55316-3157 | USA | N30 | 835 | IC - MGM TRANSFORMER COMPANY | 90058 | HT225A3D2SH-HK1360LN001 | 225 kVA three-phase transformer with 480V delta primary and 480Y/277 secondary. Aluminum windings, 150°C rise, K-13 rated with electrostatic shield. NEMA 1 indoor enclosure (Size D), DOE compliant, 55 dB sound level. | PUR | 225 kVA three-phase transformer with 480V delta primary and 480Y/277 secondary. Aluminum windings, 150°C rise, K-13 rated with electrostatic shield. NEMA 1 indoor enclosure (Size D), DOE compliant, 55 dB sound level. | EA | EA |  | TRUE |  | P | ALL | DAYTON
133836 | 6 | 1 | States | Champlin | Taylor Barrett | TRUE | 2026-06-03T00:00:00 | 2026-10-21T00:00:00 |  | 4 | 0 | 4 | 6609 | 26436 | 55316-3157 | USA | N30 | 835 | IC - MGM TRANSFORMER COMPANY | 90058 | HT45CZ3B2SH-HK1360LN03R | 45 kVA three-phase transformer with 415V delta primary and 208Y/120 secondary. Aluminum windings, 150°C rise, K-13 rated with electrostatic shield. NEMA 3R indoor/outdoor enclosure (Size B+), DOE compliant, 45 dB sound level. | PUR | 45 kVA three-phase transformer with 415V delta primary and 208Y/120 secondary. Aluminum windings, 150°C rise, K-13 rated with electrostatic shield. NEMA 3R indoor/outdoor enclosure (Size B+), DOE compliant, 45 dB sound level. | EA | EA |  | TRUE |  | P | ALL
133836 | 4 | 1 | States | Champlin | Taylor Barrett | TRUE | 2026-06-03T00:00:00 | 2026-10-21T00:00:00 |  | 4 | 0 | 4 | 6609 | 26436 | 55316-3157 | USA | N30 | 835 | IC - MGM TRANSFORMER COMPANY | 90058 | HT45A3B2SH-HK1360LN03R | 45 kVA three-phase transformer with 480V delta primary and 208Y/120 secondary. Aluminum windings, 150°C rise, K-13 rated with electrostatic shield. NEMA 3R indoor/outdoor enclosure (Size B+), DOE compliant, 45 dB sound level. | PUR | 45 kVA three-phase transformer with 480V delta primary and 208Y/120 secondary. Aluminum windings, 150°C rise, K-13 rated with electrostatic shield. NEMA 3R indoor/outdoor enclosure (Size B+), DOE compliant, 45 dB sound level. | EA | EA |  | TRUE |  | P | ALL
134340 | 1 | 1 | States | Dayton | Taylor Barrett | TRUE | 2026-06-24T00:00:00 | 2026-09-24T00:00:00 | 2026-09-24T00:00:00 | 2 | 0 | 2 | 5866 | 11732 | 55369-6417 | USA | N30 | 835 | IC - MGM TRANSFORMER COMPANY | 90058 | HT125CZ3D2-HK 0160LN03R | 125KVA, 3PH, 415 Primary, 480/277 Secondary, Aluminum winding | PUR | 125KVA, 3PH, 415 Primary, 480/277 Secondary, Aluminum winding | EA | EA |  | TRUE |  | P | PPD | DAYTON
133798 | 2 | 1 | States | Champlin | Taylor Barrett | TRUE | 2026-06-02T00:00:00 | 2026-10-23T00:00:00 | 2026-10-23T00:00:00 | 16 | 0 | 16 | 47639 | 762224 | 55316-3157 | USA | N30 | 835 | IC - MGM TRANSFORMER COMPANY | 90058 | AC370-V0358 | Phase: 3 Frequency: 60 Conductor: Copper C Rise: 150 High Voltage: 480D; 10kV BIL Low Voltage: 415Y/240; 10kV BIL Class: AA K Factor: K-13 Enclosure: No Enclosure High Voltage Taps - 2.5%, 2A2B HV Stub Up Bus LV Stub Up Bus (2) Electrostatic Shields Zmin = 5% InRush 5x Transformer rated for K factor of K-13 Neutral Terminal sized for 200% of line current capacity | PUR | Phase: 3 Frequency: 60 Conductor: Copper C Rise: 150 High Voltage: 480D; 10kV BIL Low Voltage: 415Y/240; 10kV BIL Class: AA K Factor: K-13 Enclosure: No Enclosure High Voltage Taps - 2.5%, 2A2B HV Stub Up Bus LV Stub Up Bus (2) Electrostatic Shields Zmin = 5% InRush 5x Transformer rated for K factor of K-13 Neutral Terminal sized for 200% of line current capacity | EA | EA |  | TRUE |  | P | PPD | 100
133900 | 1 | 1 | States | Champlin | Megan Swymeler | TRUE | 2026-06-08T00:00:00 | 2026-10-14T00:00:00 | 2026-08-12T00:00:00 | 4 | 0 | 4 | 1482 | 5928 | 55316-3157 | USA | N60 | 973 | Power Conditioning Computer Services Inc | 55428 | XB050XX1XS | SmartUPS Industrial Battery 50Ah 12VDC Extended Temperature Shelf Mount External battery pack (4) Blocks Per String | PUR | SmartUPS Industrial Battery 50Ah 12VDC Extended Temperature Shelf Mount External battery pack (4) Blocks Per String | EA | EA |  | TRUE |  | P | PPD | 100
135650 | 6 | 1 | States | Dayton | Megan Swymeler | TRUE | 2026-08-21T00:00:00 | 2027-02-15T00:00:00 | 2027-02-15T00:00:00 | 1 | 0 | 1 | 18533 | 18533 | 55369 | USA | N30 | 1010 | POWELL ELECTRICAL SYSTEMS INC | 75284-3823 | PVHJF1A2C2A2B2MHCK | Rating: 15.0kV - 25kA - Frame: 94" Deep; non-rollin; w/ UR label - Front Door Hinges: Hinges on Left - Front Door: None - Rear Hinges and Covers: No Hinges w/ Bolted Rear Covers - Side/Trim Sheets: Side Sheets and Left End Trim Sheet - Top Covers: Yes - Insulation Type: Polyester - Isolation Barriers: Furnished by Powell - Riser Bus: Yes - Rear Columns and Main Bus Enclosure: w/ Rear Columns; No Main Bus Enclosure - A Compartment Type: 2-Rollouts (upper line conn; lower bus conn) - A Compartment Options: Dual Rollouts; Upper VT-Ph-N; Lower VT-Ph-N - B Compartment Type: 1200A Breaker; w/ Keylock Mtg - B Compartment Options: 10-stage Aux Sw; 6-stage Pos Sw | PUR | Rating: 15.0kV - 25kA - Frame: 94" Deep; non-rollin; w/ UR label - Front Door Hinges: Hinges on Left - Front Door: None - Rear Hinges and Covers: No Hinges w/ Bolted Rear Covers - Side/Trim Sheets: Side Sheets and Left End Trim Sheet - Top Covers: Yes - Insulation Type: Polyester - Isolation Barriers: Furnished by Powell - Riser Bus: Yes - Rear Columns and Main Bus Enclosure: w/ Rear Columns; No Main Bus Enclosure - A Compartment Type: 2-Rollouts (upper line conn; lower bus conn) - A Compartment Options: Dual Rollouts; Upper VT-Ph-N; Lower VT-Ph-N - B Compartment Type: 1200A Breaker; w/ Keylock Mtg - B Compartment Options: 10-stage Aux Sw; 6-stage Pos Sw | EA | EA | TX | TRUE |  | P | PPD | DAYTON | 2026-09-14T00:00:00
135650 | 2 | 1 | States | Dayton | Megan Swymeler | TRUE | 2026-08-21T00:00:00 | 2026-09-28T00:00:00 | 2026-09-28T00:00:00 | 3 | 0 | 3 | 30 | 90 | 55369 | USA | N30 | 1010 | POWELL ELECTRICAL SYSTEMS INC | 75284-3823 | 0181C7392P001 | Primary Boot | PUR | Primary Boot | EA | EA | TX | TRUE |  | P | PPD | DAYTON
135650 | 7 | 1 | States | Dayton | Megan Swymeler | TRUE | 2026-08-21T00:00:00 | 2027-02-15T00:00:00 | 2027-02-15T00:00:00 | 1 | 0 | 1 | 12677 | 12677 | 55369 | USA | N30 | 1010 | POWELL ELECTRICAL SYSTEMS INC | 75284-3823 | PVMT1A1A1A2202H1A1 | Maximum Voltage: 15.0kV - 25kA - Amperage: 1200A - Retrofit Code: NONE - Revision Level: 1 - Cap Switching: No - Standard - Cycle: 3 cycles - Hertz: 60 - Close Coil & Wiring: 125VDC, std wiring - 1st Trip Coil: 125VDC - 2nd Trip Coil or UVTD: None - Motor Voltage: 125VDC - Code and Report Requirements: UL Label & Test Reports - Fast Bus Transfer: No - Dielectric Enhancements: None - Breaker Specials: None | PUR | Maximum Voltage: 15.0kV - 25kA - Amperage: 1200A - Retrofit Code: NONE - Revision Level: 1 - Cap Switching: No - Standard - Cycle: 3 cycles - Hertz: 60 - Close Coil & Wiring: 125VDC, std wiring - 1st Trip Coil: 125VDC - 2nd Trip Coil or UVTD: None - Motor Voltage: 125VDC - Code and Report Requirements: UL Label & Test Reports - Fast Bus Transfer: No - Dielectric Enhancements: None - Breaker Specials: None | EA | EA | TX | TRUE |  | P | PPD | DAYTON | 2026-09-14T00:00:00
135650 | 1 | 1 | States | Dayton | Megan Swymeler | TRUE | 2026-08-21T00:00:00 | 2026-09-28T00:00:00 | 2026-09-28T00:00:00 | 3 | 0 | 3 | 50 | 150 | 55369 | USA | N30 | 1010 | POWELL ELECTRICAL SYSTEMS INC | 75284-3823 | 0177C3218P001 | Riser/Runback Boot | PUR | Riser/Runback Boot | EA | EA | TX | TRUE |  | P | PPD | DAYTON
136154 | 1 | 1 | States | Dayton | Megan Swymeler | TRUE | 2026-09-16T00:00:00 | 2027-01-11T00:00:00 | 2027-01-11T00:00:00 | 1 | 0 | 1 | 65 | 65 | 55369 | USA | N30 | 1010 | POWELL ELECTRICAL SYSTEMS INC | 75284-3823 | 0144D2154P005 | pv interunit bus support 1200 polyester | PUR | pv interunit bus support 1200 polyester | EA | EA | TX | TRUE |  | P | PPD | DAYTON
134276 | 1 | 36 | States | Dayton | Robert Boulka | TRUE | 2026-06-22T00:00:00 | 2026-09-30T00:00:00 | 2026-09-30T00:00:00 | 1 | 0 | 1 | 260 | 11180 | 55369-6417 | USA | N30 | 1201 | TIMMERMAN FINISHING INC | 55421 | Manual Door - Left Hand Swing | DOOR PAINTING | PUR | DOOR PAINTING | EA | EA |  | TRUE |  | P | PPD | DAYTON |  | 77411S-71
134276 | 4 | 15 | States | Dayton | Robert Boulka | TRUE | 2026-06-22T00:00:00 | 2026-09-02T00:00:00 | 2026-09-02T00:00:00 | 1 | 0 | 1 | 260 | 11180 | 55369-6417 | USA | N30 | 1201 | TIMMERMAN FINISHING INC | 55421 | Powered Door - Right Hand Swing | DOOR PAINTING | PUR | DOOR PAINTING | EA | EA |  | TRUE |  | P | PPD | DAYTON |  | 77411S-30
134276 | 4 | 13 | States | Dayton | Robert Boulka | TRUE | 2026-06-22T00:00:00 | 2026-08-19T00:00:00 | 2026-08-19T00:00:00 | 1 | 0 | 1 | 260 | 11180 | 55369-6417 | USA | N30 | 1201 | TIMMERMAN FINISHING INC | 55421 | Powered Door - Right Hand Swing | DOOR PAINTING | PUR | DOOR PAINTING | EA | EA |  | TRUE |  | P | PPD | DAYTON |  | 77411S-26
134276 | 4 | 31 | States | Dayton | Robert Boulka | TRUE | 2026-06-22T00:00:00 | 2026-09-16T00:00:00 | 2026-09-16T00:00:00 | 1 | 0 | 1 | 260 | 11180 | 55369-6417 | USA | N30 | 1201 | TIMMERMAN FINISHING INC | 55421 | Powered Door - Right Hand Swing | DOOR PAINTING | PUR | DOOR PAINTING | EA | EA |  | TRUE |  | P | PPD | DAYTON |  | 77411S-62
134276 | 4 | 18 | States | Dayton | Robert Boulka | TRUE | 2026-06-22T00:00:00 | 2026-09-02T00:00:00 | 2026-09-02T00:00:00 | 1 | 0 | 1 | 260 | 11180 | 55369-6417 | USA | N30 | 1201 | TIMMERMAN FINISHING INC | 55421 | Powered Door - Right Hand Swing | DOOR PAINTING | PUR | DOOR PAINTING | EA | EA |  | TRUE |  | P | PPD | DAYTON |  | 77411S-36
134276 | 1 | 41 | States | Dayton | Robert Boulka | TRUE | 2026-06-22T00:00:00 | 2026-09-30T00:00:00 | 2026-09-30T00:00:00 | 1 | 0 | 1 | 260 | 11180 | 55369-6417 | USA | N30 | 1201 | TIMMERMAN FINISHING INC | 55421 | Manual Door - Left Hand Swing | DOOR PAINTING | PUR | DOOR PAINTING | EA | EA |  | TRUE |  | P | PPD | DAYTON |  | 77411S-81
134276 | 4 | 29 | States | Dayton | Robert Boulka | TRUE | 2026-06-22T00:00:00 | 2026-09-16T00:00:00 | 2026-09-16T00:00:00 | 1 | 0 | 1 | 260 | 11180 | 55369-6417 | USA | N30 | 1201 | TIMMERMAN FINISHING INC | 55421 | Powered Door - Right Hand Swing | DOOR PAINTING | PUR | DOOR PAINTING | EA | EA |  | TRUE |  | P | PPD | DAYTON |  | 77411S-58
134276 | 3 | 41 | States | Dayton | Robert Boulka | TRUE | 2026-06-22T00:00:00 | 2026-09-30T00:00:00 | 2026-09-30T00:00:00 | 1 | 0 | 1 | 260 | 11180 | 55369-6417 | USA | N30 | 1201 | TIMMERMAN FINISHING INC | 55421 | Powered Door - Left Hand Swing | DOOR PAINTING | PUR | DOOR PAINTING | EA | EA |  | TRUE |  | P | PPD | DAYTON |  | 77411S-81
134276 | 4 | 20 | States | Dayton | Robert Boulka | TRUE | 2026-06-22T00:00:00 | 2026-09-02T00:00:00 | 2026-09-02T00:00:00 | 1 | 0 | 1 | 260 | 11180 | 55369-6417 | USA | N30 | 1201 | TIMMERMAN FINISHING INC | 55421 | Powered Door - Right Hand Swing | DOOR PAINTING | PUR | DOOR PAINTING | EA | EA |  | TRUE |  | P | PPD | DAYTON |  | 77411S-40
134276 | 2 | 35 | States | Dayton | Robert Boulka | TRUE | 2026-06-22T00:00:00 | 2026-09-30T00:00:00 | 2026-09-30T00:00:00 | 1 | 0 | 1 | 260 | 11180 | 55369-6417 | USA | N30 | 1201 | TIMMERMAN FINISHING INC | 55421 | Manual Door - Right Hand Swing | DOOR PAINTING | PUR | DOOR PAINTING | EA | EA |  | TRUE |  | P | PPD | DAYTON |  | 77411S-70
134276 | 1 | 28 | States | Dayton | Robert Boulka | TRUE | 2026-06-22T00:00:00 | 2026-09-16T00:00:00 | 2026-09-16T00:00:00 | 1 | 0 | 1 | 260 | 11180 | 55369-6417 | USA | N30 | 1201 | TIMMERMAN FINISHING INC | 55421 | Manual Door - Left Hand Swing | DOOR PAINTING | PUR | DOOR PAINTING | EA | EA |  | TRUE |  | P | PPD | DAYTON |  | 77411S-55
134276 | 1 | 32 | States | Dayton | Robert Boulka | TRUE | 2026-06-22T00:00:00 | 2026-09-30T00:00:00 | 2026-09-30T00:00:00 | 1 | 0 | 1 | 260 | 11180 | 55369-6417 | USA | N30 | 1201 | TIMMERMAN FINISHING INC | 55421 | Manual Door - Left Hand Swing | DOOR PAINTING | PUR | DOOR PAINTING | EA | EA |  | TRUE |  | P | PPD | DAYTON |  | 77411S-63
134276 | 3 | 24 | States | Dayton | Robert Boulka | TRUE | 2026-06-22T00:00:00 | 2026-09-16T00:00:00 | 2026-09-16T00:00:00 | 1 | 0 | 1 | 260 | 11180 | 55369-6417 | USA | N30 | 1201 | TIMMERMAN FINISHING INC | 55421 | Powered Door - Left Hand Swing | DOOR PAINTING | PUR | DOOR PAINTING | EA | EA |  | TRUE |  | P | PPD | DAYTON |  | 77411S-47
134276 | 3 | 30 | States | Dayton | Robert Boulka | TRUE | 2026-06-22T00:00:00 | 2026-09-16T00:00:00 | 2026-09-16T00:00:00 | 1 | 0 | 1 | 260 | 11180 | 55369-6417 | USA | N30 | 1201 | TIMMERMAN FINISHING INC | 55421 | Powered Door - Left Hand Swing | DOOR PAINTING | PUR | DOOR PAINTING | EA | EA |  | TRUE |  | P | PPD | DAYTON |  | 77411S-59
134276 | 1 | 35 | States | Dayton | Robert Boulka | TRUE | 2026-06-22T00:00:00 | 2026-09-30T00:00:00 | 2026-09-30T00:00:00 | 1 | 0 | 1 | 260 | 11180 | 55369-6417 | USA | N30 | 1201 | TIMMERMAN FINISHING INC | 55421 | Manual Door - Left Hand Swing | DOOR PAINTING | PUR | DOOR PAINTING | EA | EA |  | TRUE |  | P | PPD | DAYTON |  | 77411S-69
134276 | 4 | 22 | States | Dayton | Robert Boulka | TRUE | 2026-06-22T00:00:00 | 2026-09-02T00:00:00 | 2026-09-02T00:00:00 | 1 | 0 | 1 | 260 | 11180 | 55369-6417 | USA | N30 | 1201 | TIMMERMAN FINISHING INC | 55421 | Powered Door - Right Hand Swing | DOOR PAINTING | PUR | DOOR PAINTING | EA | EA |  | TRUE |  | P | PPD | DAYTON |  | 77411S-44
134276 | 3 | 17 | States | Dayton | Robert Boulka | TRUE | 2026-06-22T00:00:00 | 2026-09-02T00:00:00 | 2026-09-02T00:00:00 | 1 | 0 | 1 | 260 | 11180 | 55369-6417 | USA | N30 | 1201 | TIMMERMAN FINISHING INC | 55421 | Powered Door - Left Hand Swing | DOOR PAINTING | PUR | DOOR PAINTING | EA | EA |  | TRUE |  | P | PPD | DAYTON |  | 77411S-33
134276 | 1 | 26 | States | Dayton | Robert Boulka | TRUE | 2026-06-22T00:00:00 | 2026-09-16T00:00:00 | 2026-09-16T00:00:00 | 1 | 0 | 1 | 260 | 11180 | 55369-6417 | USA | N30 | 1201 | TIMMERMAN FINISHING INC | 55421 | Manual Door - Left Hand Swing | DOOR PAINTING | PUR | DOOR PAINTING | EA | EA |  | TRUE |  | P | PPD | DAYTON |  | 77411S-51
134276 | 1 | 23 | States | Dayton | Robert Boulka | TRUE | 2026-06-22T00:00:00 | 2026-09-16T00:00:00 | 2026-09-16T00:00:00 | 1 | 0 | 1 | 260 | 11180 | 55369-6417 | USA | N30 | 1201 | TIMMERMAN FINISHING INC | 55421 | Manual Door - Left Hand Swing | DOOR PAINTING | PUR | DOOR PAINTING | EA | EA |  | TRUE |  | P | PPD | DAYTON |  | 77411S-45
134276 | 1 | 38 | States | Dayton | Robert Boulka | TRUE | 2026-06-22T00:00:00 | 2026-09-30T00:00:00 | 2026-09-30T00:00:00 | 1 | 0 | 1 | 260 | 11180 | 55369-6417 | USA | N30 | 1201 | TIMMERMAN FINISHING INC | 55421 | Manual Door - Left Hand Swing | DOOR PAINTING | PUR | DOOR PAINTING | EA | EA |  | TRUE |  | P | PPD | DAYTON |  | 77411S-75
134276 | 3 | 23 | States | Dayton | Robert Boulka | TRUE | 2026-06-22T00:00:00 | 2026-09-16T00:00:00 | 2026-09-16T00:00:00 | 1 | 0 | 1 | 260 | 11180 | 55369-6417 | USA | N30 | 1201 | TIMMERMAN FINISHING INC | 55421 | Powered Door - Left Hand Swing | DOOR PAINTING | PUR | DOOR PAINTING | EA | EA |  | TRUE |  | P | PPD | DAYTON |  | 77411S-45
134276 | 1 | 21 | States | Dayton | Robert Boulka | TRUE | 2026-06-22T00:00:00 | 2026-09-02T00:00:00 | 2026-09-02T00:00:00 | 1 | 0 | 1 | 260 | 11180 | 55369-6417 | USA | N30 | 1201 | TIMMERMAN FINISHING INC | 55421 | Manual Door - Left Hand Swing | DOOR PAINTING | PUR | DOOR PAINTING | EA | EA |  | TRUE |  | P | PPD | DAYTON |  | 77411S-41
134276 | 4 | 27 | States | Dayton | Robert Boulka | TRUE | 2026-06-22T00:00:00 | 2026-09-16T00:00:00 | 2026-09-16T00:00:00 | 1 | 0 | 1 | 260 | 11180 | 55369-6417 | USA | N30 | 1201 | TIMMERMAN FINISHING INC | 55421 | Powered Door - Right Hand Swing | DOOR PAINTING | PUR | DOOR PAINTING | EA | EA |  | TRUE |  | P | PPD | DAYTON |  | 77411S-54
134276 | 4 | 26 | States | Dayton | Robert Boulka | TRUE | 2026-06-22T00:00:00 | 2026-09-16T00:00:00 | 2026-09-16T00:00:00 | 1 | 0 | 1 | 260 | 11180 | 55369-6417 | USA | N30 | 1201 | TIMMERMAN FINISHING INC | 55421 | Powered Door - Right Hand Swing | DOOR PAINTING | PUR | DOOR PAINTING | EA | EA |  | TRUE |  | P | PPD | DAYTON |  | 77411S-52
134276 | 1 | 25 | States | Dayton | Robert Boulka | TRUE | 2026-06-22T00:00:00 | 2026-09-16T00:00:00 | 2026-09-16T00:00:00 | 1 | 0 | 1 | 260 | 11180 | 55369-6417 | USA | N30 | 1201 | TIMMERMAN FINISHING INC | 55421 | Manual Door - Left Hand Swing | DOOR PAINTING | PUR | DOOR PAINTING | EA | EA |  | TRUE |  | P | PPD | DAYTON |  | 77411S-49
134276 | 2 | 40 | States | Dayton | Robert Boulka | TRUE | 2026-06-22T00:00:00 | 2026-09-30T00:00:00 | 2026-09-30T00:00:00 | 1 | 0 | 1 | 260 | 11180 | 55369-6417 | USA | N30 | 1201 | TIMMERMAN FINISHING INC | 55421 | Manual Door - Right Hand Swing | DOOR PAINTING | PUR | DOOR PAINTING | EA | EA |  | TRUE |  | P | PPD | DAYTON |  | 77411S-80
134276 | 2 | 38 | States | Dayton | Robert Boulka | TRUE | 2026-06-22T00:00:00 | 2026-09-30T00:00:00 | 2026-09-30T00:00:00 | 1 | 0 | 1 | 260 | 11180 | 55369-6417 | USA | N30 | 1201 | TIMMERMAN FINISHING INC | 55421 | Manual Door - Right Hand Swing | DOOR PAINTING | PUR | DOOR PAINTING | EA | EA |  | TRUE |  | P | PPD | DAYTON |  | 77411S-76
134276 | 2 | 25 | States | Dayton | Robert Boulka | TRUE | 2026-06-22T00:00:00 | 2026-09-16T00:00:00 | 2026-09-16T00:00:00 | 1 | 0 | 1 | 260 | 11180 | 55369-6417 | USA | N30 | 1201 | TIMMERMAN FINISHING INC | 55421 | Manual Door - Right Hand Swing | DOOR PAINTING | PUR | DOOR PAINTING | EA | EA |  | TRUE |  | P | PPD | DAYTON |  | 77411S-50
134276 | 4 | 28 | States | Dayton | Robert Boulka | TRUE | 2026-06-22T00:00:00 | 2026-09-16T00:00:00 | 2026-09-16T00:00:00 | 1 | 0 | 1 | 260 | 11180 | 55369-6417 | USA | N30 | 1201 | TIMMERMAN FINISHING INC | 55421 | Powered Door - Right Hand Swing | DOOR PAINTING | PUR | DOOR PAINTING | EA | EA |  | TRUE |  | P | PPD | DAYTON |  | 77411S-56
134276 | 4 | 33 | States | Dayton | Robert Boulka | TRUE | 2026-06-22T00:00:00 | 2026-09-30T00:00:00 | 2026-09-30T00:00:00 | 1 | 0 | 1 | 260 | 11180 | 55369-6417 | USA | N30 | 1201 | TIMMERMAN FINISHING INC | 55421 | Powered Door - Right Hand Swing | DOOR PAINTING | PUR | DOOR PAINTING | EA | EA |  | TRUE |  | P | PPD | DAYTON |  | 77411S-66
134276 | 1 | 20 | States | Dayton | Robert Boulka | TRUE | 2026-06-22T00:00:00 | 2026-09-02T00:00:00 | 2026-09-02T00:00:00 | 1 | 0 | 1 | 260 | 11180 | 55369-6417 | USA | N30 | 1201 | TIMMERMAN FINISHING INC | 55421 | Manual Door - Left Hand Swing | DOOR PAINTING | PUR | DOOR PAINTING | EA | EA |  | TRUE |  | P | PPD | DAYTON |  | 77411S-39
134276 | 3 | 18 | States | Dayton | Robert Boulka | TRUE | 2026-06-22T00:00:00 | 2026-09-02T00:00:00 | 2026-09-02T00:00:00 | 1 | 0 | 1 | 260 | 11180 | 55369-6417 | USA | N30 | 1201 | TIMMERMAN FINISHING INC | 55421 | Powered Door - Left Hand Swing | DOOR PAINTING | PUR | DOOR PAINTING | EA | EA |  | TRUE |  | P | PPD | DAYTON |  | 77411S-35
134276 | 1 | 24 | States | Dayton | Robert Boulka | TRUE | 2026-06-22T00:00:00 | 2026-09-16T00:00:00 | 2026-09-16T00:00:00 | 1 | 0 | 1 | 260 | 11180 | 55369-6417 | USA | N30 | 1201 | TIMMERMAN FINISHING INC | 55421 | Manual Door - Left Hand Swing | DOOR PAINTING | PUR | DOOR PAINTING | EA | EA |  | TRUE |  | P | PPD | DAYTON |  | 77411S-47
134276 | 4 | 34 | States | Dayton | Robert Boulka | TRUE | 2026-06-22T00:00:00 | 2026-09-30T00:00:00 | 2026-09-30T00:00:00 | 1 | 0 | 1 | 260 | 11180 | 55369-6417 | USA | N30 | 1201 | TIMMERMAN FINISHING INC | 55421 | Powered Door - Right Hand Swing | DOOR PAINTING | PUR | DOOR PAINTING | EA | EA |  | TRUE |  | P | PPD | DAYTON |  | 77411S-68
134276 | 2 | 32 | States | Dayton | Robert Boulka | TRUE | 2026-06-22T00:00:00 | 2026-09-30T00:00:00 | 2026-09-30T00:00:00 | 1 | 0 | 1 | 260 | 11180 | 55369-6417 | USA | N30 | 1201 | TIMMERMAN FINISHING INC | 55421 | Manual Door - Right Hand Swing | DOOR PAINTING | PUR | DOOR PAINTING | EA | EA |  | TRUE |  | P | PPD | DAYTON |  | 77411S-64
134276 | 3 | 27 | States | Dayton | Robert Boulka | TRUE | 2026-06-22T00:00:00 | 2026-09-16T00:00:00 | 2026-09-16T00:00:00 | 1 | 0 | 1 | 260 | 11180 | 55369-6417 | USA | N30 | 1201 | TIMMERMAN FINISHING INC | 55421 | Powered Door - Left Hand Swing | DOOR PAINTING | PUR | DOOR PAINTING | EA | EA |  | TRUE |  | P | PPD | DAYTON |  | 77411S-53
134276 | 4 | 37 | States | Dayton | Robert Boulka | TRUE | 2026-06-22T00:00:00 | 2026-09-30T00:00:00 | 2026-09-30T00:00:00 | 1 | 0 | 1 | 260 | 11180 | 55369-6417 | USA | N30 | 1201 | TIMMERMAN FINISHING INC | 55421 | Powered Door - Right Hand Swing | DOOR PAINTING | PUR | DOOR PAINTING | EA | EA |  | TRUE |  | P | PPD | DAYTON |  | 77411S-74
134276 | 3 | 39 | States | Dayton | Robert Boulka | TRUE | 2026-06-22T00:00:00 | 2026-09-30T00:00:00 | 2026-09-30T00:00:00 | 1 | 0 | 1 | 260 | 11180 | 55369-6417 | USA | N30 | 1201 | TIMMERMAN FINISHING INC | 55421 | Powered Door - Left Hand Swing | DOOR PAINTING | PUR | DOOR PAINTING | EA | EA |  | TRUE |  | P | PPD | DAYTON |  | 77411S-77
134276 | 3 | 37 | States | Dayton | Robert Boulka | TRUE | 2026-06-22T00:00:00 | 2026-09-30T00:00:00 | 2026-09-30T00:00:00 | 1 | 0 | 1 | 260 | 11180 | 55369-6417 | USA | N30 | 1201 | TIMMERMAN FINISHING INC | 55421 | Powered Door - Left Hand Swing | DOOR PAINTING | PUR | DOOR PAINTING | EA | EA |  | TRUE |  | P | PPD | DAYTON |  | 77411S-73
134276 | 2 | 24 | States | Dayton | Robert Boulka | TRUE | 2026-06-22T00:00:00 | 2026-09-16T00:00:00 | 2026-09-16T00:00:00 | 1 | 0 | 1 | 260 | 11180 | 55369-6417 | USA | N30 | 1201 | TIMMERMAN FINISHING INC | 55421 | Manual Door - Right Hand Swing | DOOR PAINTING | PUR | DOOR PAINTING | EA | EA |  | TRUE |  | P | PPD | DAYTON |  | 77411S-48
134276 | 1 | 42 | States | Dayton | Robert Boulka | TRUE | 2026-06-22T00:00:00 | 2026-10-14T00:00:00 | 2026-10-14T00:00:00 | 1 | 0 | 1 | 260 | 11180 | 55369-6417 | USA | N30 | 1201 | TIMMERMAN FINISHING INC | 55421 | Manual Door - Left Hand Swing | DOOR PAINTING | PUR | DOOR PAINTING | EA | EA |  | TRUE |  | P | PPD | DAYTON |  | 77411S-83
134276 | 3 | 35 | States | Dayton | Robert Boulka | TRUE | 2026-06-22T00:00:00 | 2026-09-30T00:00:00 | 2026-09-30T00:00:00 | 1 | 0 | 1 | 260 | 11180 | 55369-6417 | USA | N30 | 1201 | TIMMERMAN FINISHING INC | 55421 | Powered Door - Left Hand Swing | DOOR PAINTING | PUR | DOOR PAINTING | EA | EA |  | TRUE |  | P | PPD | DAYTON |  | 77411S-69
134276 | 1 | 27 | States | Dayton | Robert Boulka | TRUE | 2026-06-22T00:00:00 | 2026-09-16T00:00:00 | 2026-09-16T00:00:00 | 1 | 0 | 1 | 260 | 11180 | 55369-6417 | USA | N30 | 1201 | TIMMERMAN FINISHING INC | 55421 | Manual Door - Left Hand Swing | DOOR PAINTING | PUR | DOOR PAINTING | EA | EA |  | TRUE |  | P | PPD | DAYTON |  | 77411S-53
134276 | 3 | 12 | States | Dayton | Robert Boulka | TRUE | 2026-06-22T00:00:00 | 2026-08-19T00:00:00 | 2026-08-19T00:00:00 | 1 | 0 | 1 | 260 | 11180 | 55369-6417 | USA | N30 | 1201 | TIMMERMAN FINISHING INC | 55421 | Powered Door - Left Hand Swing | DOOR PAINTING | PUR | DOOR PAINTING | EA | EA |  | TRUE |  | P | PPD | DAYTON |  | 77411S-23
134276 | 4 | 21 | States | Dayton | Robert Boulka | TRUE | 2026-06-22T00:00:00 | 2026-09-02T00:00:00 | 2026-09-02T00:00:00 | 1 | 0 | 1 | 260 | 11180 | 55369-6417 | USA | N30 | 1201 | TIMMERMAN FINISHING INC | 55421 | Powered Door - Right Hand Swing | DOOR PAINTING | PUR | DOOR PAINTING | EA | EA |  | TRUE |  | P | PPD | DAYTON |  | 77411S-42
134276 | 3 | 33 | States | Dayton | Robert Boulka | TRUE | 2026-06-22T00:00:00 | 2026-09-30T00:00:00 | 2026-09-30T00:00:00 | 1 | 0 | 1 | 260 | 11180 | 55369-6417 | USA | N30 | 1201 | TIMMERMAN FINISHING INC | 55421 | Powered Door - Left Hand Swing | DOOR PAINTING | PUR | DOOR PAINTING | EA | EA |  | TRUE |  | P | PPD | DAYTON |  | 77411S-65
134276 | 2 | 21 | States | Dayton | Robert Boulka | TRUE | 2026-06-22T00:00:00 | 2026-09-02T00:00:00 | 2026-09-02T00:00:00 | 1 | 0 | 1 | 260 | 11180 | 55369-6417 | USA | N30 | 1201 | TIMMERMAN FINISHING INC | 55421 | Manual Door - Right Hand Swing | DOOR PAINTING | PUR | DOOR PAINTING | EA | EA |  | TRUE |  | P | PPD | DAYTON |  | 77411S-42
134276 | 2 | 37 | States | Dayton | Robert Boulka | TRUE | 2026-06-22T00:00:00 | 2026-09-30T00:00:00 | 2026-09-30T00:00:00 | 1 | 0 | 1 | 260 | 11180 | 55369-6417 | USA | N30 | 1201 | TIMMERMAN FINISHING INC | 55421 | Manual Door - Right Hand Swing | DOOR PAINTING | PUR | DOOR PAINTING | EA | EA |  | TRUE |  | P | PPD | DAYTON |  | 77411S-74
134276 | 3 | 22 | States | Dayton | Robert Boulka | TRUE | 2026-06-22T00:00:00 | 2026-09-02T00:00:00 | 2026-09-02T00:00:00 | 1 | 0 | 1 | 260 | 11180 | 55369-6417 | USA | N30 | 1201 | TIMMERMAN FINISHING INC | 55421 | Powered Door - Left Hand Swing | DOOR PAINTING | PUR | DOOR PAINTING | EA | EA |  | TRUE |  | P | PPD | DAYTON |  | 77411S-43
134276 | 4 | 38 | States | Dayton | Robert Boulka | TRUE | 2026-06-22T00:00:00 | 2026-09-30T00:00:00 | 2026-09-30T00:00:00 | 1 | 0 | 1 | 260 | 11180 | 55369-6417 | USA | N30 | 1201 | TIMMERMAN FINISHING INC | 55421 | Powered Door - Right Hand Swing | DOOR PAINTING | PUR | DOOR PAINTING | EA | EA |  | TRUE |  | P | PPD | DAYTON |  | 77411S-76
134276 | 4 | 17 | States | Dayton | Robert Boulka | TRUE | 2026-06-22T00:00:00 | 2026-09-02T00:00:00 | 2026-09-02T00:00:00 | 1 | 0 | 1 | 260 | 11180 | 55369-6417 | USA | N30 | 1201 | TIMMERMAN FINISHING INC | 55421 | Powered Door - Right Hand Swing | DOOR PAINTING | PUR | DOOR PAINTING | EA | EA |  | TRUE |  | P | PPD | DAYTON |  | 77411S-34
134276 | 3 | 43 | States | Dayton | Robert Boulka | TRUE | 2026-06-22T00:00:00 | 2026-10-14T00:00:00 | 2026-10-14T00:00:00 | 1 | 0 | 1 | 260 | 11180 | 55369-6417 | USA | N30 | 1201 | TIMMERMAN FINISHING INC | 55421 | Powered Door - Left Hand Swing | DOOR PAINTING | PUR | DOOR PAINTING | EA | EA |  | TRUE |  | P | PPD | DAYTON |  | 77411S-85
134276 | 1 | 37 | States | Dayton | Robert Boulka | TRUE | 2026-06-22T00:00:00 | 2026-09-30T00:00:00 | 2026-09-30T00:00:00 | 1 | 0 | 1 | 260 | 11180 | 55369-6417 | USA | N30 | 1201 | TIMMERMAN FINISHING INC | 55421 | Manual Door - Left Hand Swing | DOOR PAINTING | PUR | DOOR PAINTING | EA | EA |  | TRUE |  | P | PPD | DAYTON |  | 77411S-73
134276 | 4 | 19 | States | Dayton | Robert Boulka | TRUE | 2026-06-22T00:00:00 | 2026-09-02T00:00:00 | 2026-09-02T00:00:00 | 1 | 0 | 1 | 260 | 11180 | 55369-6417 | USA | N30 | 1201 | TIMMERMAN FINISHING INC | 55421 | Powered Door - Right Hand Swing | DOOR PAINTING | PUR | DOOR PAINTING | EA | EA |  | TRUE |  | P | PPD | DAYTON |  | 77411S-38
134276 | 4 | 41 | States | Dayton | Robert Boulka | TRUE | 2026-06-22T00:00:00 | 2026-09-30T00:00:00 | 2026-09-30T00:00:00 | 1 | 0 | 1 | 260 | 11180 | 55369-6417 | USA | N30 | 1201 | TIMMERMAN FINISHING INC | 55421 | Powered Door - Right Hand Swing | DOOR PAINTING | PUR | DOOR PAINTING | EA | EA |  | TRUE |  | P | PPD | DAYTON |  | 77411S-82
134276 | 2 | 36 | States | Dayton | Robert Boulka | TRUE | 2026-06-22T00:00:00 | 2026-09-30T00:00:00 | 2026-09-30T00:00:00 | 1 | 0 | 1 | 260 | 11180 | 55369-6417 | USA | N30 | 1201 | TIMMERMAN FINISHING INC | 55421 | Manual Door - Right Hand Swing | DOOR PAINTING | PUR | DOOR PAINTING | EA | EA |  | TRUE |  | P | PPD | DAYTON |  | 77411S-72
134276 | 4 | 16 | States | Dayton | Robert Boulka | TRUE | 2026-06-22T00:00:00 | 2026-09-02T00:00:00 | 2026-09-02T00:00:00 | 1 | 0 | 1 | 260 | 11180 | 55369-6417 | USA | N30 | 1201 | TIMMERMAN FINISHING INC | 55421 | Powered Door - Right Hand Swing | DOOR PAINTING | PUR | DOOR PAINTING | EA | EA |  | TRUE |  | P | PPD | DAYTON |  | 77411S-32
134276 | 4 | 42 | States | Dayton | Robert Boulka | TRUE | 2026-06-22T00:00:00 | 2026-10-14T00:00:00 | 2026-10-14T00:00:00 | 1 | 0 | 1 | 260 | 11180 | 55369-6417 | USA | N30 | 1201 | TIMMERMAN FINISHING INC | 55421 | Powered Door - Right Hand Swing | DOOR PAINTING | PUR | DOOR PAINTING | EA | EA |  | TRUE |  | P | PPD | DAYTON |  | 77411S-84
134276 | 2 | 30 | States | Dayton | Robert Boulka | TRUE | 2026-06-22T00:00:00 | 2026-09-16T00:00:00 | 2026-09-16T00:00:00 | 1 | 0 | 1 | 260 | 11180 | 55369-6417 | USA | N30 | 1201 | TIMMERMAN FINISHING INC | 55421 | Manual Door - Right Hand Swing | DOOR PAINTING | PUR | DOOR PAINTING | EA | EA |  | TRUE |  | P | PPD | DAYTON |  | 77411S-60
134276 | 1 | 5 | States | Dayton | Robert Boulka | TRUE | 2026-06-22T00:00:00 | 2026-08-14T00:00:00 | 2026-08-05T00:00:00 | 1 | 0 | 1 | 260 | 11180 | 55369-6417 | USA | N30 | 1201 | TIMMERMAN FINISHING INC | 55421 | Manual Door - Left Hand Swing | DOOR PAINTING | PUR | DOOR PAINTING | EA | EA |  | TRUE |  | P | PPD | DAYTON |  | 77411S-9
134276 | 3 | 29 | States | Dayton | Robert Boulka | TRUE | 2026-06-22T00:00:00 | 2026-09-16T00:00:00 | 2026-09-16T00:00:00 | 1 | 0 | 1 | 260 | 11180 | 55369-6417 | USA | N30 | 1201 | TIMMERMAN FINISHING INC | 55421 | Powered Door - Left Hand Swing | DOOR PAINTING | PUR | DOOR PAINTING | EA | EA |  | TRUE |  | P | PPD | DAYTON |  | 77411S-57
134276 | 4 | 25 | States | Dayton | Robert Boulka | TRUE | 2026-06-22T00:00:00 | 2026-09-16T00:00:00 | 2026-09-16T00:00:00 | 1 | 0 | 1 | 260 | 11180 | 55369-6417 | USA | N30 | 1201 | TIMMERMAN FINISHING INC | 55421 | Powered Door - Right Hand Swing | DOOR PAINTING | PUR | DOOR PAINTING | EA | EA |  | TRUE |  | P | PPD | DAYTON |  | 77411S-50
134276 | 1 | 40 | States | Dayton | Robert Boulka | TRUE | 2026-06-22T00:00:00 | 2026-09-30T00:00:00 | 2026-09-30T00:00:00 | 1 | 0 | 1 | 260 | 11180 | 55369-6417 | USA | N30 | 1201 | TIMMERMAN FINISHING INC | 55421 | Manual Door - Left Hand Swing | DOOR PAINTING | PUR | DOOR PAINTING | EA | EA |  | TRUE |  | P | PPD | DAYTON |  | 77411S-79
134276 | 4 | 36 | States | Dayton | Robert Boulka | TRUE | 2026-06-22T00:00:00 | 2026-09-30T00:00:00 | 2026-09-30T00:00:00 | 1 | 0 | 1 | 260 | 11180 | 55369-6417 | USA | N30 | 1201 | TIMMERMAN FINISHING INC | 55421 | Powered Door - Right Hand Swing | DOOR PAINTING | PUR | DOOR PAINTING | EA | EA |  | TRUE |  | P | PPD | DAYTON |  | 77411S-72
134276 | 3 | 40 | States | Dayton | Robert Boulka | TRUE | 2026-06-22T00:00:00 | 2026-09-30T00:00:00 | 2026-09-30T00:00:00 | 1 | 0 | 1 | 260 | 11180 | 55369-6417 | USA | N30 | 1201 | TIMMERMAN FINISHING INC | 55421 | Powered Door - Left Hand Swing | DOOR PAINTING | PUR | DOOR PAINTING | EA | EA |  | TRUE |  | P | PPD | DAYTON |  | 77411S-79
134276 | 2 | 27 | States | Dayton | Robert Boulka | TRUE | 2026-06-22T00:00:00 | 2026-09-16T00:00:00 | 2026-09-16T00:00:00 | 1 | 0 | 1 | 260 | 11180 | 55369-6417 | USA | N30 | 1201 | TIMMERMAN FINISHING INC | 55421 | Manual Door - Right Hand Swing | DOOR PAINTING | PUR | DOOR PAINTING | EA | EA |  | TRUE |  | P | PPD | DAYTON |  | 77411S-54
134276 | 3 | 19 | States | Dayton | Robert Boulka | TRUE | 2026-06-22T00:00:00 | 2026-09-02T00:00:00 | 2026-09-02T00:00:00 | 1 | 0 | 1 | 260 | 11180 | 55369-6417 | USA | N30 | 1201 | TIMMERMAN FINISHING INC | 55421 | Powered Door - Left Hand Swing | DOOR PAINTING | PUR | DOOR PAINTING | EA | EA |  | TRUE |  | P | PPD | DAYTON |  | 77411S-37
134276 | 3 | 36 | States | Dayton | Robert Boulka | TRUE | 2026-06-22T00:00:00 | 2026-09-30T00:00:00 | 2026-09-30T00:00:00 | 1 | 0 | 1 | 260 | 11180 | 55369-6417 | USA | N30 | 1201 | TIMMERMAN FINISHING INC | 55421 | Powered Door - Left Hand Swing | DOOR PAINTING | PUR | DOOR PAINTING | EA | EA |  | TRUE |  | P | PPD | DAYTON |  | 77411S-71
134276 | 4 | 23 | States | Dayton | Robert Boulka | TRUE | 2026-06-22T00:00:00 | 2026-09-16T00:00:00 | 2026-09-16T00:00:00 | 1 | 0 | 1 | 260 | 11180 | 55369-6417 | USA | N30 | 1201 | TIMMERMAN FINISHING INC | 55421 | Powered Door - Right Hand Swing | DOOR PAINTING | PUR | DOOR PAINTING | EA | EA |  | TRUE |  | P | PPD | DAYTON |  | 77411S-46
134276 | 2 | 23 | States | Dayton | Robert Boulka | TRUE | 2026-06-22T00:00:00 | 2026-09-16T00:00:00 | 2026-09-16T00:00:00 | 1 | 0 | 1 | 260 | 11180 | 55369-6417 | USA | N30 | 1201 | TIMMERMAN FINISHING INC | 55421 | Manual Door - Right Hand Swing | DOOR PAINTING | PUR | DOOR PAINTING | EA | EA |  | TRUE |  | P | PPD | DAYTON |  | 77411S-46
134276 | 4 | 14 | States | Dayton | Robert Boulka | TRUE | 2026-06-22T00:00:00 | 2026-08-19T00:00:00 | 2026-08-19T00:00:00 | 1 | 0 | 1 | 260 | 11180 | 55369-6417 | USA | N30 | 1201 | TIMMERMAN FINISHING INC | 55421 | Powered Door - Right Hand Swing | DOOR PAINTING | PUR | DOOR PAINTING | EA | EA |  | TRUE |  | P | PPD | DAYTON |  | 77411S-28
134276 | 3 | 16 | States | Dayton | Robert Boulka | TRUE | 2026-06-22T00:00:00 | 2026-09-02T00:00:00 | 2026-09-02T00:00:00 | 1 | 0 | 1 | 260 | 11180 | 55369-6417 | USA | N30 | 1201 | TIMMERMAN FINISHING INC | 55421 | Powered Door - Left Hand Swing | DOOR PAINTING | PUR | DOOR PAINTING | EA | EA |  | TRUE |  | P | PPD | DAYTON |  | 77411S-31
134276 | 2 | 39 | States | Dayton | Robert Boulka | TRUE | 2026-06-22T00:00:00 | 2026-09-30T00:00:00 | 2026-09-30T00:00:00 | 1 | 0 | 1 | 260 | 11180 | 55369-6417 | USA | N30 | 1201 | TIMMERMAN FINISHING INC | 55421 | Manual Door - Right Hand Swing | DOOR PAINTING | PUR | DOOR PAINTING | EA | EA |  | TRUE |  | P | PPD | DAYTON |  | 77411S-78
134276 | 3 | 14 | States | Dayton | Robert Boulka | TRUE | 2026-06-22T00:00:00 | 2026-08-19T00:00:00 | 2026-08-19T00:00:00 | 1 | 0 | 1 | 260 | 11180 | 55369-6417 | USA | N30 | 1201 | TIMMERMAN FINISHING INC | 55421 | Powered Door - Left Hand Swing | DOOR PAINTING | PUR | DOOR PAINTING | EA | EA |  | TRUE |  | P | PPD | DAYTON |  | 77411S-27
134276 | 3 | 38 | States | Dayton | Robert Boulka | TRUE | 2026-06-22T00:00:00 | 2026-09-30T00:00:00 | 2026-09-30T00:00:00 | 1 | 0 | 1 | 260 | 11180 | 55369-6417 | USA | N30 | 1201 | TIMMERMAN FINISHING INC | 55421 | Powered Door - Left Hand Swing | DOOR PAINTING | PUR | DOOR PAINTING | EA | EA |  | TRUE |  | P | PPD | DAYTON |  | 77411S-75
134276 | 4 | 43 | States | Dayton | Robert Boulka | TRUE | 2026-06-22T00:00:00 | 2026-10-14T00:00:00 | 2026-10-14T00:00:00 | 1 | 0 | 1 | 260 | 11180 | 55369-6417 | USA | N30 | 1201 | TIMMERMAN FINISHING INC | 55421 | Powered Door - Right Hand Swing | DOOR PAINTING | PUR | DOOR PAINTING | EA | EA |  | TRUE |  | P | PPD | DAYTON |  | 77411S-86
134276 | 2 | 28 | States | Dayton | Robert Boulka | TRUE | 2026-06-22T00:00:00 | 2026-09-16T00:00:00 | 2026-09-16T00:00:00 | 1 | 0 | 1 | 260 | 11180 | 55369-6417 | USA | N30 | 1201 | TIMMERMAN FINISHING INC | 55421 | Manual Door - Right Hand Swing | DOOR PAINTING | PUR | DOOR PAINTING | EA | EA |  | TRUE |  | P | PPD | DAYTON |  | 77411S-56
134276 | 1 | 33 | States | Dayton | Robert Boulka | TRUE | 2026-06-22T00:00:00 | 2026-09-30T00:00:00 | 2026-09-30T00:00:00 | 1 | 0 | 1 | 260 | 11180 | 55369-6417 | USA | N30 | 1201 | TIMMERMAN FINISHING INC | 55421 | Manual Door - Left Hand Swing | DOOR PAINTING | PUR | DOOR PAINTING | EA | EA |  | TRUE |  | P | PPD | DAYTON |  | 77411S-65
134276 | 4 | 35 | States | Dayton | Robert Boulka | TRUE | 2026-06-22T00:00:00 | 2026-09-30T00:00:00 | 2026-09-30T00:00:00 | 1 | 0 | 1 | 260 | 11180 | 55369-6417 | USA | N30 | 1201 | TIMMERMAN FINISHING INC | 55421 | Powered Door - Right Hand Swing | DOOR PAINTING | PUR | DOOR PAINTING | EA | EA |  | TRUE |  | P | PPD | DAYTON |  | 77411S-70
134276 | 3 | 21 | States | Dayton | Robert Boulka | TRUE | 2026-06-22T00:00:00 | 2026-09-02T00:00:00 | 2026-09-02T00:00:00 | 1 | 0 | 1 | 260 | 11180 | 55369-6417 | USA | N30 | 1201 | TIMMERMAN FINISHING INC | 55421 | Powered Door - Left Hand Swing | DOOR PAINTING | PUR | DOOR PAINTING | EA | EA |  | TRUE |  | P | PPD | DAYTON |  | 77411S-41
134276 | 1 | 31 | States | Dayton | Robert Boulka | TRUE | 2026-06-22T00:00:00 | 2026-09-16T00:00:00 | 2026-09-16T00:00:00 | 1 | 0 | 1 | 260 | 11180 | 55369-6417 | USA | N30 | 1201 | TIMMERMAN FINISHING INC | 55421 | Manual Door - Left Hand Swing | DOOR PAINTING | PUR | DOOR PAINTING | EA | EA |  | TRUE |  | P | PPD | DAYTON |  | 77411S-61
134276 | 4 | 40 | States | Dayton | Robert Boulka | TRUE | 2026-06-22T00:00:00 | 2026-09-30T00:00:00 | 2026-09-30T00:00:00 | 1 | 0 | 1 | 260 | 11180 | 55369-6417 | USA | N30 | 1201 | TIMMERMAN FINISHING INC | 55421 | Powered Door - Right Hand Swing | DOOR PAINTING | PUR | DOOR PAINTING | EA | EA |  | TRUE |  | P | PPD | DAYTON |  | 77411S-80
134276 | 2 | 34 | States | Dayton | Robert Boulka | TRUE | 2026-06-22T00:00:00 | 2026-09-30T00:00:00 | 2026-09-30T00:00:00 | 1 | 0 | 1 | 260 | 11180 | 55369-6417 | USA | N30 | 1201 | TIMMERMAN FINISHING INC | 55421 | Manual Door - Right Hand Swing | DOOR PAINTING | PUR | DOOR PAINTING | EA | EA |  | TRUE |  | P | PPD | DAYTON |  | 77411S-68
134276 | 4 | 32 | States | Dayton | Robert Boulka | TRUE | 2026-06-22T00:00:00 | 2026-09-30T00:00:00 | 2026-09-30T00:00:00 | 1 | 0 | 1 | 260 | 11180 | 55369-6417 | USA | N30 | 1201 | TIMMERMAN FINISHING INC | 55421 | Powered Door - Right Hand Swing | DOOR PAINTING | PUR | DOOR PAINTING | EA | EA |  | TRUE |  | P | PPD | DAYTON |  | 77411S-64
134276 | 2 | 41 | States | Dayton | Robert Boulka | TRUE | 2026-06-22T00:00:00 | 2026-09-30T00:00:00 | 2026-09-30T00:00:00 | 1 | 0 | 1 | 260 | 11180 | 55369-6417 | USA | N30 | 1201 | TIMMERMAN FINISHING INC | 55421 | Manual Door - Right Hand Swing | DOOR PAINTING | PUR | DOOR PAINTING | EA | EA |  | TRUE |  | P | PPD | DAYTON |  | 77411S-82
134276 | 1 | 39 | States | Dayton | Robert Boulka | TRUE | 2026-06-22T00:00:00 | 2026-09-30T00:00:00 | 2026-09-30T00:00:00 | 1 | 0 | 1 | 260 | 11180 | 55369-6417 | USA | N30 | 1201 | TIMMERMAN FINISHING INC | 55421 | Manual Door - Left Hand Swing | DOOR PAINTING | PUR | DOOR PAINTING | EA | EA |  | TRUE |  | P | PPD | DAYTON |  | 77411S-77
134276 | 3 | 13 | States | Dayton | Robert Boulka | TRUE | 2026-06-22T00:00:00 | 2026-08-19T00:00:00 | 2026-08-19T00:00:00 | 1 | 0 | 1 | 260 | 11180 | 55369-6417 | USA | N30 | 1201 | TIMMERMAN FINISHING INC | 55421 | Powered Door - Left Hand Swing | DOOR PAINTING | PUR | DOOR PAINTING | EA | EA |  | TRUE |  | P | PPD | DAYTON |  | 77411S-25
134276 | 3 | 31 | States | Dayton | Robert Boulka | TRUE | 2026-06-22T00:00:00 | 2026-09-16T00:00:00 | 2026-09-16T00:00:00 | 1 | 0 | 1 | 260 | 11180 | 55369-6417 | USA | N30 | 1201 | TIMMERMAN FINISHING INC | 55421 | Powered Door - Left Hand Swing | DOOR PAINTING | PUR | DOOR PAINTING | EA | EA |  | TRUE |  | P | PPD | DAYTON |  | 77411S-61
134276 | 2 | 26 | States | Dayton | Robert Boulka | TRUE | 2026-06-22T00:00:00 | 2026-09-16T00:00:00 | 2026-09-16T00:00:00 | 1 | 0 | 1 | 260 | 11180 | 55369-6417 | USA | N30 | 1201 | TIMMERMAN FINISHING INC | 55421 | Manual Door - Right Hand Swing | DOOR PAINTING | PUR | DOOR PAINTING | EA | EA |  | TRUE |  | P | PPD | DAYTON |  | 77411S-52
134276 | 2 | 20 | States | Dayton | Robert Boulka | TRUE | 2026-06-22T00:00:00 | 2026-09-02T00:00:00 | 2026-09-02T00:00:00 | 1 | 0 | 1 | 260 | 11180 | 55369-6417 | USA | N30 | 1201 | TIMMERMAN FINISHING INC | 55421 | Manual Door - Right Hand Swing | DOOR PAINTING | PUR | DOOR PAINTING | EA | EA |  | TRUE |  | P | PPD | DAYTON |  | 77411S-40
134276 | 3 | 15 | States | Dayton | Robert Boulka | TRUE | 2026-06-22T00:00:00 | 2026-09-02T00:00:00 | 2026-09-02T00:00:00 | 1 | 0 | 1 | 260 | 11180 | 55369-6417 | USA | N30 | 1201 | TIMMERMAN FINISHING INC | 55421 | Powered Door - Left Hand Swing | DOOR PAINTING | PUR | DOOR PAINTING | EA | EA |  | TRUE |  | P | PPD | DAYTON |  | 77411S-29
134276 | 2 | 33 | States | Dayton | Robert Boulka | TRUE | 2026-06-22T00:00:00 | 2026-09-30T00:00:00 | 2026-09-30T00:00:00 | 1 | 0 | 1 | 260 | 11180 | 55369-6417 | USA | N30 | 1201 | TIMMERMAN FINISHING INC | 55421 | Manual Door - Right Hand Swing | DOOR PAINTING | PUR | DOOR PAINTING | EA | EA |  | TRUE |  | P | PPD | DAYTON |  | 77411S-66
134276 | 4 | 12 | States | Dayton | Robert Boulka | TRUE | 2026-06-22T00:00:00 | 2026-08-19T00:00:00 | 2026-08-19T00:00:00 | 1 | 0 | 1 | 260 | 11180 | 55369-6417 | USA | N30 | 1201 | TIMMERMAN FINISHING INC | 55421 | Powered Door - Right Hand Swing | DOOR PAINTING | PUR | DOOR PAINTING | EA | EA |  | TRUE |  | P | PPD | DAYTON |  | 77411S-24
134276 | 1 | 30 | States | Dayton | Robert Boulka | TRUE | 2026-06-22T00:00:00 | 2026-09-16T00:00:00 | 2026-09-16T00:00:00 | 1 | 0 | 1 | 260 | 11180 | 55369-6417 | USA | N30 | 1201 | TIMMERMAN FINISHING INC | 55421 | Manual Door - Left Hand Swing | DOOR PAINTING | PUR | DOOR PAINTING | EA | EA |  | TRUE |  | P | PPD | DAYTON |  | 77411S-59
134276 | 4 | 39 | States | Dayton | Robert Boulka | TRUE | 2026-06-22T00:00:00 | 2026-09-30T00:00:00 | 2026-09-30T00:00:00 | 1 | 0 | 1 | 260 | 11180 | 55369-6417 | USA | N30 | 1201 | TIMMERMAN FINISHING INC | 55421 | Powered Door - Right Hand Swing | DOOR PAINTING | PUR | DOOR PAINTING | EA | EA |  | TRUE |  | P | PPD | DAYTON |  | 77411S-78
134276 | 1 | 34 | States | Dayton | Robert Boulka | TRUE | 2026-06-22T00:00:00 | 2026-09-30T00:00:00 | 2026-09-30T00:00:00 | 1 | 0 | 1 | 260 | 11180 | 55369-6417 | USA | N30 | 1201 | TIMMERMAN FINISHING INC | 55421 | Manual Door - Left Hand Swing | DOOR PAINTING | PUR | DOOR PAINTING | EA | EA |  | TRUE |  | P | PPD | DAYTON |  | 77411S-67
134276 | 3 | 32 | States | Dayton | Robert Boulka | TRUE | 2026-06-22T00:00:00 | 2026-09-30T00:00:00 | 2026-09-30T00:00:00 | 1 | 0 | 1 | 260 | 11180 | 55369-6417 | USA | N30 | 1201 | TIMMERMAN FINISHING INC | 55421 | Powered Door - Left Hand Swing | DOOR PAINTING | PUR | DOOR PAINTING | EA | EA |  | TRUE |  | P | PPD | DAYTON |  | 77411S-63
134276 | 3 | 26 | States | Dayton | Robert Boulka | TRUE | 2026-06-22T00:00:00 | 2026-09-16T00:00:00 | 2026-09-16T00:00:00 | 1 | 0 | 1 | 260 | 11180 | 55369-6417 | USA | N30 | 1201 | TIMMERMAN FINISHING INC | 55421 | Powered Door - Left Hand Swing | DOOR PAINTING | PUR | DOOR PAINTING | EA | EA |  | TRUE |  | P | PPD | DAYTON |  | 77411S-51
134276 | 2 | 31 | States | Dayton | Robert Boulka | TRUE | 2026-06-22T00:00:00 | 2026-09-16T00:00:00 | 2026-09-16T00:00:00 | 1 | 0 | 1 | 260 | 11180 | 55369-6417 | USA | N30 | 1201 | TIMMERMAN FINISHING INC | 55421 | Manual Door - Right Hand Swing | DOOR PAINTING | PUR | DOOR PAINTING | EA | EA |  | TRUE |  | P | PPD | DAYTON |  | 77411S-62
134276 | 1 | 22 | States | Dayton | Robert Boulka | TRUE | 2026-06-22T00:00:00 | 2026-09-02T00:00:00 | 2026-09-02T00:00:00 | 1 | 0 | 1 | 260 | 11180 | 55369-6417 | USA | N30 | 1201 | TIMMERMAN FINISHING INC | 55421 | Manual Door - Left Hand Swing | DOOR PAINTING | PUR | DOOR PAINTING | EA | EA |  | TRUE |  | P | PPD | DAYTON |  | 77411S-43
134276 | 1 | 29 | States | Dayton | Robert Boulka | TRUE | 2026-06-22T00:00:00 | 2026-09-16T00:00:00 | 2026-09-16T00:00:00 | 1 | 0 | 1 | 260 | 11180 | 55369-6417 | USA | N30 | 1201 | TIMMERMAN FINISHING INC | 55421 | Manual Door - Left Hand Swing | DOOR PAINTING | PUR | DOOR PAINTING | EA | EA |  | TRUE |  | P | PPD | DAYTON |  | 77411S-57
134276 | 2 | 42 | States | Dayton | Robert Boulka | TRUE | 2026-06-22T00:00:00 | 2026-10-14T00:00:00 | 2026-10-14T00:00:00 | 1 | 0 | 1 | 260 | 11180 | 55369-6417 | USA | N30 | 1201 | TIMMERMAN FINISHING INC | 55421 | Manual Door - Right Hand Swing | DOOR PAINTING | PUR | DOOR PAINTING | EA | EA |  | TRUE |  | P | PPD | DAYTON |  | 77411S-84
134276 | 3 | 34 | States | Dayton | Robert Boulka | TRUE | 2026-06-22T00:00:00 | 2026-09-30T00:00:00 | 2026-09-30T00:00:00 | 1 | 0 | 1 | 260 | 11180 | 55369-6417 | USA | N30 | 1201 | TIMMERMAN FINISHING INC | 55421 | Powered Door - Left Hand Swing | DOOR PAINTING | PUR | DOOR PAINTING | EA | EA |  | TRUE |  | P | PPD | DAYTON |  | 77411S-67
134276 | 2 | 43 | States | Dayton | Robert Boulka | TRUE | 2026-06-22T00:00:00 | 2026-10-14T00:00:00 | 2026-10-14T00:00:00 | 1 | 0 | 1 | 260 | 11180 | 55369-6417 | USA | N30 | 1201 | TIMMERMAN FINISHING INC | 55421 | Manual Door - Right Hand Swing | DOOR PAINTING | PUR | DOOR PAINTING | EA | EA |  | TRUE |  | P | PPD | DAYTON |  | 77411S-86
134276 | 2 | 22 | States | Dayton | Robert Boulka | TRUE | 2026-06-22T00:00:00 | 2026-09-02T00:00:00 | 2026-09-02T00:00:00 | 1 | 0 | 1 | 260 | 11180 | 55369-6417 | USA | N30 | 1201 | TIMMERMAN FINISHING INC | 55421 | Manual Door - Right Hand Swing | DOOR PAINTING | PUR | DOOR PAINTING | EA | EA |  | TRUE |  | P | PPD | DAYTON |  | 77411S-44
134276 | 4 | 24 | States | Dayton | Robert Boulka | TRUE | 2026-06-22T00:00:00 | 2026-09-16T00:00:00 | 2026-09-16T00:00:00 | 1 | 0 | 1 | 260 | 11180 | 55369-6417 | USA | N30 | 1201 | TIMMERMAN FINISHING INC | 55421 | Powered Door - Right Hand Swing | DOOR PAINTING | PUR | DOOR PAINTING | EA | EA |  | TRUE |  | P | PPD | DAYTON |  | 77411S-48
134276 | 3 | 20 | States | Dayton | Robert Boulka | TRUE | 2026-06-22T00:00:00 | 2026-09-02T00:00:00 | 2026-09-02T00:00:00 | 1 | 0 | 1 | 260 | 11180 | 55369-6417 | USA | N30 | 1201 | TIMMERMAN FINISHING INC | 55421 | Powered Door - Left Hand Swing | DOOR PAINTING | PUR | DOOR PAINTING | EA | EA |  | TRUE |  | P | PPD | DAYTON |  | 77411S-39
134276 | 1 | 43 | States | Dayton | Robert Boulka | TRUE | 2026-06-22T00:00:00 | 2026-10-14T00:00:00 | 2026-10-14T00:00:00 | 1 | 0 | 1 | 260 | 11180 | 55369-6417 | USA | N30 | 1201 | TIMMERMAN FINISHING INC | 55421 | Manual Door - Left Hand Swing | DOOR PAINTING | PUR | DOOR PAINTING | EA | EA |  | TRUE |  | P | PPD | DAYTON |  | 77411S-85
134276 | 3 | 25 | States | Dayton | Robert Boulka | TRUE | 2026-06-22T00:00:00 | 2026-09-16T00:00:00 | 2026-09-16T00:00:00 | 1 | 0 | 1 | 260 | 11180 | 55369-6417 | USA | N30 | 1201 | TIMMERMAN FINISHING INC | 55421 | Powered Door - Left Hand Swing | DOOR PAINTING | PUR | DOOR PAINTING | EA | EA |  | TRUE |  | P | PPD | DAYTON |  | 77411S-49
134276 | 2 | 29 | States | Dayton | Robert Boulka | TRUE | 2026-06-22T00:00:00 | 2026-09-16T00:00:00 | 2026-09-16T00:00:00 | 1 | 0 | 1 | 260 | 11180 | 55369-6417 | USA | N30 | 1201 | TIMMERMAN FINISHING INC | 55421 | Manual Door - Right Hand Swing | DOOR PAINTING | PUR | DOOR PAINTING | EA | EA |  | TRUE |  | P | PPD | DAYTON |  | 77411S-58
134276 | 3 | 42 | States | Dayton | Robert Boulka | TRUE | 2026-06-22T00:00:00 | 2026-10-14T00:00:00 | 2026-10-14T00:00:00 | 1 | 0 | 1 | 260 | 11180 | 55369-6417 | USA | N30 | 1201 | TIMMERMAN FINISHING INC | 55421 | Powered Door - Left Hand Swing | DOOR PAINTING | PUR | DOOR PAINTING | EA | EA |  | TRUE |  | P | PPD | DAYTON |  | 77411S-83
134276 | 4 | 30 | States | Dayton | Robert Boulka | TRUE | 2026-06-22T00:00:00 | 2026-09-16T00:00:00 | 2026-09-16T00:00:00 | 1 | 0 | 1 | 260 | 11180 | 55369-6417 | USA | N30 | 1201 | TIMMERMAN FINISHING INC | 55421 | Powered Door - Right Hand Swing | DOOR PAINTING | PUR | DOOR PAINTING | EA | EA |  | TRUE |  | P | PPD | DAYTON |  | 77411S-60
134276 | 3 | 28 | States | Dayton | Robert Boulka | TRUE | 2026-06-22T00:00:00 | 2026-09-16T00:00:00 | 2026-09-16T00:00:00 | 1 | 0 | 1 | 260 | 11180 | 55369-6417 | USA | N30 | 1201 | TIMMERMAN FINISHING INC | 55421 | Powered Door - Left Hand Swing | DOOR PAINTING | PUR | DOOR PAINTING | EA | EA |  | TRUE |  | P | PPD | DAYTON |  | 77411S-55
135037 | 1 | 5 | States | Dayton | Robert Boulka | TRUE | 2026-07-27T00:00:00 | 2026-10-14T00:00:00 | 2026-10-14T00:00:00 | 1 | 0 | 1 | 260 | 1820 | 55369-6417 | USA | N30 | 1201 | TIMMERMAN FINISHING INC | 55421 | Manual Door - Left Hand Swing | DOOR PAINTING | PUR | DOOR PAINTING | EA | EA |  | TRUE |  | P | PPD | DAYTON |  | 77411S-95
135037 | 1 | 6 | States | Dayton | Robert Boulka | TRUE | 2026-07-27T00:00:00 | 2026-10-14T00:00:00 | 2026-10-14T00:00:00 | 1 | 0 | 1 | 260 | 1820 | 55369-6417 | USA | N30 | 1201 | TIMMERMAN FINISHING INC | 55421 | Manual Door - Left Hand Swing | DOOR PAINTING | PUR | DOOR PAINTING | EA | EA |  | TRUE |  | P | PPD | DAYTON |  | 77411S-97
135037 | 3 | 2 | States | Dayton | Robert Boulka | TRUE | 2026-07-27T00:00:00 | 2026-10-14T00:00:00 | 2026-10-14T00:00:00 | 1 | 0 | 1 | 260 | 1820 | 55369-6417 | USA | N30 | 1201 | TIMMERMAN FINISHING INC | 55421 | Powered Door - Left Hand Swing | DOOR PAINTING | PUR | DOOR PAINTING | EA | EA |  | TRUE |  | P | PPD | DAYTON |  | 77411S-89
135037 | 2 | 3 | States | Dayton | Robert Boulka | TRUE | 2026-07-27T00:00:00 | 2026-10-14T00:00:00 | 2026-10-14T00:00:00 | 1 | 0 | 1 | 260 | 1820 | 55369-6417 | USA | N30 | 1201 | TIMMERMAN FINISHING INC | 55421 | Manual Door - Right Hand Swing | DOOR PAINTING | PUR | DOOR PAINTING | EA | EA |  | TRUE |  | P | PPD | DAYTON |  | 77411S-92
135037 | 2 | 6 | States | Dayton | Robert Boulka | TRUE | 2026-07-27T00:00:00 | 2026-10-14T00:00:00 | 2026-10-14T00:00:00 | 1 | 0 | 1 | 260 | 1820 | 55369-6417 | USA | N30 | 1201 | TIMMERMAN FINISHING INC | 55421 | Manual Door - Right Hand Swing | DOOR PAINTING | PUR | DOOR PAINTING | EA | EA |  | TRUE |  | P | PPD | DAYTON |  | 77411S-98
135037 | 1 | 1 | States | Dayton | Robert Boulka | TRUE | 2026-07-27T00:00:00 | 2026-10-14T00:00:00 | 2026-10-14T00:00:00 | 1 | 0 | 1 | 260 | 1820 | 55369-6417 | USA | N30 | 1201 | TIMMERMAN FINISHING INC | 55421 | Manual Door - Left Hand Swing | DOOR PAINTING | PUR | DOOR PAINTING | EA | EA |  | TRUE |  | P | PPD | DAYTON |  | 77411S-87
135037 | 3 | 3 | States | Dayton | Robert Boulka | TRUE | 2026-07-27T00:00:00 | 2026-10-14T00:00:00 | 2026-10-14T00:00:00 | 1 | 0 | 1 | 260 | 1820 | 55369-6417 | USA | N30 | 1201 | TIMMERMAN FINISHING INC | 55421 | Powered Door - Left Hand Swing | DOOR PAINTING | PUR | DOOR PAINTING | EA | EA |  | TRUE |  | P | PPD | DAYTON |  | 77411S-91
135037 | 4 | 7 | States | Dayton | Robert Boulka | TRUE | 2026-07-27T00:00:00 | 2026-10-14T00:00:00 | 2026-10-14T00:00:00 | 1 | 0 | 1 | 260 | 1820 | 55369-6417 | USA | N30 | 1201 | TIMMERMAN FINISHING INC | 55421 | Powered Door - Right Hand Swing | DOOR PAINTING | PUR | DOOR PAINTING | EA | EA |  | TRUE |  | P | PPD | DAYTON |  | 77411S-100
135037 | 1 | 7 | States | Dayton | Robert Boulka | TRUE | 2026-07-27T00:00:00 | 2026-10-14T00:00:00 | 2026-10-14T00:00:00 | 1 | 0 | 1 | 260 | 1820 | 55369-6417 | USA | N30 | 1201 | TIMMERMAN FINISHING INC | 55421 | Manual Door - Left Hand Swing | DOOR PAINTING | PUR | DOOR PAINTING | EA | EA |  | TRUE |  | P | PPD | DAYTON |  | 77411S-99
135037 | 1 | 3 | States | Dayton | Robert Boulka | TRUE | 2026-07-27T00:00:00 | 2026-10-14T00:00:00 | 2026-10-14T00:00:00 | 1 | 0 | 1 | 260 | 1820 | 55369-6417 | USA | N30 | 1201 | TIMMERMAN FINISHING INC | 55421 | Manual Door - Left Hand Swing | DOOR PAINTING | PUR | DOOR PAINTING | EA | EA |  | TRUE |  | P | PPD | DAYTON |  | 77411S-91
135037 | 4 | 1 | States | Dayton | Robert Boulka | TRUE | 2026-07-27T00:00:00 | 2026-10-14T00:00:00 | 2026-10-14T00:00:00 | 1 | 0 | 1 | 260 | 1820 | 55369-6417 | USA | N30 | 1201 | TIMMERMAN FINISHING INC | 55421 | Powered Door - Right Hand Swing | DOOR PAINTING | PUR | DOOR PAINTING | EA | EA |  | TRUE |  | P | PPD | DAYTON |  | 77411S-88
135037 | 3 | 1 | States | Dayton | Robert Boulka | TRUE | 2026-07-27T00:00:00 | 2026-10-14T00:00:00 | 2026-10-14T00:00:00 | 1 | 0 | 1 | 260 | 1820 | 55369-6417 | USA | N30 | 1201 | TIMMERMAN FINISHING INC | 55421 | Powered Door - Left Hand Swing | DOOR PAINTING | PUR | DOOR PAINTING | EA | EA |  | TRUE |  | P | PPD | DAYTON |  | 77411S-87
135037 | 2 | 5 | States | Dayton | Robert Boulka | TRUE | 2026-07-27T00:00:00 | 2026-10-14T00:00:00 | 2026-10-14T00:00:00 | 1 | 0 | 1 | 260 | 1820 | 55369-6417 | USA | N30 | 1201 | TIMMERMAN FINISHING INC | 55421 | Manual Door - Right Hand Swing | DOOR PAINTING | PUR | DOOR PAINTING | EA | EA |  | TRUE |  | P | PPD | DAYTON |  | 77411S-96
135037 | 1 | 4 | States | Dayton | Robert Boulka | TRUE | 2026-07-27T00:00:00 | 2026-10-14T00:00:00 | 2026-10-14T00:00:00 | 1 | 0 | 1 | 260 | 1820 | 55369-6417 | USA | N30 | 1201 | TIMMERMAN FINISHING INC | 55421 | Manual Door - Left Hand Swing | DOOR PAINTING | PUR | DOOR PAINTING | EA | EA |  | TRUE |  | P | PPD | DAYTON |  | 77411S-93
135037 | 3 | 4 | States | Dayton | Robert Boulka | TRUE | 2026-07-27T00:00:00 | 2026-10-14T00:00:00 | 2026-10-14T00:00:00 | 1 | 0 | 1 | 260 | 1820 | 55369-6417 | USA | N30 | 1201 | TIMMERMAN FINISHING INC | 55421 | Powered Door - Left Hand Swing | DOOR PAINTING | PUR | DOOR PAINTING | EA | EA |  | TRUE |  | P | PPD | DAYTON |  | 77411S-93
135037 | 3 | 7 | States | Dayton | Robert Boulka | TRUE | 2026-07-27T00:00:00 | 2026-10-14T00:00:00 | 2026-10-14T00:00:00 | 1 | 0 | 1 | 260 | 1820 | 55369-6417 | USA | N30 | 1201 | TIMMERMAN FINISHING INC | 55421 | Powered Door - Left Hand Swing | DOOR PAINTING | PUR | DOOR PAINTING | EA | EA |  | TRUE |  | P | PPD | DAYTON |  | 77411S-99
135037 | 4 | 5 | States | Dayton | Robert Boulka | TRUE | 2026-07-27T00:00:00 | 2026-10-14T00:00:00 | 2026-10-14T00:00:00 | 1 | 0 | 1 | 260 | 1820 | 55369-6417 | USA | N30 | 1201 | TIMMERMAN FINISHING INC | 55421 | Powered Door - Right Hand Swing | DOOR PAINTING | PUR | DOOR PAINTING | EA | EA |  | TRUE |  | P | PPD | DAYTON |  | 77411S-96
135037 | 2 | 4 | States | Dayton | Robert Boulka | TRUE | 2026-07-27T00:00:00 | 2026-10-14T00:00:00 | 2026-10-14T00:00:00 | 1 | 0 | 1 | 260 | 1820 | 55369-6417 | USA | N30 | 1201 | TIMMERMAN FINISHING INC | 55421 | Manual Door - Right Hand Swing | DOOR PAINTING | PUR | DOOR PAINTING | EA | EA |  | TRUE |  | P | PPD | DAYTON |  | 77411S-94
135037 | 2 | 1 | States | Dayton | Robert Boulka | TRUE | 2026-07-27T00:00:00 | 2026-10-14T00:00:00 | 2026-10-14T00:00:00 | 1 | 0 | 1 | 260 | 1820 | 55369-6417 | USA | N30 | 1201 | TIMMERMAN FINISHING INC | 55421 | Manual Door - Right Hand Swing | DOOR PAINTING | PUR | DOOR PAINTING | EA | EA |  | TRUE |  | P | PPD | DAYTON |  | 77411S-88
135037 | 1 | 2 | States | Dayton | Robert Boulka | TRUE | 2026-07-27T00:00:00 | 2026-10-14T00:00:00 | 2026-10-14T00:00:00 | 1 | 0 | 1 | 260 | 1820 | 55369-6417 | USA | N30 | 1201 | TIMMERMAN FINISHING INC | 55421 | Manual Door - Left Hand Swing | DOOR PAINTING | PUR | DOOR PAINTING | EA | EA |  | TRUE |  | P | PPD | DAYTON |  | 77411S-89
135037 | 4 | 6 | States | Dayton | Robert Boulka | TRUE | 2026-07-27T00:00:00 | 2026-10-14T00:00:00 | 2026-10-14T00:00:00 | 1 | 0 | 1 | 260 | 1820 | 55369-6417 | USA | N30 | 1201 | TIMMERMAN FINISHING INC | 55421 | Powered Door - Right Hand Swing | DOOR PAINTING | PUR | DOOR PAINTING | EA | EA |  | TRUE |  | P | PPD | DAYTON |  | 77411S-98
135037 | 2 | 2 | States | Dayton | Robert Boulka | TRUE | 2026-07-27T00:00:00 | 2026-10-14T00:00:00 | 2026-10-14T00:00:00 | 1 | 0 | 1 | 260 | 1820 | 55369-6417 | USA | N30 | 1201 | TIMMERMAN FINISHING INC | 55421 | Manual Door - Right Hand Swing | DOOR PAINTING | PUR | DOOR PAINTING | EA | EA |  | TRUE |  | P | PPD | DAYTON |  | 77411S-90
135037 | 2 | 7 | States | Dayton | Robert Boulka | TRUE | 2026-07-27T00:00:00 | 2026-10-14T00:00:00 | 2026-10-14T00:00:00 | 1 | 0 | 1 | 260 | 1820 | 55369-6417 | USA | N30 | 1201 | TIMMERMAN FINISHING INC | 55421 | Manual Door - Right Hand Swing | DOOR PAINTING | PUR | DOOR PAINTING | EA | EA |  | TRUE |  | P | PPD | DAYTON |  | 77411S-100
135037 | 3 | 6 | States | Dayton | Robert Boulka | TRUE | 2026-07-27T00:00:00 | 2026-10-14T00:00:00 | 2026-10-14T00:00:00 | 1 | 0 | 1 | 260 | 1820 | 55369-6417 | USA | N30 | 1201 | TIMMERMAN FINISHING INC | 55421 | Powered Door - Left Hand Swing | DOOR PAINTING | PUR | DOOR PAINTING | EA | EA |  | TRUE |  | P | PPD | DAYTON |  | 77411S-97
135037 | 4 | 4 | States | Dayton | Robert Boulka | TRUE | 2026-07-27T00:00:00 | 2026-10-14T00:00:00 | 2026-10-14T00:00:00 | 1 | 0 | 1 | 260 | 1820 | 55369-6417 | USA | N30 | 1201 | TIMMERMAN FINISHING INC | 55421 | Powered Door - Right Hand Swing | DOOR PAINTING | PUR | DOOR PAINTING | EA | EA |  | TRUE |  | P | PPD | DAYTON |  | 77411S-94
135037 | 4 | 3 | States | Dayton | Robert Boulka | TRUE | 2026-07-27T00:00:00 | 2026-10-14T00:00:00 | 2026-10-14T00:00:00 | 1 | 0 | 1 | 260 | 1820 | 55369-6417 | USA | N30 | 1201 | TIMMERMAN FINISHING INC | 55421 | Powered Door - Right Hand Swing | DOOR PAINTING | PUR | DOOR PAINTING | EA | EA |  | TRUE |  | P | PPD | DAYTON |  | 77411S-92
135037 | 4 | 2 | States | Dayton | Robert Boulka | TRUE | 2026-07-27T00:00:00 | 2026-10-14T00:00:00 | 2026-10-14T00:00:00 | 1 | 0 | 1 | 260 | 1820 | 55369-6417 | USA | N30 | 1201 | TIMMERMAN FINISHING INC | 55421 | Powered Door - Right Hand Swing | DOOR PAINTING | PUR | DOOR PAINTING | EA | EA |  | TRUE |  | P | PPD | DAYTON |  | 77411S-90
135037 | 3 | 5 | States | Dayton | Robert Boulka | TRUE | 2026-07-27T00:00:00 | 2026-10-14T00:00:00 | 2026-10-14T00:00:00 | 1 | 0 | 1 | 260 | 1820 | 55369-6417 | USA | N30 | 1201 | TIMMERMAN FINISHING INC | 55421 | Powered Door - Left Hand Swing | DOOR PAINTING | PUR | DOOR PAINTING | EA | EA |  | TRUE |  | P | PPD | DAYTON |  | 77411S-95
132313 | 2 | 2 | States | Dayton | Robert Boulka | TRUE | 2026-04-08T00:00:00 |  |  | 2 | 0 | 2 | 29900 | 239200 | 55369-6417 | USA | N10 | 1202 | T J POTTER TRUCKING INC | 55308 | 77307-FREIGHT | Step-Conestoga Shipping Charge | PUR | Step-Conestoga Shipping Charge | EA | EA |  | TRUE |  | P | PPD | DAYTON |  | 077307-4-2
132313 | 2 | 3 | States | Dayton | Robert Boulka | TRUE | 2026-04-08T00:00:00 |  |  | 4 | 0 | 4 | 29900 | 239200 | 55369-6417 | USA | N10 | 1202 | T J POTTER TRUCKING INC | 55308 | 77307-FREIGHT | Step-Conestoga Shipping Charge | PUR | Step-Conestoga Shipping Charge | EA | EA |  | TRUE |  | P | PPD | DAYTON |  | 077307-4-3
132313 | 1 | 14 | States | Dayton | Robert Boulka | TRUE | 2026-04-08T00:00:00 |  |  | 5 | 3 | 2 | 105000 | 7350000 | 55369-6417 | USA | N10 | 1202 | T J POTTER TRUCKING INC | 55308 | 77308-FREIGHT | Shipping Charge for 53' X 14'6" X 13'10" BLDG | PUR | Shipping Charge for 53' X 14'6" X 13'10" BLDG | EA | EA |  | TRUE |  | P | PPD | DAYTON |  | 077308-4-14
128626 | 1 | 1 | States | Champlin | Megan Swymeler | TRUE | 2025-08-25T00:00:00 |  |  | 875 | 0 | 875 | 373.28 | 326620 | 55316 | USA | N60 | 1203 | THYSSENKRUPP MATERIALS NA INC | 60132-2625 | CUB3-.250X4 | C110 HH COPPER BUS BAR 1/4" X 4" X 12' - #1) ROUND EDGE - TIN PLATED | BUSB | C110 HH COPPER BUS BAR 1/4" X 4" X 12' - #1) ROUND EDGE - TIN PLATED | FT | L12 | COPB | TRUE |  | P | DEL | 100
128626 | 15 | 1 | States | Champlin | Megan Swymeler | TRUE | 2025-08-25T00:00:00 |  |  | 78 | 0 | 78 | 2191.2012 | 170913.69 | 55316 | USA | N60 | 1203 | THYSSENKRUPP MATERIALS NA INC | 60132-2625 | CUB3-.750X6 | C110 HH COPPER BUS BAR 3/4" X 6" X 12' - #3) ROUND EDGE - TIN PLATED | BUSB | C110 HH COPPER BUS BAR 3/4" X 6" X 12' - #3) ROUND EDGE - TIN PLATED | FT | L12 | COPB | TRUE |  | P | DEL | 100
128626 | 12 | 1 | States | Champlin | Megan Swymeler | TRUE | 2025-08-25T00:00:00 |  |  | 1154 | 780 | 374 | 375.6 | 433442.4 | 55316 | USA | N60 | 1203 | THYSSENKRUPP MATERIALS NA INC | 60132-2625 | CUB3-.250X3 | C110 HH COPPER BUS BAR 1/4" X 3" X 12' - #3) ROUND EDGE - TIN PLATED | BUSB | C110 HH COPPER BUS BAR 1/4" X 3" X 12' - #3) ROUND EDGE - TIN PLATED | FT | L12 | COPB | TRUE |  | P | DEL | 100
132143 | 8 | 1 | States | Champlin | Robert Boulka | TRUE | 2026-03-30T00:00:00 |  |  | 212 | 136 | 76 | 1256.976 | 266478.91 | 55316-3157 | USA | N30 | 1203 | THYSSENKRUPP MATERIALS NA INC | 60132-2625 | CUB3-.375X6 | C110 HH COPPER BUS BAR 3/8" X 6" X 12' - #3) ROUND EDGE - TIN PLATED | BUSB | C110 HH COPPER BUS BAR 3/8" X 6" X 12' - #3) ROUND EDGE - TIN PLATED | FT | L12 | COPB | TRUE |  | P | DEL | 100
132143 | 12 | 1 | States | Champlin | Robert Boulka | TRUE | 2026-03-30T00:00:00 |  |  | 461 | 0 | 461 | 242.52 | 111801.72 | 55316-3157 | USA | N30 | 1203 | THYSSENKRUPP MATERIALS NA INC | 60132-2625 | CUB3-.250X2 | C110 HH COPPER BUS BAR 1/4" X 2" X 12' - #3) ROUND EDGE - TIN PLATED | BUSB | C110 HH COPPER BUS BAR 1/4" X 2" X 12' - #3) ROUND EDGE - TIN PLATED | FT | L12 | COPB | TRUE |  | P | DEL | Dayton
132143 | 6 | 1 | States | Champlin | Robert Boulka | TRUE | 2026-03-30T00:00:00 |  |  | 4045 | 3529 | 516 | 626.68 | 2534920.6 | 55316-3157 | USA | N30 | 1203 | THYSSENKRUPP MATERIALS NA INC | 60132-2625 | CUB3-.250X5 | C110 HH COPPER BUS BAR 1/4" X 5" X 12' - #3) ROUND EDGE - TIN PLATED | BUSB | C110 HH COPPER BUS BAR 1/4" X 5" X 12' - #3) ROUND EDGE - TIN PLATED | FT | L12 | COPB | TRUE |  | P | DEL | Dayton
132143 | 5 | 1 | States | Champlin | Robert Boulka | TRUE | 2026-03-30T00:00:00 |  |  | 3215 | 2218 | 997 | 495.62 | 1593418.3 | 55316-3157 | USA | N30 | 1203 | THYSSENKRUPP MATERIALS NA INC | 60132-2625 | CUB3-.250X4 | C110 HH COPPER BUS BAR 1/4" X 4" X 12' - #1) ROUND EDGE - TIN PLATED | BUSB | C110 HH COPPER BUS BAR 1/4" X 4" X 12' - #1) ROUND EDGE - TIN PLATED | FT | L12 | COPB | TRUE |  | P | DEL | Dayton
132143 | 11 | 1 | States | Champlin | Robert Boulka | TRUE | 2026-03-30T00:00:00 |  |  | 156 | 79 | 77 | 2191.2012 | 341827.39 | 55316-3157 | USA | N30 | 1203 | THYSSENKRUPP MATERIALS NA INC | 60132-2625 | CUB3-.750X6 | C110 HH COPPER BUS BAR 3/4" X 6" X 12' - #3) ROUND EDGE - TIN PLATED | BUSB | C110 HH COPPER BUS BAR 3/4" X 6" X 12' - #3) ROUND EDGE - TIN PLATED | FT | L12 | COPB | TRUE |  | P | DEL | 100
132143 | 7 | 1 | States | Champlin | Robert Boulka | TRUE | 2026-03-30T00:00:00 |  |  | 4060 | 3189 | 871 | 748.56 | 3039153.6 | 55316-3157 | USA | N30 | 1203 | THYSSENKRUPP MATERIALS NA INC | 60132-2625 | CUB3-.250X6 | C110 HH COPPER BUS BAR 1/4" X 6" X 12' - #3) ROUND EDGE - TIN PLATED | BUSB | C110 HH COPPER BUS BAR 1/4" X 6" X 12' - #3) ROUND EDGE - TIN PLATED | FT | L12 | COPB | TRUE |  | P | DEL | Dayton
133977 | 1 | 1 | States | Dayton | Robert Boulka | TRUE | 2026-06-10T00:00:00 | 2026-09-24T00:00:00 | 2026-09-24T00:00:00 | 4 | 0 | 4 | 2175 | 8700 | 55369-6417 | USA | D03 | 1205 | TOLL GAS & WELDING SUPPLY | 55447 | 99016 | Oxygen deficiency monitor | PUR | Oxygen deficiency monitor | EA | EA |  | TRUE |  | P | PPD | DAYTON
133593 | 4 | 1 | States | Dayton | Robert Boulka | TRUE | 2026-05-26T00:00:00 | 2026-06-15T00:00:00 |  | 145056.01 | 163042.97 | -17986.96 | 0.95 | 137803.21 | 55369-6417 | USA | D05 | 1268 | VIKING MATERIALS INC | 55486-2459 | GVN-12GA-48X144 | GALVANNEAL A60 SHEET .104 (12 GA) X 48" X 144" | gvn | GALVANNEAL A60 SHEET .104 (12 GA) X 48" X 144" | SF | LB |  | FALSE |  | P | DEL | DAYTON
135163 | 1 | 1 | States | Dayton | Robert Boulka | TRUE | 2026-08-03T00:00:00 | 2026-09-15T00:00:00 | 2026-09-15T00:00:00 | 5657.05 | 5604.67 | 52.38 | 6.08 | 34394.86 | 55369-6417 | USA | D05 | 1268 | VIKING MATERIALS INC | 55486-2459 | ALBR-.125-36X120 | 5052-H32 BRUSHED (ONE SIDE) ALUMINUM SHEET .125 X 36" X 120" | ALUM | 5052-H32 BRUSHED (ONE SIDE) ALUMINUM SHEET .125 X 36" X 120" | SF | LB |  | TRUE |  | P | DEL | Dayton
135986 | 2 | 2 | States | Dayton | Robert Boulka | TRUE | 2026-09-09T00:00:00 | 2026-09-23T00:00:00 |  | 165000 | 93654.25 | 71345.75 | 0.84 | 226800 | 55369 | USA | D05 | 1268 | VIKING MATERIALS INC | 55486-2459 | GVN-12GA-48X144 | GALVANNEAL A60 SHEET .104 (12 GA) X 48" X 144" | gvn | GALVANNEAL A60 SHEET .104 (12 GA) X 48" X 144" | SF | LB |  | FALSE |  | P | DEL | DAYTON
135986 | 1 | 2 | States | Dayton | Robert Boulka | TRUE | 2026-09-09T00:00:00 | 2026-09-23T00:00:00 |  | 65000 | 5588.03 | 59411.97 | 0.84 | 84000 | 55369 | USA | D05 | 1268 | VIKING MATERIALS INC | 55486-2459 | GVN-11GA-48x144 | GALVANNEAL A60 SHEET .120 (11 GA) X 48" X 144" | gvn | GALVANNEAL A60 SHEET .120 (11 GA) X 48" X 144" | SF | LB |  | FALSE |  | P | DEL | DAYTON
135986 | 3 | 1 | States | Dayton | Robert Boulka | TRUE | 2026-09-09T00:00:00 | 2026-09-23T00:00:00 |  | 45000 | 0 | 45000 | 0.84 | 37800 | 55369 | USA | D05 | 1268 | VIKING MATERIALS INC | 55486-2459 | GVN-16GA-48X144 | GALVANNEAL A60 SHEET .059 (16 GA) X 48" X 144" | gvn | GALVANNEAL A60 SHEET .059 (16 GA) X 48" X 144" | SF | LB |  | FALSE |  | P | DEL | DAYTON
136042 | 3 | 1 | States | Champlin | Robert Boulka | TRUE | 2026-09-11T00:00:00 | 2026-09-25T00:00:00 |  | 5000 | 0 | 5000 | 0.84 | 4200 | 55316 | USA | D05 | 1268 | VIKING MATERIALS INC | 55486-2459 | GVZ-12GA-48X120 | G90 GALVANIZED SHEET .104 (12 GA) X 48" X 120" - Domestic Material Only | gvn | G90 GALVANIZED SHEET .104 (12 GA) X 48" X 120" - Domestic Material Only | SF | LB |  | FALSE |  | P | DEL | 100
136042 | 1 | 1 | States | Champlin | Robert Boulka | TRUE | 2026-09-11T00:00:00 | 2026-09-25T00:00:00 |  | 30000 | 0 | 30000 | 0.84 | 25200 | 55316 | USA | D05 | 1268 | VIKING MATERIALS INC | 55486-2459 | GVN-12GA-48X96 | GALVANNEAL A60 SHEET .104 (12 GA) X 48" X 96" | gvn | GALVANNEAL A60 SHEET .104 (12 GA) X 48" X 96" | SF | LB |  | FALSE |  | P | DEL | 100
136036 | 1 | 1 | States | Dayton | Robert Boulka | TRUE | 2026-09-11T00:00:00 | 2026-09-22T00:00:00 |  | 5000 | 0 | 5000 | 0.84 | 4200 | 55369 | USA | D05 | 1268 | VIKING MATERIALS INC | 55486-2459 | GVZ-12GA-60X120 | G90 GALVANIZED SHEET .104 (12 GA) X 60" X 120" - Domestic Material Only | gvn | G90 GALVANIZED SHEET .104 (12 GA) X 60" X 120" - Domestic Material Only | SF | LB |  | FALSE |  | P | DEL | Dayton
135731 | 2 | 1 | States | Dayton | Robert Boulka | TRUE | 2026-08-25T00:00:00 | 2026-09-15T00:00:00 |  | 130000 | 104652.91 | 25347.09 | 0.81 | 105300 | 55369 | USA | D05 | 1268 | VIKING MATERIALS INC | 55486-2459 | GVN-16GA-48X144 | GALVANNEAL A60 SHEET .059 (16 GA) X 48" X 144" | gvn | GALVANNEAL A60 SHEET .059 (16 GA) X 48" X 144" | SF | LB |  | FALSE |  | P | DEL | DAYTON
135731 | 1 | 1 | States | Dayton | Robert Boulka | TRUE | 2026-08-25T00:00:00 | 2026-09-15T00:00:00 |  | 20000 | 24898.28 | -4898.28 | 0.81 | 16200 | 55369 | USA | D05 | 1268 | VIKING MATERIALS INC | 55486-2459 | GVN-14GA-48X144 | GALVANNEAL A60 SHEET .074 (14 GA) X 48" X 144" | gvn | GALVANNEAL A60 SHEET .074 (14 GA) X 48" X 144" | SF | LB |  | FALSE |  | P | DEL | Dayton
134777 | 1 | 1 | States | Champlin | Taylor Barrett | TRUE | 2026-07-15T00:00:00 | 2026-11-30T00:00:00 | 2026-11-30T00:00:00 | 440 | 0 | 440 | 27.89 | 12271.6 | 55316-3157 | USA | N30 | 1403 | CONNECTOR MANUFACTURING COMPANY | 30374-5787 | LA-1000 | Dual Rated Solderless Connector, wire range 1000 kcmil - 350 kcmil | PUR | Dual Rated Solderless Connector, wire range 1000 kcmil - 350 kcmil | EA | EA |  | FALSE |  | P | B/W | 100
136058 | 1 | 116 | States | Dayton | Robert Boulka | TRUE | 2026-09-14T00:00:00 | 2026-11-23T00:00:00 |  | 1 | 0 | 1 | 0 | 0 | 55369 | USA | N10 | 1404 | SPRAY FOAM INSULATION SYSTEMS INC | 55302 | Monarch Sprayfoam Service, 1 Building | Monarch Spray Foam, Quote TBD | PUR | Monarch Spray Foam, Quote TBD | EA | EA |  | FALSE |  | P | B/W | DAYTON |  | 77411B-59B
136058 | 1 | 123 | States | Dayton | Robert Boulka | TRUE | 2026-09-14T00:00:00 | 2026-11-25T00:00:00 |  | 1 | 0 | 1 | 0 | 0 | 55369 | USA | N10 | 1404 | SPRAY FOAM INSULATION SYSTEMS INC | 55302 | Monarch Sprayfoam Service, 1 Building | Monarch Spray Foam, Quote TBD | PUR | Monarch Spray Foam, Quote TBD | EA | EA |  | FALSE |  | P | B/W | DAYTON |  | 77411B-63A
136058 | 1 | 35 | States | Dayton | Robert Boulka | TRUE | 2026-09-14T00:00:00 | 2026-10-05T00:00:00 |  | 1 | 0 | 1 | 0 | 0 | 55369 | USA | N10 | 1404 | SPRAY FOAM INSULATION SYSTEMS INC | 55302 | Monarch Sprayfoam Service, 1 Building | Monarch Spray Foam, Quote TBD | PUR | Monarch Spray Foam, Quote TBD | EA | EA |  | FALSE |  | P | B/W | DAYTON |  | 77411B-20A
136058 | 1 | 92 | States | Dayton | Robert Boulka | TRUE | 2026-09-14T00:00:00 | 2026-11-06T00:00:00 |  | 1 | 0 | 1 | 0 | 0 | 55369 | USA | N10 | 1404 | SPRAY FOAM INSULATION SYSTEMS INC | 55302 | Monarch Sprayfoam Service, 1 Building | Monarch Spray Foam, Quote TBD | PUR | Monarch Spray Foam, Quote TBD | EA | EA |  | FALSE |  | P | B/W | DAYTON |  | 77411B-47B
136058 | 1 | 71 | States | Dayton | Robert Boulka | TRUE | 2026-09-14T00:00:00 | 2026-10-26T00:00:00 |  | 1 | 0 | 1 | 0 | 0 | 55369 | USA | N10 | 1404 | SPRAY FOAM INSULATION SYSTEMS INC | 55302 | Monarch Sprayfoam Service, 1 Building | Monarch Spray Foam, Quote TBD | PUR | Monarch Spray Foam, Quote TBD | EA | EA |  | FALSE |  | P | B/W | DAYTON |  | 77411B-37A
136058 | 1 | 122 | States | Dayton | Robert Boulka | TRUE | 2026-09-14T00:00:00 | 2026-11-25T00:00:00 |  | 1 | 0 | 1 | 0 | 0 | 55369 | USA | N10 | 1404 | SPRAY FOAM INSULATION SYSTEMS INC | 55302 | Monarch Sprayfoam Service, 1 Building | Monarch Spray Foam, Quote TBD | PUR | Monarch Spray Foam, Quote TBD | EA | EA |  | FALSE |  | P | B/W | DAYTON |  | 77411B-62B
136058 | 1 | 39 | States | Dayton | Robert Boulka | TRUE | 2026-09-14T00:00:00 | 2026-10-08T00:00:00 |  | 1 | 0 | 1 | 0 | 0 | 55369 | USA | N10 | 1404 | SPRAY FOAM INSULATION SYSTEMS INC | 55302 | Monarch Sprayfoam Service, 1 Building | Monarch Spray Foam, Quote TBD | PUR | Monarch Spray Foam, Quote TBD | EA | EA |  | FALSE |  | P | B/W | DAYTON |  | 77411B-22A
136058 | 1 | 73 | States | Dayton | Robert Boulka | TRUE | 2026-09-14T00:00:00 | 2026-10-27T00:00:00 |  | 1 | 0 | 1 | 0 | 0 | 55369 | USA | N10 | 1404 | SPRAY FOAM INSULATION SYSTEMS INC | 55302 | Monarch Sprayfoam Service, 1 Building | Monarch Spray Foam, Quote TBD | PUR | Monarch Spray Foam, Quote TBD | EA | EA |  | FALSE |  | P | B/W | DAYTON |  | 77411B-38A
136058 | 1 | 64 | States | Dayton | Robert Boulka | TRUE | 2026-09-14T00:00:00 | 2026-10-22T00:00:00 |  | 1 | 0 | 1 | 0 | 0 | 55369 | USA | N10 | 1404 | SPRAY FOAM INSULATION SYSTEMS INC | 55302 | Monarch Sprayfoam Service, 1 Building | Monarch Spray Foam, Quote TBD | PUR | Monarch Spray Foam, Quote TBD | EA | EA |  | FALSE |  | P | B/W | DAYTON |  | 77411B-33B
136058 | 1 | 93 | States | Dayton | Robert Boulka | TRUE | 2026-09-14T00:00:00 | 2026-11-06T00:00:00 |  | 1 | 0 | 1 | 0 | 0 | 55369 | USA | N10 | 1404 | SPRAY FOAM INSULATION SYSTEMS INC | 55302 | Monarch Sprayfoam Service, 1 Building | Monarch Spray Foam, Quote TBD | PUR | Monarch Spray Foam, Quote TBD | EA | EA |  | FALSE |  | P | B/W | DAYTON |  | 77411B-48A
136058 | 1 | 13 | States | Dayton | Robert Boulka | TRUE | 2026-09-14T00:00:00 | 2026-09-17T00:00:00 |  | 1 | 0 | 1 | 0 | 0 | 55369 | USA | N10 | 1404 | SPRAY FOAM INSULATION SYSTEMS INC | 55302 | Monarch Sprayfoam Service, 1 Building | Monarch Spray Foam, Quote TBD | PUR | Monarch Spray Foam, Quote TBD | EA | EA |  | FALSE |  | P | B/W | DAYTON |  | 77411B-8A
136058 | 1 | 112 | States | Dayton | Robert Boulka | TRUE | 2026-09-14T00:00:00 | 2026-11-19T00:00:00 |  | 1 | 0 | 1 | 0 | 0 | 55369 | USA | N10 | 1404 | SPRAY FOAM INSULATION SYSTEMS INC | 55302 | Monarch Sprayfoam Service, 1 Building | Monarch Spray Foam, Quote TBD | PUR | Monarch Spray Foam, Quote TBD | EA | EA |  | FALSE |  | P | B/W | DAYTON |  | 77411B-57B
136058 | 1 | 100 | States | Dayton | Robert Boulka | TRUE | 2026-09-14T00:00:00 | 2026-11-12T00:00:00 |  | 1 | 0 | 1 | 0 | 0 | 55369 | USA | N10 | 1404 | SPRAY FOAM INSULATION SYSTEMS INC | 55302 | Monarch Sprayfoam Service, 1 Building | Monarch Spray Foam, Quote TBD | PUR | Monarch Spray Foam, Quote TBD | EA | EA |  | FALSE |  | P | B/W | DAYTON |  | 77411B-51B
136058 | 1 | 104 | States | Dayton | Robert Boulka | TRUE | 2026-09-14T00:00:00 | 2026-11-13T00:00:00 |  | 1 | 0 | 1 | 0 | 0 | 55369 | USA | N10 | 1404 | SPRAY FOAM INSULATION SYSTEMS INC | 55302 | Monarch Sprayfoam Service, 1 Building | Monarch Spray Foam, Quote TBD | PUR | Monarch Spray Foam, Quote TBD | EA | EA |  | FALSE |  | P | B/W | DAYTON |  | 77411B-53B
136058 | 1 | 56 | States | Dayton | Robert Boulka | TRUE | 2026-09-14T00:00:00 | 2026-10-16T00:00:00 |  | 1 | 0 | 1 | 0 | 0 | 55369 | USA | N10 | 1404 | SPRAY FOAM INSULATION SYSTEMS INC | 55302 | Monarch Sprayfoam Service, 1 Building | Monarch Spray Foam, Quote TBD | PUR | Monarch Spray Foam, Quote TBD | EA | EA |  | FALSE |  | P | B/W | DAYTON |  | 77411B-29B
136058 | 1 | 55 | States | Dayton | Robert Boulka | TRUE | 2026-09-14T00:00:00 | 2026-10-16T00:00:00 |  | 1 | 0 | 1 | 0 | 0 | 55369 | USA | N10 | 1404 | SPRAY FOAM INSULATION SYSTEMS INC | 55302 | Monarch Sprayfoam Service, 1 Building | Monarch Spray Foam, Quote TBD | PUR | Monarch Spray Foam, Quote TBD | EA | EA |  | FALSE |  | P | B/W | DAYTON |  | 77411B-29A
136058 | 1 | 141 | States | Dayton | Robert Boulka | TRUE | 2026-09-14T00:00:00 | 2026-12-10T00:00:00 |  | 1 | 0 | 1 | 0 | 0 | 55369 | USA | N10 | 1404 | SPRAY FOAM INSULATION SYSTEMS INC | 55302 | Monarch Sprayfoam Service, 1 Building | Monarch Spray Foam, Quote TBD | PUR | Monarch Spray Foam, Quote TBD | EA | EA |  | FALSE |  | P | B/W | DAYTON |  | 77411B-72A
136058 | 1 | 63 | States | Dayton | Robert Boulka | TRUE | 2026-09-14T00:00:00 | 2026-10-22T00:00:00 |  | 1 | 0 | 1 | 0 | 0 | 55369 | USA | N10 | 1404 | SPRAY FOAM INSULATION SYSTEMS INC | 55302 | Monarch Sprayfoam Service, 1 Building | Monarch Spray Foam, Quote TBD | PUR | Monarch Spray Foam, Quote TBD | EA | EA |  | FALSE |  | P | B/W | DAYTON |  | 77411B-33A
136058 | 1 | 42 | States | Dayton | Robert Boulka | TRUE | 2026-09-14T00:00:00 | 2026-10-09T00:00:00 |  | 1 | 0 | 1 | 0 | 0 | 55369 | USA | N10 | 1404 | SPRAY FOAM INSULATION SYSTEMS INC | 55302 | Monarch Sprayfoam Service, 1 Building | Monarch Spray Foam, Quote TBD | PUR | Monarch Spray Foam, Quote TBD | EA | EA |  | FALSE |  | P | B/W | DAYTON |  | 77411B-23B
136058 | 1 | 111 | States | Dayton | Robert Boulka | TRUE | 2026-09-14T00:00:00 | 2026-11-19T00:00:00 |  | 1 | 0 | 1 | 0 | 0 | 55369 | USA | N10 | 1404 | SPRAY FOAM INSULATION SYSTEMS INC | 55302 | Monarch Sprayfoam Service, 1 Building | Monarch Spray Foam, Quote TBD | PUR | Monarch Spray Foam, Quote TBD | EA | EA |  | FALSE |  | P | B/W | DAYTON |  | 77411B-57A
136058 | 1 | 14 | States | Dayton | Robert Boulka | TRUE | 2026-09-14T00:00:00 | 2026-09-17T00:00:00 |  | 1 | 0 | 1 | 0 | 0 | 55369 | USA | N10 | 1404 | SPRAY FOAM INSULATION SYSTEMS INC | 55302 | Monarch Sprayfoam Service, 1 Building | Monarch Spray Foam, Quote TBD | PUR | Monarch Spray Foam, Quote TBD | EA | EA |  | FALSE |  | P | B/W | DAYTON |  | 77411B-9A
136058 | 1 | 96 | States | Dayton | Robert Boulka | TRUE | 2026-09-14T00:00:00 | 2026-11-10T00:00:00 |  | 1 | 0 | 1 | 0 | 0 | 55369 | USA | N10 | 1404 | SPRAY FOAM INSULATION SYSTEMS INC | 55302 | Monarch Sprayfoam Service, 1 Building | Monarch Spray Foam, Quote TBD | PUR | Monarch Spray Foam, Quote TBD | EA | EA |  | FALSE |  | P | B/W | DAYTON |  | 77411B-49B
136058 | 1 | 101 | States | Dayton | Robert Boulka | TRUE | 2026-09-14T00:00:00 | 2026-11-12T00:00:00 |  | 1 | 0 | 1 | 0 | 0 | 55369 | USA | N10 | 1404 | SPRAY FOAM INSULATION SYSTEMS INC | 55302 | Monarch Sprayfoam Service, 1 Building | Monarch Spray Foam, Quote TBD | PUR | Monarch Spray Foam, Quote TBD | EA | EA |  | FALSE |  | P | B/W | DAYTON |  | 77411B-52A
136058 | 1 | 108 | States | Dayton | Robert Boulka | TRUE | 2026-09-14T00:00:00 | 2026-11-16T00:00:00 |  | 1 | 0 | 1 | 0 | 0 | 55369 | USA | N10 | 1404 | SPRAY FOAM INSULATION SYSTEMS INC | 55302 | Monarch Sprayfoam Service, 1 Building | Monarch Spray Foam, Quote TBD | PUR | Monarch Spray Foam, Quote TBD | EA | EA |  | FALSE |  | P | B/W | DAYTON |  | 77411B-55B
136058 | 1 | 30 | States | Dayton | Robert Boulka | TRUE | 2026-09-14T00:00:00 | 2026-10-01T00:00:00 |  | 1 | 0 | 1 | 0 | 0 | 55369 | USA | N10 | 1404 | SPRAY FOAM INSULATION SYSTEMS INC | 55302 | Monarch Sprayfoam Service, 1 Building | Monarch Spray Foam, Quote TBD | PUR | Monarch Spray Foam, Quote TBD | EA | EA |  | FALSE |  | P | B/W | DAYTON |  | 77411B-17B
136058 | 1 | 118 | States | Dayton | Robert Boulka | TRUE | 2026-09-14T00:00:00 | 2026-11-24T00:00:00 |  | 1 | 0 | 1 | 0 | 0 | 55369 | USA | N10 | 1404 | SPRAY FOAM INSULATION SYSTEMS INC | 55302 | Monarch Sprayfoam Service, 1 Building | Monarch Spray Foam, Quote TBD | PUR | Monarch Spray Foam, Quote TBD | EA | EA |  | FALSE |  | P | B/W | DAYTON |  | 77411B-60B
136058 | 1 | 57 | States | Dayton | Robert Boulka | TRUE | 2026-09-14T00:00:00 | 2026-10-16T00:00:00 |  | 1 | 0 | 1 | 0 | 0 | 55369 | USA | N10 | 1404 | SPRAY FOAM INSULATION SYSTEMS INC | 55302 | Monarch Sprayfoam Service, 1 Building | Monarch Spray Foam, Quote TBD | PUR | Monarch Spray Foam, Quote TBD | EA | EA |  | FALSE |  | P | B/W | DAYTON |  | 77411B-30A
136058 | 1 | 144 | States | Dayton | Robert Boulka | TRUE | 2026-09-14T00:00:00 | 2026-12-10T00:00:00 |  | 1 | 0 | 1 | 0 | 0 | 55369 | USA | N10 | 1404 | SPRAY FOAM INSULATION SYSTEMS INC | 55302 | Monarch Sprayfoam Service, 1 Building | Monarch Spray Foam, Quote TBD | PUR | Monarch Spray Foam, Quote TBD | EA | EA |  | FALSE |  | P | B/W | DAYTON |  | 77411B-73B
136058 | 1 | 143 | States | Dayton | Robert Boulka | TRUE | 2026-09-14T00:00:00 | 2026-12-10T00:00:00 |  | 1 | 0 | 1 | 0 | 0 | 55369 | USA | N10 | 1404 | SPRAY FOAM INSULATION SYSTEMS INC | 55302 | Monarch Sprayfoam Service, 1 Building | Monarch Spray Foam, Quote TBD | PUR | Monarch Spray Foam, Quote TBD | EA | EA |  | FALSE |  | P | B/W | DAYTON |  | 77411B-73A
136058 | 1 | 18 | States | Dayton | Robert Boulka | TRUE | 2026-09-14T00:00:00 | 2026-09-21T00:00:00 |  | 1 | 0 | 1 | 0 | 0 | 55369 | USA | N10 | 1404 | SPRAY FOAM INSULATION SYSTEMS INC | 55302 | Monarch Sprayfoam Service, 1 Building | Monarch Spray Foam, Quote TBD | PUR | Monarch Spray Foam, Quote TBD | EA | EA |  | FALSE |  | P | B/W | DAYTON |  | 77411B-11A
136058 | 1 | 68 | States | Dayton | Robert Boulka | TRUE | 2026-09-14T00:00:00 | 2026-10-23T00:00:00 |  | 1 | 0 | 1 | 0 | 0 | 55369 | USA | N10 | 1404 | SPRAY FOAM INSULATION SYSTEMS INC | 55302 | Monarch Sprayfoam Service, 1 Building | Monarch Spray Foam, Quote TBD | PUR | Monarch Spray Foam, Quote TBD | EA | EA |  | FALSE |  | P | B/W | DAYTON |  | 77411B-35B
136058 | 1 | 36 | States | Dayton | Robert Boulka | TRUE | 2026-09-14T00:00:00 | 2026-10-06T00:00:00 |  | 1 | 0 | 1 | 0 | 0 | 55369 | USA | N10 | 1404 | SPRAY FOAM INSULATION SYSTEMS INC | 55302 | Monarch Sprayfoam Service, 1 Building | Monarch Spray Foam, Quote TBD | PUR | Monarch Spray Foam, Quote TBD | EA | EA |  | FALSE |  | P | B/W | DAYTON |  | 77411B-20B
136058 | 1 | 1 | States | Dayton | Robert Boulka | TRUE | 2026-09-14T00:00:00 | 2026-09-14T00:00:00 |  | 1 | 0 | 1 | 0 | 0 | 55369 | USA | N10 | 1404 | SPRAY FOAM INSULATION SYSTEMS INC | 55302 | Monarch Sprayfoam Service, 1 Building | Monarch Spray Foam, Quote TBD | PUR | Monarch Spray Foam, Quote TBD | EA | EA |  | FALSE |  | P | B/W | DAYTON |  | 77411B-3A
136058 | 1 | 50 | States | Dayton | Robert Boulka | TRUE | 2026-09-14T00:00:00 | 2026-10-14T00:00:00 |  | 1 | 0 | 1 | 0 | 0 | 55369 | USA | N10 | 1404 | SPRAY FOAM INSULATION SYSTEMS INC | 55302 | Monarch Sprayfoam Service, 1 Building | Monarch Spray Foam, Quote TBD | PUR | Monarch Spray Foam, Quote TBD | EA | EA |  | FALSE |  | P | B/W | DAYTON |  | 77411B-EH-2B
136058 | 1 | 74 | States | Dayton | Robert Boulka | TRUE | 2026-09-14T00:00:00 | 2026-10-27T00:00:00 |  | 1 | 0 | 1 | 0 | 0 | 55369 | USA | N10 | 1404 | SPRAY FOAM INSULATION SYSTEMS INC | 55302 | Monarch Sprayfoam Service, 1 Building | Monarch Spray Foam, Quote TBD | PUR | Monarch Spray Foam, Quote TBD | EA | EA |  | FALSE |  | P | B/W | DAYTON |  | 77411B-38B
136058 | 1 | 11 | States | Dayton | Robert Boulka | TRUE | 2026-09-14T00:00:00 | 2026-09-17T00:00:00 |  | 1 | 0 | 1 | 0 | 0 | 55369 | USA | N10 | 1404 | SPRAY FOAM INSULATION SYSTEMS INC | 55302 | Monarch Sprayfoam Service, 1 Building | Monarch Spray Foam, Quote TBD | PUR | Monarch Spray Foam, Quote TBD | EA | EA |  | FALSE |  | P | B/W | DAYTON |  | 77411B-6A
136058 | 1 | 109 | States | Dayton | Robert Boulka | TRUE | 2026-09-14T00:00:00 | 2026-11-17T00:00:00 |  | 1 | 0 | 1 | 0 | 0 | 55369 | USA | N10 | 1404 | SPRAY FOAM INSULATION SYSTEMS INC | 55302 | Monarch Sprayfoam Service, 1 Building | Monarch Spray Foam, Quote TBD | PUR | Monarch Spray Foam, Quote TBD | EA | EA |  | FALSE |  | P | B/W | DAYTON |  | 77411B-56A
136058 | 1 | 27 | States | Dayton | Robert Boulka | TRUE | 2026-09-14T00:00:00 | 2026-09-29T00:00:00 |  | 1 | 0 | 1 | 0 | 0 | 55369 | USA | N10 | 1404 | SPRAY FOAM INSULATION SYSTEMS INC | 55302 | Monarch Sprayfoam Service, 1 Building | Monarch Spray Foam, Quote TBD | PUR | Monarch Spray Foam, Quote TBD | EA | EA |  | FALSE |  | P | B/W | DAYTON |  | 77411B-16B
136058 | 1 | 86 | States | Dayton | Robert Boulka | TRUE | 2026-09-14T00:00:00 | 2026-11-03T00:00:00 |  | 1 | 0 | 1 | 0 | 0 | 55369 | USA | N10 | 1404 | SPRAY FOAM INSULATION SYSTEMS INC | 55302 | Monarch Sprayfoam Service, 1 Building | Monarch Spray Foam, Quote TBD | PUR | Monarch Spray Foam, Quote TBD | EA | EA |  | FALSE |  | P | B/W | DAYTON |  | 77411B-44B
136058 | 1 | 84 | States | Dayton | Robert Boulka | TRUE | 2026-09-14T00:00:00 | 2026-11-03T00:00:00 |  | 1 | 0 | 1 | 0 | 0 | 55369 | USA | N10 | 1404 | SPRAY FOAM INSULATION SYSTEMS INC | 55302 | Monarch Sprayfoam Service, 1 Building | Monarch Spray Foam, Quote TBD | PUR | Monarch Spray Foam, Quote TBD | EA | EA |  | FALSE |  | P | B/W | DAYTON |  | 77411B-43B
136058 | 1 | 72 | States | Dayton | Robert Boulka | TRUE | 2026-09-14T00:00:00 | 2026-10-26T00:00:00 |  | 1 | 0 | 1 | 0 | 0 | 55369 | USA | N10 | 1404 | SPRAY FOAM INSULATION SYSTEMS INC | 55302 | Monarch Sprayfoam Service, 1 Building | Monarch Spray Foam, Quote TBD | PUR | Monarch Spray Foam, Quote TBD | EA | EA |  | FALSE |  | P | B/W | DAYTON |  | 77411B-37B
136058 | 1 | 66 | States | Dayton | Robert Boulka | TRUE | 2026-09-14T00:00:00 | 2026-10-22T00:00:00 |  | 1 | 0 | 1 | 0 | 0 | 55369 | USA | N10 | 1404 | SPRAY FOAM INSULATION SYSTEMS INC | 55302 | Monarch Sprayfoam Service, 1 Building | Monarch Spray Foam, Quote TBD | PUR | Monarch Spray Foam, Quote TBD | EA | EA |  | FALSE |  | P | B/W | DAYTON |  | 77411B-34B
136058 | 1 | 120 | States | Dayton | Robert Boulka | TRUE | 2026-09-14T00:00:00 | 2026-11-24T00:00:00 |  | 1 | 0 | 1 | 0 | 0 | 55369 | USA | N10 | 1404 | SPRAY FOAM INSULATION SYSTEMS INC | 55302 | Monarch Sprayfoam Service, 1 Building | Monarch Spray Foam, Quote TBD | PUR | Monarch Spray Foam, Quote TBD | EA | EA |  | FALSE |  | P | B/W | DAYTON |  | 77411B-61B
136058 | 1 | 26 | States | Dayton | Robert Boulka | TRUE | 2026-09-14T00:00:00 | 2026-09-28T00:00:00 |  | 1 | 0 | 1 | 0 | 0 | 55369 | USA | N10 | 1404 | SPRAY FOAM INSULATION SYSTEMS INC | 55302 | Monarch Sprayfoam Service, 1 Building | Monarch Spray Foam, Quote TBD | PUR | Monarch Spray Foam, Quote TBD | EA | EA |  | FALSE |  | P | B/W | DAYTON |  | 77411B-15A
136058 | 1 | 139 | States | Dayton | Robert Boulka | TRUE | 2026-09-14T00:00:00 | 2026-12-08T00:00:00 |  | 1 | 0 | 1 | 0 | 0 | 55369 | USA | N10 | 1404 | SPRAY FOAM INSULATION SYSTEMS INC | 55302 | Monarch Sprayfoam Service, 1 Building | Monarch Spray Foam, Quote TBD | PUR | Monarch Spray Foam, Quote TBD | EA | EA |  | FALSE |  | P | B/W | DAYTON |  | 77411B-71A
136058 | 1 | 10 | States | Dayton | Robert Boulka | TRUE | 2026-09-14T00:00:00 | 2026-09-17T00:00:00 |  | 1 | 0 | 1 | 0 | 0 | 55369 | USA | N10 | 1404 | SPRAY FOAM INSULATION SYSTEMS INC | 55302 | Monarch Sprayfoam Service, 1 Building | Monarch Spray Foam, Quote TBD | PUR | Monarch Spray Foam, Quote TBD | EA | EA |  | FALSE |  | P | B/W | DAYTON |  | 77411B-5A
136058 | 1 | 47 | States | Dayton | Robert Boulka | TRUE | 2026-09-14T00:00:00 | 2026-10-13T00:00:00 |  | 1 | 0 | 1 | 0 | 0 | 55369 | USA | N10 | 1404 | SPRAY FOAM INSULATION SYSTEMS INC | 55302 | Monarch Sprayfoam Service, 1 Building | Monarch Spray Foam, Quote TBD | PUR | Monarch Spray Foam, Quote TBD | EA | EA |  | FALSE |  | P | B/W | DAYTON |  | 77411B-26A
136058 | 1 | 91 | States | Dayton | Robert Boulka | TRUE | 2026-09-14T00:00:00 | 2026-11-06T00:00:00 |  | 1 | 0 | 1 | 0 | 0 | 55369 | USA | N10 | 1404 | SPRAY FOAM INSULATION SYSTEMS INC | 55302 | Monarch Sprayfoam Service, 1 Building | Monarch Spray Foam, Quote TBD | PUR | Monarch Spray Foam, Quote TBD | EA | EA |  | FALSE |  | P | B/W | DAYTON |  | 77411B-47A
136058 | 1 | 114 | States | Dayton | Robert Boulka | TRUE | 2026-09-14T00:00:00 | 2026-11-20T00:00:00 |  | 1 | 0 | 1 | 0 | 0 | 55369 | USA | N10 | 1404 | SPRAY FOAM INSULATION SYSTEMS INC | 55302 | Monarch Sprayfoam Service, 1 Building | Monarch Spray Foam, Quote TBD | PUR | Monarch Spray Foam, Quote TBD | EA | EA |  | FALSE |  | P | B/W | DAYTON |  | 77411B-58B
136058 | 1 | 137 | States | Dayton | Robert Boulka | TRUE | 2026-09-14T00:00:00 | 2026-12-08T00:00:00 |  | 1 | 0 | 1 | 0 | 0 | 55369 | USA | N10 | 1404 | SPRAY FOAM INSULATION SYSTEMS INC | 55302 | Monarch Sprayfoam Service, 1 Building | Monarch Spray Foam, Quote TBD | PUR | Monarch Spray Foam, Quote TBD | EA | EA |  | FALSE |  | P | B/W | DAYTON |  | 77411B-70A
136058 | 1 | 28 | States | Dayton | Robert Boulka | TRUE | 2026-09-14T00:00:00 | 2026-09-29T00:00:00 |  | 1 | 0 | 1 | 0 | 0 | 55369 | USA | N10 | 1404 | SPRAY FOAM INSULATION SYSTEMS INC | 55302 | Monarch Sprayfoam Service, 1 Building | Monarch Spray Foam, Quote TBD | PUR | Monarch Spray Foam, Quote TBD | EA | EA |  | FALSE |  | P | B/W | DAYTON |  | 77411B-16A
136058 | 1 | 59 | States | Dayton | Robert Boulka | TRUE | 2026-09-14T00:00:00 | 2026-10-19T00:00:00 |  | 1 | 0 | 1 | 0 | 0 | 55369 | USA | N10 | 1404 | SPRAY FOAM INSULATION SYSTEMS INC | 55302 | Monarch Sprayfoam Service, 1 Building | Monarch Spray Foam, Quote TBD | PUR | Monarch Spray Foam, Quote TBD | EA | EA |  | FALSE |  | P | B/W | DAYTON |  | 77411B-31A
136058 | 1 | 119 | States | Dayton | Robert Boulka | TRUE | 2026-09-14T00:00:00 | 2026-11-24T00:00:00 |  | 1 | 0 | 1 | 0 | 0 | 55369 | USA | N10 | 1404 | SPRAY FOAM INSULATION SYSTEMS INC | 55302 | Monarch Sprayfoam Service, 1 Building | Monarch Spray Foam, Quote TBD | PUR | Monarch Spray Foam, Quote TBD | EA | EA |  | FALSE |  | P | B/W | DAYTON |  | 77411B-61A
136058 | 1 | 43 | States | Dayton | Robert Boulka | TRUE | 2026-09-14T00:00:00 | 2026-10-09T00:00:00 |  | 1 | 0 | 1 | 0 | 0 | 55369 | USA | N10 | 1404 | SPRAY FOAM INSULATION SYSTEMS INC | 55302 | Monarch Sprayfoam Service, 1 Building | Monarch Spray Foam, Quote TBD | PUR | Monarch Spray Foam, Quote TBD | EA | EA |  | FALSE |  | P | B/W | DAYTON |  | 77411B-24A
136058 | 1 | 98 | States | Dayton | Robert Boulka | TRUE | 2026-09-14T00:00:00 | 2026-11-10T00:00:00 |  | 1 | 0 | 1 | 0 | 0 | 55369 | USA | N10 | 1404 | SPRAY FOAM INSULATION SYSTEMS INC | 55302 | Monarch Sprayfoam Service, 1 Building | Monarch Spray Foam, Quote TBD | PUR | Monarch Spray Foam, Quote TBD | EA | EA |  | FALSE |  | P | B/W | DAYTON |  | 77411B-50B
136058 | 1 | 132 | States | Dayton | Robert Boulka | TRUE | 2026-09-14T00:00:00 | 2026-12-03T00:00:00 |  | 1 | 0 | 1 | 0 | 0 | 55369 | USA | N10 | 1404 | SPRAY FOAM INSULATION SYSTEMS INC | 55302 | Monarch Sprayfoam Service, 1 Building | Monarch Spray Foam, Quote TBD | PUR | Monarch Spray Foam, Quote TBD | EA | EA |  | FALSE |  | P | B/W | DAYTON |  | 77411B-67B
136058 | 1 | 75 | States | Dayton | Robert Boulka | TRUE | 2026-09-14T00:00:00 | 2026-10-29T00:00:00 |  | 1 | 0 | 1 | 0 | 0 | 55369 | USA | N10 | 1404 | SPRAY FOAM INSULATION SYSTEMS INC | 55302 | Monarch Sprayfoam Service, 1 Building | Monarch Spray Foam, Quote TBD | PUR | Monarch Spray Foam, Quote TBD | EA | EA |  | FALSE |  | P | B/W | DAYTON |  | 77411B-39A
136058 | 1 | 80 | States | Dayton | Robert Boulka | TRUE | 2026-09-14T00:00:00 | 2026-10-30T00:00:00 |  | 1 | 0 | 1 | 0 | 0 | 55369 | USA | N10 | 1404 | SPRAY FOAM INSULATION SYSTEMS INC | 55302 | Monarch Sprayfoam Service, 1 Building | Monarch Spray Foam, Quote TBD | PUR | Monarch Spray Foam, Quote TBD | EA | EA |  | FALSE |  | P | B/W | DAYTON |  | 77411B-41B
136058 | 1 | 24 | States | Dayton | Robert Boulka | TRUE | 2026-09-14T00:00:00 | 2026-09-25T00:00:00 |  | 1 | 0 | 1 | 0 | 0 | 55369 | USA | N10 | 1404 | SPRAY FOAM INSULATION SYSTEMS INC | 55302 | Monarch Sprayfoam Service, 1 Building | Monarch Spray Foam, Quote TBD | PUR | Monarch Spray Foam, Quote TBD | EA | EA |  | FALSE |  | P | B/W | DAYTON |  | 77411B-14A
136058 | 1 | 99 | States | Dayton | Robert Boulka | TRUE | 2026-09-14T00:00:00 | 2026-11-12T00:00:00 |  | 1 | 0 | 1 | 0 | 0 | 55369 | USA | N10 | 1404 | SPRAY FOAM INSULATION SYSTEMS INC | 55302 | Monarch Sprayfoam Service, 1 Building | Monarch Spray Foam, Quote TBD | PUR | Monarch Spray Foam, Quote TBD | EA | EA |  | FALSE |  | P | B/W | DAYTON |  | 77411B-51A
136058 | 1 | 134 | States | Dayton | Robert Boulka | TRUE | 2026-09-14T00:00:00 | 2026-12-04T00:00:00 |  | 1 | 0 | 1 | 0 | 0 | 55369 | USA | N10 | 1404 | SPRAY FOAM INSULATION SYSTEMS INC | 55302 | Monarch Sprayfoam Service, 1 Building | Monarch Spray Foam, Quote TBD | PUR | Monarch Spray Foam, Quote TBD | EA | EA |  | FALSE |  | P | B/W | DAYTON |  | 77411B-68B
136058 | 1 | 23 | States | Dayton | Robert Boulka | TRUE | 2026-09-14T00:00:00 | 2026-09-25T00:00:00 |  | 1 | 0 | 1 | 0 | 0 | 55369 | USA | N10 | 1404 | SPRAY FOAM INSULATION SYSTEMS INC | 55302 | Monarch Sprayfoam Service, 1 Building | Monarch Spray Foam, Quote TBD | PUR | Monarch Spray Foam, Quote TBD | EA | EA |  | FALSE |  | P | B/W | DAYTON |  | 77411B-14B
136058 | 1 | 37 | States | Dayton | Robert Boulka | TRUE | 2026-09-14T00:00:00 | 2026-10-06T00:00:00 |  | 1 | 0 | 1 | 0 | 0 | 55369 | USA | N10 | 1404 | SPRAY FOAM INSULATION SYSTEMS INC | 55302 | Monarch Sprayfoam Service, 1 Building | Monarch Spray Foam, Quote TBD | PUR | Monarch Spray Foam, Quote TBD | EA | EA |  | FALSE |  | P | B/W | DAYTON |  | 77411B-21A
136058 | 1 | 32 | States | Dayton | Robert Boulka | TRUE | 2026-09-14T00:00:00 | 2026-10-02T00:00:00 |  | 1 | 0 | 1 | 0 | 0 | 55369 | USA | N10 | 1404 | SPRAY FOAM INSULATION SYSTEMS INC | 55302 | Monarch Sprayfoam Service, 1 Building | Monarch Spray Foam, Quote TBD | PUR | Monarch Spray Foam, Quote TBD | EA | EA |  | FALSE |  | P | B/W | DAYTON |  | 77411B-18B
136058 | 1 | 45 | States | Dayton | Robert Boulka | TRUE | 2026-09-14T00:00:00 | 2026-10-12T00:00:00 |  | 1 | 0 | 1 | 0 | 0 | 55369 | USA | N10 | 1404 | SPRAY FOAM INSULATION SYSTEMS INC | 55302 | Monarch Sprayfoam Service, 1 Building | Monarch Spray Foam, Quote TBD | PUR | Monarch Spray Foam, Quote TBD | EA | EA |  | FALSE |  | P | B/W | DAYTON |  | 77411B-25A
136058 | 1 | 90 | States | Dayton | Robert Boulka | TRUE | 2026-09-14T00:00:00 | 2026-11-05T00:00:00 |  | 1 | 0 | 1 | 0 | 0 | 55369 | USA | N10 | 1404 | SPRAY FOAM INSULATION SYSTEMS INC | 55302 | Monarch Sprayfoam Service, 1 Building | Monarch Spray Foam, Quote TBD | PUR | Monarch Spray Foam, Quote TBD | EA | EA |  | FALSE |  | P | B/W | DAYTON |  | 77411B-46B
136058 | 1 | 115 | States | Dayton | Robert Boulka | TRUE | 2026-09-14T00:00:00 | 2026-11-23T00:00:00 |  | 1 | 0 | 1 | 0 | 0 | 55369 | USA | N10 | 1404 | SPRAY FOAM INSULATION SYSTEMS INC | 55302 | Monarch Sprayfoam Service, 1 Building | Monarch Spray Foam, Quote TBD | PUR | Monarch Spray Foam, Quote TBD | EA | EA |  | FALSE |  | P | B/W | DAYTON |  | 77411B-59A
136058 | 1 | 142 | States | Dayton | Robert Boulka | TRUE | 2026-09-14T00:00:00 | 2026-12-10T00:00:00 |  | 1 | 0 | 1 | 0 | 0 | 55369 | USA | N10 | 1404 | SPRAY FOAM INSULATION SYSTEMS INC | 55302 | Monarch Sprayfoam Service, 1 Building | Monarch Spray Foam, Quote TBD | PUR | Monarch Spray Foam, Quote TBD | EA | EA |  | FALSE |  | P | B/W | DAYTON |  | 77411B-72B
136058 | 1 | 82 | States | Dayton | Robert Boulka | TRUE | 2026-09-14T00:00:00 | 2026-11-02T00:00:00 |  | 1 | 0 | 1 | 0 | 0 | 55369 | USA | N10 | 1404 | SPRAY FOAM INSULATION SYSTEMS INC | 55302 | Monarch Sprayfoam Service, 1 Building | Monarch Spray Foam, Quote TBD | PUR | Monarch Spray Foam, Quote TBD | EA | EA |  | FALSE |  | P | B/W | DAYTON |  | 77411B-42B
136058 | 1 | 85 | States | Dayton | Robert Boulka | TRUE | 2026-09-14T00:00:00 | 2026-11-03T00:00:00 |  | 1 | 0 | 1 | 0 | 0 | 55369 | USA | N10 | 1404 | SPRAY FOAM INSULATION SYSTEMS INC | 55302 | Monarch Sprayfoam Service, 1 Building | Monarch Spray Foam, Quote TBD | PUR | Monarch Spray Foam, Quote TBD | EA | EA |  | FALSE |  | P | B/W | DAYTON |  | 77411B-44A
136058 | 1 | 25 | States | Dayton | Robert Boulka | TRUE | 2026-09-14T00:00:00 | 2026-09-28T00:00:00 |  | 1 | 0 | 1 | 0 | 0 | 55369 | USA | N10 | 1404 | SPRAY FOAM INSULATION SYSTEMS INC | 55302 | Monarch Sprayfoam Service, 1 Building | Monarch Spray Foam, Quote TBD | PUR | Monarch Spray Foam, Quote TBD | EA | EA |  | FALSE |  | P | B/W | DAYTON |  | 77411B-15B
136058 | 1 | 107 | States | Dayton | Robert Boulka | TRUE | 2026-09-14T00:00:00 | 2026-11-16T00:00:00 |  | 1 | 0 | 1 | 0 | 0 | 55369 | USA | N10 | 1404 | SPRAY FOAM INSULATION SYSTEMS INC | 55302 | Monarch Sprayfoam Service, 1 Building | Monarch Spray Foam, Quote TBD | PUR | Monarch Spray Foam, Quote TBD | EA | EA |  | FALSE |  | P | B/W | DAYTON |  | 77411B-55A
136058 | 1 | 54 | States | Dayton | Robert Boulka | TRUE | 2026-09-14T00:00:00 | 2026-10-15T00:00:00 |  | 1 | 0 | 1 | 0 | 0 | 55369 | USA | N10 | 1404 | SPRAY FOAM INSULATION SYSTEMS INC | 55302 | Monarch Sprayfoam Service, 1 Building | Monarch Spray Foam, Quote TBD | PUR | Monarch Spray Foam, Quote TBD | EA | EA |  | FALSE |  | P | B/W | DAYTON |  | 77411B-28B
136058 | 1 | 7 | States | Dayton | Robert Boulka | TRUE | 2026-09-14T00:00:00 | 2026-09-17T00:00:00 |  | 1 | 0 | 1 | 0 | 0 | 55369 | USA | N10 | 1404 | SPRAY FOAM INSULATION SYSTEMS INC | 55302 | Monarch Sprayfoam Service, 1 Building | Monarch Spray Foam, Quote TBD | PUR | Monarch Spray Foam, Quote TBD | EA | EA |  | FALSE |  | P | B/W | DAYTON |  | 77411B-8B
136058 | 1 | 138 | States | Dayton | Robert Boulka | TRUE | 2026-09-14T00:00:00 | 2026-12-08T00:00:00 |  | 1 | 0 | 1 | 0 | 0 | 55369 | USA | N10 | 1404 | SPRAY FOAM INSULATION SYSTEMS INC | 55302 | Monarch Sprayfoam Service, 1 Building | Monarch Spray Foam, Quote TBD | PUR | Monarch Spray Foam, Quote TBD | EA | EA |  | FALSE |  | P | B/W | DAYTON |  | 77411B-70B
136058 | 1 | 8 | States | Dayton | Robert Boulka | TRUE | 2026-09-14T00:00:00 | 2026-09-17T00:00:00 |  | 1 | 0 | 1 | 0 | 0 | 55369 | USA | N10 | 1404 | SPRAY FOAM INSULATION SYSTEMS INC | 55302 | Monarch Sprayfoam Service, 1 Building | Monarch Spray Foam, Quote TBD | PUR | Monarch Spray Foam, Quote TBD | EA | EA |  | FALSE |  | P | B/W | DAYTON |  | 77411B-9B
136058 | 1 | 125 | States | Dayton | Robert Boulka | TRUE | 2026-09-14T00:00:00 | 2026-11-30T00:00:00 |  | 1 | 0 | 1 | 0 | 0 | 55369 | USA | N10 | 1404 | SPRAY FOAM INSULATION SYSTEMS INC | 55302 | Monarch Sprayfoam Service, 1 Building | Monarch Spray Foam, Quote TBD | PUR | Monarch Spray Foam, Quote TBD | EA | EA |  | FALSE |  | P | B/W | DAYTON |  | 77411B-64A
136058 | 1 | 60 | States | Dayton | Robert Boulka | TRUE | 2026-09-14T00:00:00 | 2026-10-19T00:00:00 |  | 1 | 0 | 1 | 0 | 0 | 55369 | USA | N10 | 1404 | SPRAY FOAM INSULATION SYSTEMS INC | 55302 | Monarch Sprayfoam Service, 1 Building | Monarch Spray Foam, Quote TBD | PUR | Monarch Spray Foam, Quote TBD | EA | EA |  | FALSE |  | P | B/W | DAYTON |  | 77411B-31B
136058 | 1 | 34 | States | Dayton | Robert Boulka | TRUE | 2026-09-14T00:00:00 | 2026-10-05T00:00:00 |  | 1 | 0 | 1 | 0 | 0 | 55369 | USA | N10 | 1404 | SPRAY FOAM INSULATION SYSTEMS INC | 55302 | Monarch Sprayfoam Service, 1 Building | Monarch Spray Foam, Quote TBD | PUR | Monarch Spray Foam, Quote TBD | EA | EA |  | FALSE |  | P | B/W | DAYTON |  | 77411B-19B
136058 | 1 | 126 | States | Dayton | Robert Boulka | TRUE | 2026-09-14T00:00:00 | 2026-11-30T00:00:00 |  | 1 | 0 | 1 | 0 | 0 | 55369 | USA | N10 | 1404 | SPRAY FOAM INSULATION SYSTEMS INC | 55302 | Monarch Sprayfoam Service, 1 Building | Monarch Spray Foam, Quote TBD | PUR | Monarch Spray Foam, Quote TBD | EA | EA |  | FALSE |  | P | B/W | DAYTON |  | 77411B-64B
136058 | 1 | 150 | States | Dayton | Robert Boulka | TRUE | 2026-09-14T00:00:00 | 2026-12-14T00:00:00 |  | 1 | 0 | 1 | 0 | 0 | 55369 | USA | N10 | 1404 | SPRAY FOAM INSULATION SYSTEMS INC | 55302 | Monarch Sprayfoam Service, 1 Building | Monarch Spray Foam, Quote TBD | PUR | Monarch Spray Foam, Quote TBD | EA | EA |  | FALSE |  | P | B/W | DAYTON |  | 77411B-76B
136058 | 1 | 128 | States | Dayton | Robert Boulka | TRUE | 2026-09-14T00:00:00 | 2026-12-01T00:00:00 |  | 1 | 0 | 1 | 0 | 0 | 55369 | USA | N10 | 1404 | SPRAY FOAM INSULATION SYSTEMS INC | 55302 | Monarch Sprayfoam Service, 1 Building | Monarch Spray Foam, Quote TBD | PUR | Monarch Spray Foam, Quote TBD | EA | EA |  | FALSE |  | P | B/W | DAYTON |  | 77411B-65B
136058 | 1 | 5 | States | Dayton | Robert Boulka | TRUE | 2026-09-14T00:00:00 | 2026-09-16T00:00:00 |  | 1 | 0 | 1 | 0 | 0 | 55369 | USA | N10 | 1404 | SPRAY FOAM INSULATION SYSTEMS INC | 55302 | Monarch Sprayfoam Service, 1 Building | Monarch Spray Foam, Quote TBD | PUR | Monarch Spray Foam, Quote TBD | EA | EA |  | FALSE |  | P | B/W | DAYTON |  | 77411B-6B
136058 | 1 | 51 | States | Dayton | Robert Boulka | TRUE | 2026-09-14T00:00:00 | 2026-10-15T00:00:00 |  | 1 | 0 | 1 | 0 | 0 | 55369 | USA | N10 | 1404 | SPRAY FOAM INSULATION SYSTEMS INC | 55302 | Monarch Sprayfoam Service, 1 Building | Monarch Spray Foam, Quote TBD | PUR | Monarch Spray Foam, Quote TBD | EA | EA |  | FALSE |  | P | B/W | DAYTON |  | 77411B-27A
136058 | 1 | 103 | States | Dayton | Robert Boulka | TRUE | 2026-09-14T00:00:00 | 2026-11-13T00:00:00 |  | 1 | 0 | 1 | 0 | 0 | 55369 | USA | N10 | 1404 | SPRAY FOAM INSULATION SYSTEMS INC | 55302 | Monarch Sprayfoam Service, 1 Building | Monarch Spray Foam, Quote TBD | PUR | Monarch Spray Foam, Quote TBD | EA | EA |  | FALSE |  | P | B/W | DAYTON |  | 77411B-53A
136058 | 1 | 148 | States | Dayton | Robert Boulka | TRUE | 2026-09-14T00:00:00 | 2026-12-11T00:00:00 |  | 1 | 0 | 1 | 0 | 0 | 55369 | USA | N10 | 1404 | SPRAY FOAM INSULATION SYSTEMS INC | 55302 | Monarch Sprayfoam Service, 1 Building | Monarch Spray Foam, Quote TBD | PUR | Monarch Spray Foam, Quote TBD | EA | EA |  | FALSE |  | P | B/W | DAYTON |  | 77411B-75B
136058 | 1 | 79 | States | Dayton | Robert Boulka | TRUE | 2026-09-14T00:00:00 | 2026-10-30T00:00:00 |  | 1 | 0 | 1 | 0 | 0 | 55369 | USA | N10 | 1404 | SPRAY FOAM INSULATION SYSTEMS INC | 55302 | Monarch Sprayfoam Service, 1 Building | Monarch Spray Foam, Quote TBD | PUR | Monarch Spray Foam, Quote TBD | EA | EA |  | FALSE |  | P | B/W | DAYTON |  | 77411B-41A
136058 | 1 | 46 | States | Dayton | Robert Boulka | TRUE | 2026-09-14T00:00:00 | 2026-10-13T00:00:00 |  | 1 | 0 | 1 | 0 | 0 | 55369 | USA | N10 | 1404 | SPRAY FOAM INSULATION SYSTEMS INC | 55302 | Monarch Sprayfoam Service, 1 Building | Monarch Spray Foam, Quote TBD | PUR | Monarch Spray Foam, Quote TBD | EA | EA |  | FALSE |  | P | B/W | DAYTON |  | 77411B-25B
136058 | 1 | 149 | States | Dayton | Robert Boulka | TRUE | 2026-09-14T00:00:00 | 2026-12-14T00:00:00 |  | 1 | 0 | 1 | 0 | 0 | 55369 | USA | N10 | 1404 | SPRAY FOAM INSULATION SYSTEMS INC | 55302 | Monarch Sprayfoam Service, 1 Building | Monarch Spray Foam, Quote TBD | PUR | Monarch Spray Foam, Quote TBD | EA | EA |  | FALSE |  | P | B/W | DAYTON |  | 77411B-76A
136058 | 1 | 127 | States | Dayton | Robert Boulka | TRUE | 2026-09-14T00:00:00 | 2026-12-01T00:00:00 |  | 1 | 0 | 1 | 0 | 0 | 55369 | USA | N10 | 1404 | SPRAY FOAM INSULATION SYSTEMS INC | 55302 | Monarch Sprayfoam Service, 1 Building | Monarch Spray Foam, Quote TBD | PUR | Monarch Spray Foam, Quote TBD | EA | EA |  | FALSE |  | P | B/W | DAYTON |  | 77411B-65A
136058 | 1 | 95 | States | Dayton | Robert Boulka | TRUE | 2026-09-14T00:00:00 | 2026-11-10T00:00:00 |  | 1 | 0 | 1 | 0 | 0 | 55369 | USA | N10 | 1404 | SPRAY FOAM INSULATION SYSTEMS INC | 55302 | Monarch Sprayfoam Service, 1 Building | Monarch Spray Foam, Quote TBD | PUR | Monarch Spray Foam, Quote TBD | EA | EA |  | FALSE |  | P | B/W | DAYTON |  | 77411B-49A
136058 | 1 | 81 | States | Dayton | Robert Boulka | TRUE | 2026-09-14T00:00:00 | 2026-11-02T00:00:00 |  | 1 | 0 | 1 | 0 | 0 | 55369 | USA | N10 | 1404 | SPRAY FOAM INSULATION SYSTEMS INC | 55302 | Monarch Sprayfoam Service, 1 Building | Monarch Spray Foam, Quote TBD | PUR | Monarch Spray Foam, Quote TBD | EA | EA |  | FALSE |  | P | B/W | DAYTON |  | 77411B-42A
136058 | 1 | 133 | States | Dayton | Robert Boulka | TRUE | 2026-09-14T00:00:00 | 2026-12-04T00:00:00 |  | 1 | 0 | 1 | 0 | 0 | 55369 | USA | N10 | 1404 | SPRAY FOAM INSULATION SYSTEMS INC | 55302 | Monarch Sprayfoam Service, 1 Building | Monarch Spray Foam, Quote TBD | PUR | Monarch Spray Foam, Quote TBD | EA | EA |  | FALSE |  | P | B/W | DAYTON |  | 77411B-68A
136058 | 1 | 44 | States | Dayton | Robert Boulka | TRUE | 2026-09-14T00:00:00 | 2026-10-12T00:00:00 |  | 1 | 0 | 1 | 0 | 0 | 55369 | USA | N10 | 1404 | SPRAY FOAM INSULATION SYSTEMS INC | 55302 | Monarch Sprayfoam Service, 1 Building | Monarch Spray Foam, Quote TBD | PUR | Monarch Spray Foam, Quote TBD | EA | EA |  | FALSE |  | P | B/W | DAYTON |  | 77411B-24B
136058 | 1 | 62 | States | Dayton | Robert Boulka | TRUE | 2026-09-14T00:00:00 | 2026-10-20T00:00:00 |  | 1 | 0 | 1 | 0 | 0 | 55369 | USA | N10 | 1404 | SPRAY FOAM INSULATION SYSTEMS INC | 55302 | Monarch Sprayfoam Service, 1 Building | Monarch Spray Foam, Quote TBD | PUR | Monarch Spray Foam, Quote TBD | EA | EA |  | FALSE |  | P | B/W | DAYTON |  | 77411B-32B
136058 | 1 | 117 | States | Dayton | Robert Boulka | TRUE | 2026-09-14T00:00:00 | 2026-11-24T00:00:00 |  | 1 | 0 | 1 | 0 | 0 | 55369 | USA | N10 | 1404 | SPRAY FOAM INSULATION SYSTEMS INC | 55302 | Monarch Sprayfoam Service, 1 Building | Monarch Spray Foam, Quote TBD | PUR | Monarch Spray Foam, Quote TBD | EA | EA |  | FALSE |  | P | B/W | DAYTON |  | 77411B-60A
136058 | 1 | 61 | States | Dayton | Robert Boulka | TRUE | 2026-09-14T00:00:00 | 2026-10-20T00:00:00 |  | 1 | 0 | 1 | 0 | 0 | 55369 | USA | N10 | 1404 | SPRAY FOAM INSULATION SYSTEMS INC | 55302 | Monarch Sprayfoam Service, 1 Building | Monarch Spray Foam, Quote TBD | PUR | Monarch Spray Foam, Quote TBD | EA | EA |  | FALSE |  | P | B/W | DAYTON |  | 77411B-32A
136058 | 1 | 88 | States | Dayton | Robert Boulka | TRUE | 2026-09-14T00:00:00 | 2026-11-05T00:00:00 |  | 1 | 0 | 1 | 0 | 0 | 55369 | USA | N10 | 1404 | SPRAY FOAM INSULATION SYSTEMS INC | 55302 | Monarch Sprayfoam Service, 1 Building | Monarch Spray Foam, Quote TBD | PUR | Monarch Spray Foam, Quote TBD | EA | EA |  | FALSE |  | P | B/W | DAYTON |  | 77411B-45B
136058 | 1 | 121 | States | Dayton | Robert Boulka | TRUE | 2026-09-14T00:00:00 | 2026-11-25T00:00:00 |  | 1 | 0 | 1 | 0 | 0 | 55369 | USA | N10 | 1404 | SPRAY FOAM INSULATION SYSTEMS INC | 55302 | Monarch Sprayfoam Service, 1 Building | Monarch Spray Foam, Quote TBD | PUR | Monarch Spray Foam, Quote TBD | EA | EA |  | FALSE |  | P | B/W | DAYTON |  | 77411B-62A
136058 | 1 | 21 | States | Dayton | Robert Boulka | TRUE | 2026-09-14T00:00:00 | 2026-09-24T00:00:00 |  | 1 | 0 | 1 | 0 | 0 | 55369 | USA | N10 | 1404 | SPRAY FOAM INSULATION SYSTEMS INC | 55302 | Monarch Sprayfoam Service, 1 Building | Monarch Spray Foam, Quote TBD | PUR | Monarch Spray Foam, Quote TBD | EA | EA |  | FALSE |  | P | B/W | DAYTON |  | 77411B-13B
136058 | 1 | 2 | States | Dayton | Robert Boulka | TRUE | 2026-09-14T00:00:00 | 2026-09-16T00:00:00 |  | 1 | 0 | 1 | 0 | 0 | 55369 | USA | N10 | 1404 | SPRAY FOAM INSULATION SYSTEMS INC | 55302 | Monarch Sprayfoam Service, 1 Building | Monarch Spray Foam, Quote TBD | PUR | Monarch Spray Foam, Quote TBD | EA | EA |  | FALSE |  | P | B/W | DAYTON |  | 77411B-3B
136058 | 1 | 89 | States | Dayton | Robert Boulka | TRUE | 2026-09-14T00:00:00 | 2026-11-05T00:00:00 |  | 1 | 0 | 1 | 0 | 0 | 55369 | USA | N10 | 1404 | SPRAY FOAM INSULATION SYSTEMS INC | 55302 | Monarch Sprayfoam Service, 1 Building | Monarch Spray Foam, Quote TBD | PUR | Monarch Spray Foam, Quote TBD | EA | EA |  | FALSE |  | P | B/W | DAYTON |  | 77411B-46A
136058 | 1 | 15 | States | Dayton | Robert Boulka | TRUE | 2026-09-14T00:00:00 | 2026-09-18T00:00:00 |  | 1 | 0 | 1 | 0 | 0 | 55369 | USA | N10 | 1404 | SPRAY FOAM INSULATION SYSTEMS INC | 55302 | Monarch Sprayfoam Service, 1 Building | Monarch Spray Foam, Quote TBD | PUR | Monarch Spray Foam, Quote TBD | EA | EA |  | FALSE |  | P | B/W | DAYTON |  | 77411B-10B
136058 | 1 | 135 | States | Dayton | Robert Boulka | TRUE | 2026-09-14T00:00:00 | 2026-12-07T00:00:00 |  | 1 | 0 | 1 | 0 | 0 | 55369 | USA | N10 | 1404 | SPRAY FOAM INSULATION SYSTEMS INC | 55302 | Monarch Sprayfoam Service, 1 Building | Monarch Spray Foam, Quote TBD | PUR | Monarch Spray Foam, Quote TBD | EA | EA |  | FALSE |  | P | B/W | DAYTON |  | 77411B-69A
136058 | 1 | 70 | States | Dayton | Robert Boulka | TRUE | 2026-09-14T00:00:00 | 2026-10-23T00:00:00 |  | 1 | 0 | 1 | 0 | 0 | 55369 | USA | N10 | 1404 | SPRAY FOAM INSULATION SYSTEMS INC | 55302 | Monarch Sprayfoam Service, 1 Building | Monarch Spray Foam, Quote TBD | PUR | Monarch Spray Foam, Quote TBD | EA | EA |  | FALSE |  | P | B/W | DAYTON |  | 77411B-36B
136058 | 1 | 87 | States | Dayton | Robert Boulka | TRUE | 2026-09-14T00:00:00 | 2026-11-05T00:00:00 |  | 1 | 0 | 1 | 0 | 0 | 55369 | USA | N10 | 1404 | SPRAY FOAM INSULATION SYSTEMS INC | 55302 | Monarch Sprayfoam Service, 1 Building | Monarch Spray Foam, Quote TBD | PUR | Monarch Spray Foam, Quote TBD | EA | EA |  | FALSE |  | P | B/W | DAYTON |  | 77411B-45A
136058 | 1 | 31 | States | Dayton | Robert Boulka | TRUE | 2026-09-14T00:00:00 | 2026-10-01T00:00:00 |  | 1 | 0 | 1 | 0 | 0 | 55369 | USA | N10 | 1404 | SPRAY FOAM INSULATION SYSTEMS INC | 55302 | Monarch Sprayfoam Service, 1 Building | Monarch Spray Foam, Quote TBD | PUR | Monarch Spray Foam, Quote TBD | EA | EA |  | FALSE |  | P | B/W | DAYTON |  | 77411B-18A
136058 | 1 | 6 | States | Dayton | Robert Boulka | TRUE | 2026-09-14T00:00:00 | 2026-09-16T00:00:00 |  | 1 | 0 | 1 | 0 | 0 | 55369 | USA | N10 | 1404 | SPRAY FOAM INSULATION SYSTEMS INC | 55302 | Monarch Sprayfoam Service, 1 Building | Monarch Spray Foam, Quote TBD | PUR | Monarch Spray Foam, Quote TBD | EA | EA |  | FALSE |  | P | B/W | DAYTON |  | 77411B-7B
136058 | 1 | 77 | States | Dayton | Robert Boulka | TRUE | 2026-09-14T00:00:00 | 2026-10-29T00:00:00 |  | 1 | 0 | 1 | 0 | 0 | 55369 | USA | N10 | 1404 | SPRAY FOAM INSULATION SYSTEMS INC | 55302 | Monarch Sprayfoam Service, 1 Building | Monarch Spray Foam, Quote TBD | PUR | Monarch Spray Foam, Quote TBD | EA | EA |  | FALSE |  | P | B/W | DAYTON |  | 77411B-40A
136058 | 1 | 94 | States | Dayton | Robert Boulka | TRUE | 2026-09-14T00:00:00 | 2026-11-06T00:00:00 |  | 1 | 0 | 1 | 0 | 0 | 55369 | USA | N10 | 1404 | SPRAY FOAM INSULATION SYSTEMS INC | 55302 | Monarch Sprayfoam Service, 1 Building | Monarch Spray Foam, Quote TBD | PUR | Monarch Spray Foam, Quote TBD | EA | EA |  | FALSE |  | P | B/W | DAYTON |  | 77411B-48B
136058 | 1 | 146 | States | Dayton | Robert Boulka | TRUE | 2026-09-14T00:00:00 | 2026-12-11T00:00:00 |  | 1 | 0 | 1 | 0 | 0 | 55369 | USA | N10 | 1404 | SPRAY FOAM INSULATION SYSTEMS INC | 55302 | Monarch Sprayfoam Service, 1 Building | Monarch Spray Foam, Quote TBD | PUR | Monarch Spray Foam, Quote TBD | EA | EA |  | FALSE |  | P | B/W | DAYTON |  | 77411B-74B
136058 | 1 | 16 | States | Dayton | Robert Boulka | TRUE | 2026-09-14T00:00:00 | 2026-09-18T00:00:00 |  | 1 | 0 | 1 | 0 | 0 | 55369 | USA | N10 | 1404 | SPRAY FOAM INSULATION SYSTEMS INC | 55302 | Monarch Sprayfoam Service, 1 Building | Monarch Spray Foam, Quote TBD | PUR | Monarch Spray Foam, Quote TBD | EA | EA |  | FALSE |  | P | B/W | DAYTON |  | 77411B-10A
136058 | 1 | 3 | States | Dayton | Robert Boulka | TRUE | 2026-09-14T00:00:00 | 2026-09-16T00:00:00 |  | 1 | 0 | 1 | 0 | 0 | 55369 | USA | N10 | 1404 | SPRAY FOAM INSULATION SYSTEMS INC | 55302 | Monarch Sprayfoam Service, 1 Building | Monarch Spray Foam, Quote TBD | PUR | Monarch Spray Foam, Quote TBD | EA | EA |  | FALSE |  | P | B/W | DAYTON |  | 77411B-4B
136058 | 1 | 33 | States | Dayton | Robert Boulka | TRUE | 2026-09-14T00:00:00 | 2026-10-02T00:00:00 |  | 1 | 0 | 1 | 0 | 0 | 55369 | USA | N10 | 1404 | SPRAY FOAM INSULATION SYSTEMS INC | 55302 | Monarch Sprayfoam Service, 1 Building | Monarch Spray Foam, Quote TBD | PUR | Monarch Spray Foam, Quote TBD | EA | EA |  | FALSE |  | P | B/W | DAYTON |  | 77411B-19A
136058 | 1 | 106 | States | Dayton | Robert Boulka | TRUE | 2026-09-14T00:00:00 | 2026-11-13T00:00:00 |  | 1 | 0 | 1 | 0 | 0 | 55369 | USA | N10 | 1404 | SPRAY FOAM INSULATION SYSTEMS INC | 55302 | Monarch Sprayfoam Service, 1 Building | Monarch Spray Foam, Quote TBD | PUR | Monarch Spray Foam, Quote TBD | EA | EA |  | FALSE |  | P | B/W | DAYTON |  | 77411B-54B
136058 | 1 | 20 | States | Dayton | Robert Boulka | TRUE | 2026-09-14T00:00:00 | 2026-09-22T00:00:00 |  | 1 | 0 | 1 | 0 | 0 | 55369 | USA | N10 | 1404 | SPRAY FOAM INSULATION SYSTEMS INC | 55302 | Monarch Sprayfoam Service, 1 Building | Monarch Spray Foam, Quote TBD | PUR | Monarch Spray Foam, Quote TBD | EA | EA |  | FALSE |  | P | B/W | DAYTON |  | 77411B-12A
136058 | 1 | 9 | States | Dayton | Robert Boulka | TRUE | 2026-09-14T00:00:00 | 2026-09-17T00:00:00 |  | 1 | 0 | 1 | 0 | 0 | 55369 | USA | N10 | 1404 | SPRAY FOAM INSULATION SYSTEMS INC | 55302 | Monarch Sprayfoam Service, 1 Building | Monarch Spray Foam, Quote TBD | PUR | Monarch Spray Foam, Quote TBD | EA | EA |  | FALSE |  | P | B/W | DAYTON |  | 77411B-4A
136058 | 1 | 105 | States | Dayton | Robert Boulka | TRUE | 2026-09-14T00:00:00 | 2026-11-13T00:00:00 |  | 1 | 0 | 1 | 0 | 0 | 55369 | USA | N10 | 1404 | SPRAY FOAM INSULATION SYSTEMS INC | 55302 | Monarch Sprayfoam Service, 1 Building | Monarch Spray Foam, Quote TBD | PUR | Monarch Spray Foam, Quote TBD | EA | EA |  | FALSE |  | P | B/W | DAYTON |  | 77411B-54A
136058 | 1 | 58 | States | Dayton | Robert Boulka | TRUE | 2026-09-14T00:00:00 | 2026-10-16T00:00:00 |  | 1 | 0 | 1 | 0 | 0 | 55369 | USA | N10 | 1404 | SPRAY FOAM INSULATION SYSTEMS INC | 55302 | Monarch Sprayfoam Service, 1 Building | Monarch Spray Foam, Quote TBD | PUR | Monarch Spray Foam, Quote TBD | EA | EA |  | FALSE |  | P | B/W | DAYTON |  | 77411B-30B
136058 | 1 | 49 | States | Dayton | Robert Boulka | TRUE | 2026-09-14T00:00:00 | 2026-10-14T00:00:00 |  | 1 | 0 | 1 | 0 | 0 | 55369 | USA | N10 | 1404 | SPRAY FOAM INSULATION SYSTEMS INC | 55302 | Monarch Sprayfoam Service, 1 Building | Monarch Spray Foam, Quote TBD | PUR | Monarch Spray Foam, Quote TBD | EA | EA |  | FALSE |  | P | B/W | DAYTON |  | 77411B-EH-2A
136058 | 1 | 97 | States | Dayton | Robert Boulka | TRUE | 2026-09-14T00:00:00 | 2026-11-10T00:00:00 |  | 1 | 0 | 1 | 0 | 0 | 55369 | USA | N10 | 1404 | SPRAY FOAM INSULATION SYSTEMS INC | 55302 | Monarch Sprayfoam Service, 1 Building | Monarch Spray Foam, Quote TBD | PUR | Monarch Spray Foam, Quote TBD | EA | EA |  | FALSE |  | P | B/W | DAYTON |  | 77411B-50A
136058 | 1 | 48 | States | Dayton | Robert Boulka | TRUE | 2026-09-14T00:00:00 | 2026-10-13T00:00:00 |  | 1 | 0 | 1 | 0 | 0 | 55369 | USA | N10 | 1404 | SPRAY FOAM INSULATION SYSTEMS INC | 55302 | Monarch Sprayfoam Service, 1 Building | Monarch Spray Foam, Quote TBD | PUR | Monarch Spray Foam, Quote TBD | EA | EA |  | FALSE |  | P | B/W | DAYTON |  | 77411B-26B
136058 | 1 | 78 | States | Dayton | Robert Boulka | TRUE | 2026-09-14T00:00:00 | 2026-10-29T00:00:00 |  | 1 | 0 | 1 | 0 | 0 | 55369 | USA | N10 | 1404 | SPRAY FOAM INSULATION SYSTEMS INC | 55302 | Monarch Sprayfoam Service, 1 Building | Monarch Spray Foam, Quote TBD | PUR | Monarch Spray Foam, Quote TBD | EA | EA |  | FALSE |  | P | B/W | DAYTON |  | 77411B-40B
136058 | 1 | 4 | States | Dayton | Robert Boulka | TRUE | 2026-09-14T00:00:00 | 2026-09-16T00:00:00 |  | 1 | 0 | 1 | 0 | 0 | 55369 | USA | N10 | 1404 | SPRAY FOAM INSULATION SYSTEMS INC | 55302 | Monarch Sprayfoam Service, 1 Building | Monarch Spray Foam, Quote TBD | PUR | Monarch Spray Foam, Quote TBD | EA | EA |  | FALSE |  | P | B/W | DAYTON |  | 77411B-5B
136058 | 1 | 83 | States | Dayton | Robert Boulka | TRUE | 2026-09-14T00:00:00 | 2026-11-03T00:00:00 |  | 1 | 0 | 1 | 0 | 0 | 55369 | USA | N10 | 1404 | SPRAY FOAM INSULATION SYSTEMS INC | 55302 | Monarch Sprayfoam Service, 1 Building | Monarch Spray Foam, Quote TBD | PUR | Monarch Spray Foam, Quote TBD | EA | EA |  | FALSE |  | P | B/W | DAYTON |  | 77411B-43A
136058 | 1 | 17 | States | Dayton | Robert Boulka | TRUE | 2026-09-14T00:00:00 | 2026-09-21T00:00:00 |  | 1 | 0 | 1 | 0 | 0 | 55369 | USA | N10 | 1404 | SPRAY FOAM INSULATION SYSTEMS INC | 55302 | Monarch Sprayfoam Service, 1 Building | Monarch Spray Foam, Quote TBD | PUR | Monarch Spray Foam, Quote TBD | EA | EA |  | FALSE |  | P | B/W | DAYTON |  | 77411B-11B
136058 | 1 | 69 | States | Dayton | Robert Boulka | TRUE | 2026-09-14T00:00:00 | 2026-10-23T00:00:00 |  | 1 | 0 | 1 | 0 | 0 | 55369 | USA | N10 | 1404 | SPRAY FOAM INSULATION SYSTEMS INC | 55302 | Monarch Sprayfoam Service, 1 Building | Monarch Spray Foam, Quote TBD | PUR | Monarch Spray Foam, Quote TBD | EA | EA |  | FALSE |  | P | B/W | DAYTON |  | 77411B-36A
136058 | 1 | 124 | States | Dayton | Robert Boulka | TRUE | 2026-09-14T00:00:00 | 2026-11-25T00:00:00 |  | 1 | 0 | 1 | 0 | 0 | 55369 | USA | N10 | 1404 | SPRAY FOAM INSULATION SYSTEMS INC | 55302 | Monarch Sprayfoam Service, 1 Building | Monarch Spray Foam, Quote TBD | PUR | Monarch Spray Foam, Quote TBD | EA | EA |  | FALSE |  | P | B/W | DAYTON |  | 77411B-63B
136058 | 1 | 129 | States | Dayton | Robert Boulka | TRUE | 2026-09-14T00:00:00 | 2026-12-03T00:00:00 |  | 1 | 0 | 1 | 0 | 0 | 55369 | USA | N10 | 1404 | SPRAY FOAM INSULATION SYSTEMS INC | 55302 | Monarch Sprayfoam Service, 1 Building | Monarch Spray Foam, Quote TBD | PUR | Monarch Spray Foam, Quote TBD | EA | EA |  | FALSE |  | P | B/W | DAYTON |  | 77411B-66A
136058 | 1 | 147 | States | Dayton | Robert Boulka | TRUE | 2026-09-14T00:00:00 | 2026-12-11T00:00:00 |  | 1 | 0 | 1 | 0 | 0 | 55369 | USA | N10 | 1404 | SPRAY FOAM INSULATION SYSTEMS INC | 55302 | Monarch Sprayfoam Service, 1 Building | Monarch Spray Foam, Quote TBD | PUR | Monarch Spray Foam, Quote TBD | EA | EA |  | FALSE |  | P | B/W | DAYTON |  | 77411B-75A
136058 | 1 | 65 | States | Dayton | Robert Boulka | TRUE | 2026-09-14T00:00:00 | 2026-10-22T00:00:00 |  | 1 | 0 | 1 | 0 | 0 | 55369 | USA | N10 | 1404 | SPRAY FOAM INSULATION SYSTEMS INC | 55302 | Monarch Sprayfoam Service, 1 Building | Monarch Spray Foam, Quote TBD | PUR | Monarch Spray Foam, Quote TBD | EA | EA |  | FALSE |  | P | B/W | DAYTON |  | 77411B-34A
136058 | 1 | 19 | States | Dayton | Robert Boulka | TRUE | 2026-09-14T00:00:00 | 2026-09-22T00:00:00 |  | 1 | 0 | 1 | 0 | 0 | 55369 | USA | N10 | 1404 | SPRAY FOAM INSULATION SYSTEMS INC | 55302 | Monarch Sprayfoam Service, 1 Building | Monarch Spray Foam, Quote TBD | PUR | Monarch Spray Foam, Quote TBD | EA | EA |  | FALSE |  | P | B/W | DAYTON |  | 77411B-12B
136058 | 1 | 131 | States | Dayton | Robert Boulka | TRUE | 2026-09-14T00:00:00 | 2026-12-03T00:00:00 |  | 1 | 0 | 1 | 0 | 0 | 55369 | USA | N10 | 1404 | SPRAY FOAM INSULATION SYSTEMS INC | 55302 | Monarch Sprayfoam Service, 1 Building | Monarch Spray Foam, Quote TBD | PUR | Monarch Spray Foam, Quote TBD | EA | EA |  | FALSE |  | P | B/W | DAYTON |  | 77411B-67A
136058 | 1 | 40 | States | Dayton | Robert Boulka | TRUE | 2026-09-14T00:00:00 | 2026-10-08T00:00:00 |  | 1 | 0 | 1 | 0 | 0 | 55369 | USA | N10 | 1404 | SPRAY FOAM INSULATION SYSTEMS INC | 55302 | Monarch Sprayfoam Service, 1 Building | Monarch Spray Foam, Quote TBD | PUR | Monarch Spray Foam, Quote TBD | EA | EA |  | FALSE |  | P | B/W | DAYTON |  | 77411B-22B
136058 | 1 | 41 | States | Dayton | Robert Boulka | TRUE | 2026-09-14T00:00:00 | 2026-10-08T00:00:00 |  | 1 | 0 | 1 | 0 | 0 | 55369 | USA | N10 | 1404 | SPRAY FOAM INSULATION SYSTEMS INC | 55302 | Monarch Sprayfoam Service, 1 Building | Monarch Spray Foam, Quote TBD | PUR | Monarch Spray Foam, Quote TBD | EA | EA |  | FALSE |  | P | B/W | DAYTON |  | 77411B-23A
136058 | 1 | 130 | States | Dayton | Robert Boulka | TRUE | 2026-09-14T00:00:00 | 2026-12-03T00:00:00 |  | 1 | 0 | 1 | 0 | 0 | 55369 | USA | N10 | 1404 | SPRAY FOAM INSULATION SYSTEMS INC | 55302 | Monarch Sprayfoam Service, 1 Building | Monarch Spray Foam, Quote TBD | PUR | Monarch Spray Foam, Quote TBD | EA | EA |  | FALSE |  | P | B/W | DAYTON |  | 77411B-66B
136058 | 1 | 38 | States | Dayton | Robert Boulka | TRUE | 2026-09-14T00:00:00 | 2026-10-06T00:00:00 |  | 1 | 0 | 1 | 0 | 0 | 55369 | USA | N10 | 1404 | SPRAY FOAM INSULATION SYSTEMS INC | 55302 | Monarch Sprayfoam Service, 1 Building | Monarch Spray Foam, Quote TBD | PUR | Monarch Spray Foam, Quote TBD | EA | EA |  | FALSE |  | P | B/W | DAYTON |  | 77411B-21B
136058 | 1 | 145 | States | Dayton | Robert Boulka | TRUE | 2026-09-14T00:00:00 | 2026-12-11T00:00:00 |  | 1 | 0 | 1 | 0 | 0 | 55369 | USA | N10 | 1404 | SPRAY FOAM INSULATION SYSTEMS INC | 55302 | Monarch Sprayfoam Service, 1 Building | Monarch Spray Foam, Quote TBD | PUR | Monarch Spray Foam, Quote TBD | EA | EA |  | FALSE |  | P | B/W | DAYTON |  | 77411B-74A
136058 | 1 | 110 | States | Dayton | Robert Boulka | TRUE | 2026-09-14T00:00:00 | 2026-11-17T00:00:00 |  | 1 | 0 | 1 | 0 | 0 | 55369 | USA | N10 | 1404 | SPRAY FOAM INSULATION SYSTEMS INC | 55302 | Monarch Sprayfoam Service, 1 Building | Monarch Spray Foam, Quote TBD | PUR | Monarch Spray Foam, Quote TBD | EA | EA |  | FALSE |  | P | B/W | DAYTON |  | 77411B-56B
136058 | 1 | 140 | States | Dayton | Robert Boulka | TRUE | 2026-09-14T00:00:00 | 2026-12-08T00:00:00 |  | 1 | 0 | 1 | 0 | 0 | 55369 | USA | N10 | 1404 | SPRAY FOAM INSULATION SYSTEMS INC | 55302 | Monarch Sprayfoam Service, 1 Building | Monarch Spray Foam, Quote TBD | PUR | Monarch Spray Foam, Quote TBD | EA | EA |  | FALSE |  | P | B/W | DAYTON |  | 77411B-71B
136058 | 1 | 22 | States | Dayton | Robert Boulka | TRUE | 2026-09-14T00:00:00 | 2026-09-24T00:00:00 |  | 1 | 0 | 1 | 0 | 0 | 55369 | USA | N10 | 1404 | SPRAY FOAM INSULATION SYSTEMS INC | 55302 | Monarch Sprayfoam Service, 1 Building | Monarch Spray Foam, Quote TBD | PUR | Monarch Spray Foam, Quote TBD | EA | EA |  | FALSE |  | P | B/W | DAYTON |  | 77411B-13A
136058 | 1 | 102 | States | Dayton | Robert Boulka | TRUE | 2026-09-14T00:00:00 | 2026-11-12T00:00:00 |  | 1 | 0 | 1 | 0 | 0 | 55369 | USA | N10 | 1404 | SPRAY FOAM INSULATION SYSTEMS INC | 55302 | Monarch Sprayfoam Service, 1 Building | Monarch Spray Foam, Quote TBD | PUR | Monarch Spray Foam, Quote TBD | EA | EA |  | FALSE |  | P | B/W | DAYTON |  | 77411B-52B
136058 | 1 | 76 | States | Dayton | Robert Boulka | TRUE | 2026-09-14T00:00:00 | 2026-10-29T00:00:00 |  | 1 | 0 | 1 | 0 | 0 | 55369 | USA | N10 | 1404 | SPRAY FOAM INSULATION SYSTEMS INC | 55302 | Monarch Sprayfoam Service, 1 Building | Monarch Spray Foam, Quote TBD | PUR | Monarch Spray Foam, Quote TBD | EA | EA |  | FALSE |  | P | B/W | DAYTON |  | 77411B-39B
136058 | 1 | 53 | States | Dayton | Robert Boulka | TRUE | 2026-09-14T00:00:00 | 2026-10-15T00:00:00 |  | 1 | 0 | 1 | 0 | 0 | 55369 | USA | N10 | 1404 | SPRAY FOAM INSULATION SYSTEMS INC | 55302 | Monarch Sprayfoam Service, 1 Building | Monarch Spray Foam, Quote TBD | PUR | Monarch Spray Foam, Quote TBD | EA | EA |  | FALSE |  | P | B/W | DAYTON |  | 77411B-28A
136058 | 1 | 12 | States | Dayton | Robert Boulka | TRUE | 2026-09-14T00:00:00 | 2026-09-17T00:00:00 |  | 1 | 0 | 1 | 0 | 0 | 55369 | USA | N10 | 1404 | SPRAY FOAM INSULATION SYSTEMS INC | 55302 | Monarch Sprayfoam Service, 1 Building | Monarch Spray Foam, Quote TBD | PUR | Monarch Spray Foam, Quote TBD | EA | EA |  | FALSE |  | P | B/W | DAYTON |  | 77411B-7A
136058 | 1 | 67 | States | Dayton | Robert Boulka | TRUE | 2026-09-14T00:00:00 | 2026-10-23T00:00:00 |  | 1 | 0 | 1 | 0 | 0 | 55369 | USA | N10 | 1404 | SPRAY FOAM INSULATION SYSTEMS INC | 55302 | Monarch Sprayfoam Service, 1 Building | Monarch Spray Foam, Quote TBD | PUR | Monarch Spray Foam, Quote TBD | EA | EA |  | FALSE |  | P | B/W | DAYTON |  | 77411B-35A
136058 | 1 | 29 | States | Dayton | Robert Boulka | TRUE | 2026-09-14T00:00:00 | 2026-10-01T00:00:00 |  | 1 | 0 | 1 | 0 | 0 | 55369 | USA | N10 | 1404 | SPRAY FOAM INSULATION SYSTEMS INC | 55302 | Monarch Sprayfoam Service, 1 Building | Monarch Spray Foam, Quote TBD | PUR | Monarch Spray Foam, Quote TBD | EA | EA |  | FALSE |  | P | B/W | DAYTON |  | 77411B-17A
136058 | 1 | 136 | States | Dayton | Robert Boulka | TRUE | 2026-09-14T00:00:00 | 2026-12-07T00:00:00 |  | 1 | 0 | 1 | 0 | 0 | 55369 | USA | N10 | 1404 | SPRAY FOAM INSULATION SYSTEMS INC | 55302 | Monarch Sprayfoam Service, 1 Building | Monarch Spray Foam, Quote TBD | PUR | Monarch Spray Foam, Quote TBD | EA | EA |  | FALSE |  | P | B/W | DAYTON |  | 77411B-69B
136058 | 1 | 113 | States | Dayton | Robert Boulka | TRUE | 2026-09-14T00:00:00 | 2026-11-20T00:00:00 |  | 1 | 0 | 1 | 0 | 0 | 55369 | USA | N10 | 1404 | SPRAY FOAM INSULATION SYSTEMS INC | 55302 | Monarch Sprayfoam Service, 1 Building | Monarch Spray Foam, Quote TBD | PUR | Monarch Spray Foam, Quote TBD | EA | EA |  | FALSE |  | P | B/W | DAYTON |  | 77411B-58A
136058 | 1 | 52 | States | Dayton | Robert Boulka | TRUE | 2026-09-14T00:00:00 | 2026-10-15T00:00:00 |  | 1 | 0 | 1 | 0 | 0 | 55369 | USA | N10 | 1404 | SPRAY FOAM INSULATION SYSTEMS INC | 55302 | Monarch Sprayfoam Service, 1 Building | Monarch Spray Foam, Quote TBD | PUR | Monarch Spray Foam, Quote TBD | EA | EA |  | FALSE |  | P | B/W | DAYTON |  | 77411B-27B
135198 | 1 | 1 | States | Dayton | Megan Swymeler | TRUE | 2026-08-04T00:00:00 | 2026-10-19T00:00:00 | 2026-10-19T00:00:00 | 4 | 0 | 4 | 683.03 | 2732.12 | 55369-6417 | USA | N30 | 1426 | HAMMOND POWER SOLUTIONS, INC. | 60122-7107 | C1F005LES | 480V:240/120 5 KVA Transformer | PUR | 480V:240/120 5 KVA Transformer | EA | EA |  | TRUE |  | P | PPD | Dayton
135354 | 1 | 1 | States | Champlin | Megan Swymeler | TRUE | 2026-08-11T00:00:00 | 2026-12-16T00:00:00 | 2026-12-16T00:00:00 | 2 | 0 | 2 | 118.65 | 237.3 | 55316-3157 | USA | N30 | 1426 | HAMMOND POWER SOLUTIONS, INC. | 60122-7107 | C1FC50LE | 0.5kVA Transformer, 480/240V primary, 240/120V secondary | PUR | 0.5kVA Transformer, 480/240V primary, 240/120V secondary | EA | EA |  | TRUE |  | P | PPD | 100
136207 | 2 | 1 | States | Champlin | Megan Swymeler | TRUE | 2026-09-18T00:00:00 |  |  | 2 | 0 | 2 | 0 | 0 | 55316 | USA | N30 | 1426 | HAMMOND POWER SOLUTIONS, INC. | 60122-7107 | PH500MLI | HAMMOND CONTROL TRANSFORMER, ENCAPSULATED CORE, 500 VA, 1-PHASE, 240/480 VAC, 25/120 VAC SECONDARY, 50/60 HZ, PANEL MOUNT | PUR | HAMMOND CONTROL TRANSFORMER, ENCAPSULATED CORE, 500 VA, 1-PHASE, 240/480 VAC, 25/120 VAC SECONDARY, 50/60 HZ, PANEL MOUNT | EA | EA |  | FALSE |  | P | PPD | 100 | 2026-09-25T00:00:00
136207 | 1 | 1 | States | Champlin | Megan Swymeler | TRUE | 2026-09-18T00:00:00 |  |  | 2 | 0 | 2 | 0 | 0 | 55316 | USA | N30 | 1426 | HAMMOND POWER SOLUTIONS, INC. | 60122-7107 | C2G5000MQMJ | 5 KVA, 1-PHASE, 240/480 VAC PRIMARY, 120/240 VAC SECONDARY, 50/60 HZ, PANEL MOUNT, CONTROL TRANSFORMER | PUR | 5 KVA, 1-PHASE, 240/480 VAC PRIMARY, 120/240 VAC SECONDARY, 50/60 HZ, PANEL MOUNT, CONTROL TRANSFORMER | EA | EA |  | FALSE |  | P | PPD | 100 | 2026-09-24T00:00:00
135532 | 1 | 1 | States | Champlin | Megan Swymeler | TRUE | 2026-08-18T00:00:00 | 2026-12-23T00:00:00 | 2026-12-23T00:00:00 | 15 | 0 | 15 | 556.08 | 8341.2 | 55316-3157 | USA | N30 | 1426 | HAMMOND POWER SOLUTIONS, INC. | 60122-7107 | C2G3000MQMJ | 1ph 3000VA 240x480V-120x240V 50/60Hz CU Primary Voltage: 240x480V Phase:1PH Secondary Voltage: 120x240V Rating: 3000VA Termination: Terminal Block (Primary & Secondary) Material: Copper Insulation Class: 180°C Frequency: 50/60Hz Temperature Rise: 115°C Approval: CSA,UL,CE Primary Fusing: N / A Secondary Fusing: N / A Enclosure: Enclosure Type: Core & Coil Dimensions (in): 6.5(H), 7.5(W), 7.5(D) Mounting Dimensions (W/D/Size): 6.3in(W), 7.28in(D), 0.44 x 1.00 Weight: 64lb | PUR | 1ph 3000VA 240x480V-120x240V 50/60Hz CU Primary Voltage: 240x480V Phase:1PH Secondary Voltage: 120x240V Rating: 3000VA Termination: Terminal Block (Primary & Secondary) Material: Copper Insulation Class: 180°C Frequency: 50/60Hz Temperature Rise: 115°C Approval: CSA,UL,CE Primary Fusing: N / A Secondary Fusing: N / A Enclosure: Enclosure Type: Core & Coil Dimensions (in): 6.5(H), 7.5(W), 7.5(D) Mounting Dimensions (W/D/Size): 6.3in(W), 7.28in(D), 0.44 x 1.00 Weight: 64lb | EA | EA |  | TRUE |  | P | PPD | 100
135651 | 1 | 3 | States | Champlin | Megan Swymeler | TRUE | 2026-08-21T00:00:00 | 2027-05-19T00:00:00 | 2027-05-19T00:00:00 | 4 | 0 | 4 | 556.08 | 8341.2 | 55316 | USA | N30 | 1426 | HAMMOND POWER SOLUTIONS, INC. | 60122-7107 | C2G3000MQMJ | 1ph 3000VA 240x480V-120x240V 50/60Hz CU Primary Voltage: 240x480V Phase:1PH Secondary Voltage: 120x240V Rating: 3000VA Termination: Terminal Block (Primary & Secondary) Material: Copper Insulation Class: 180°C Frequency: 50/60Hz Temperature Rise: 115°C Approval: CSA,UL,CE Primary Fusing: N / A Secondary Fusing: N / A Enclosure: Enclosure Type: Core & Coil Dimensions (in): 6.5(H), 7.5(W), 7.5(D) Mounting Dimensions (W/D/Size): 6.3in(W), 7.28in(D), 0.44 x 1.00 Weight: 64lb | PUR | 1ph 3000VA 240x480V-120x240V 50/60Hz CU Primary Voltage: 240x480V Phase:1PH Secondary Voltage: 120x240V Rating: 3000VA Termination: Terminal Block (Primary & Secondary) Material: Copper Insulation Class: 180°C Frequency: 50/60Hz Temperature Rise: 115°C Approval: CSA,UL,CE Primary Fusing: N / A Secondary Fusing: N / A Enclosure: Enclosure Type: Core & Coil Dimensions (in): 6.5(H), 7.5(W), 7.5(D) Mounting Dimensions (W/D/Size): 6.3in(W), 7.28in(D), 0.44 x 1.00 Weight: 64lb | EA | EA |  | TRUE |  | P | PPD | 100
135651 | 1 | 2 | States | Champlin | Megan Swymeler | TRUE | 2026-08-21T00:00:00 | 2027-04-01T00:00:00 | 2027-04-01T00:00:00 | 6 | 0 | 6 | 556.08 | 8341.2 | 55316 | USA | N30 | 1426 | HAMMOND POWER SOLUTIONS, INC. | 60122-7107 | C2G3000MQMJ | 1ph 3000VA 240x480V-120x240V 50/60Hz CU Primary Voltage: 240x480V Phase:1PH Secondary Voltage: 120x240V Rating: 3000VA Termination: Terminal Block (Primary & Secondary) Material: Copper Insulation Class: 180°C Frequency: 50/60Hz Temperature Rise: 115°C Approval: CSA,UL,CE Primary Fusing: N / A Secondary Fusing: N / A Enclosure: Enclosure Type: Core & Coil Dimensions (in): 6.5(H), 7.5(W), 7.5(D) Mounting Dimensions (W/D/Size): 6.3in(W), 7.28in(D), 0.44 x 1.00 Weight: 64lb | PUR | 1ph 3000VA 240x480V-120x240V 50/60Hz CU Primary Voltage: 240x480V Phase:1PH Secondary Voltage: 120x240V Rating: 3000VA Termination: Terminal Block (Primary & Secondary) Material: Copper Insulation Class: 180°C Frequency: 50/60Hz Temperature Rise: 115°C Approval: CSA,UL,CE Primary Fusing: N / A Secondary Fusing: N / A Enclosure: Enclosure Type: Core & Coil Dimensions (in): 6.5(H), 7.5(W), 7.5(D) Mounting Dimensions (W/D/Size): 6.3in(W), 7.28in(D), 0.44 x 1.00 Weight: 64lb | EA | EA |  | TRUE |  | P | PPD | 100
135651 | 1 | 1 | States | Champlin | Megan Swymeler | TRUE | 2026-08-21T00:00:00 | 2027-01-08T00:00:00 | 2027-01-08T00:00:00 | 5 | 0 | 5 | 556.08 | 8341.2 | 55316 | USA | N30 | 1426 | HAMMOND POWER SOLUTIONS, INC. | 60122-7107 | C2G3000MQMJ | 1ph 3000VA 240x480V-120x240V 50/60Hz CU Primary Voltage: 240x480V Phase:1PH Secondary Voltage: 120x240V Rating: 3000VA Termination: Terminal Block (Primary & Secondary) Material: Copper Insulation Class: 180°C Frequency: 50/60Hz Temperature Rise: 115°C Approval: CSA,UL,CE Primary Fusing: N / A Secondary Fusing: N / A Enclosure: Enclosure Type: Core & Coil Dimensions (in): 6.5(H), 7.5(W), 7.5(D) Mounting Dimensions (W/D/Size): 6.3in(W), 7.28in(D), 0.44 x 1.00 Weight: 64lb | PUR | 1ph 3000VA 240x480V-120x240V 50/60Hz CU Primary Voltage: 240x480V Phase:1PH Secondary Voltage: 120x240V Rating: 3000VA Termination: Terminal Block (Primary & Secondary) Material: Copper Insulation Class: 180°C Frequency: 50/60Hz Temperature Rise: 115°C Approval: CSA,UL,CE Primary Fusing: N / A Secondary Fusing: N / A Enclosure: Enclosure Type: Core & Coil Dimensions (in): 6.5(H), 7.5(W), 7.5(D) Mounting Dimensions (W/D/Size): 6.3in(W), 7.28in(D), 0.44 x 1.00 Weight: 64lb | EA | EA |  | TRUE |  | P | PPD | 100
133238 | 1 | 1 | States | Champlin | Megan Swymeler | TRUE | 2026-05-15T00:00:00 | 2026-10-12T00:00:00 | 2026-10-12T00:00:00 | 1 | 0 | 1 | 9071 | 9071 | 55316-3157 | USA | N30 | 1426 | HAMMOND POWER SOLUTIONS, INC. | 60122-7107 | Zigzag Grounding Transformer | 3ph 600Z/346V 200A 60Hz CU Grounding Transformer | PUR | "Category: --- LV - Other --- Identifier: --- Zig Zag Transfomer - Enclosure Rating: --- - System voltage: --- - Bus amperage: --- - Short Circuit Rating: --- - Sections: --- 0" | EA | EA |  | TRUE |  | P | PPD | 100 | 2026-09-21T00:00:00
135158 | 1 | 1 | States | Dayton | Megan Swymeler | TRUE | 2026-08-03T00:00:00 | 2026-10-01T00:00:00 | 2026-10-01T00:00:00 | 2 | 0 | 2 | 683.03 | 1366.06 | 55369-6417 | USA | N30 | 1426 | HAMMOND POWER SOLUTIONS, INC. | 60122-7107 | C1F005LES | 480V:240/120 5 KVA Transformer | PUR | 480V:240/120 5 KVA Transformer | EA | EA |  | TRUE |  | P | PPD | Dayton
133804 | 3 | 2 | States | Champlin | Hayley Fabian | TRUE | 2026-06-02T00:00:00 | 2027-01-18T00:00:00 | 2026-09-11T00:00:00 | 52 | 0 | 52 | 505.05 | 207070.5 | 55316-3157 | USA | N45 | 1501 | ABB INDUSTRIAL CONNECTIONS AND SOLUTIONS | 27511 | ZEAMODTCP | EKIP MODBUS | PUR | EKIP MODBUS | EA | EA |  | TRUE |  | P | B/W | 100
133804 | 3 | 1 | States | Champlin | Hayley Fabian | TRUE | 2026-06-02T00:00:00 | 2027-01-18T00:00:00 | 2026-08-28T00:00:00 | 221 | 55 | 166 | 505.05 | 207070.5 | 55316-3157 | USA | N45 | 1501 | ABB INDUSTRIAL CONNECTIONS AND SOLUTIONS | 27511 | ZEAMODTCP | EKIP MODBUS | PUR | EKIP MODBUS | EA | EA |  | TRUE |  | P | B/W | 100
133804 | 3 | 3 | States | Champlin | Hayley Fabian | TRUE | 2026-06-02T00:00:00 | 2027-01-18T00:00:00 | 2026-10-02T00:00:00 | 125 | 0 | 125 | 505.05 | 207070.5 | 55316-3157 | USA | N45 | 1501 | ABB INDUSTRIAL CONNECTIONS AND SOLUTIONS | 27511 | ZEAMODTCP | EKIP MODBUS | PUR | EKIP MODBUS | EA | EA |  | TRUE |  | P | B/W | 100
133804 | 3 | 4 | States | Champlin | Hayley Fabian | TRUE | 2026-06-02T00:00:00 | 2027-01-18T00:00:00 | 2026-10-13T00:00:00 | 12 | 0 | 12 | 505.05 | 207070.5 | 55316-3157 | USA | N45 | 1501 | ABB INDUSTRIAL CONNECTIONS AND SOLUTIONS | 27511 | ZEAMODTCP | EKIP MODBUS | PUR | EKIP MODBUS | EA | EA |  | TRUE |  | P | B/W | 100
135535 | 1 | 1 | States | Champlin | Hayley Fabian | TRUE | 2026-08-18T00:00:00 | 2027-07-26T00:00:00 | 2027-02-08T00:00:00 | 35 | 0 | 35 | 720.37 | 25212.95 | 55316-3157 | USA | N45 | 1501 | ABB INDUSTRIAL CONNECTIONS AND SOLUTIONS | 27511 | ZE6NCTF | CS N E6.2 100% UL | PUR | CS N E6.2 100% UL | EA | EA |  | TRUE |  | P | B/W | 100
135221 | 3 | 1 | States | Champlin | Hayley Fabian | TRUE | 2026-08-05T00:00:00 | 2026-11-11T00:00:00 | 2026-11-11T00:00:00 | 3 | 0 | 3 | 151.45 | 605.8 | 55316-3157 | USA | N45 | 1501 | ABB INDUSTRIAL CONNECTIONS AND SOLUTIONS | 27511 | XT1HU3020AAA000XXX | 125AF/20AT, 65kA, Thermal Mag. Line & Load Lugs = 14 - 1/0 AWG | PUR | 125AF/20AT, 65kA, Thermal Mag. Line & Load Lugs = 14 - 1/0 AWG | EA | EA |  | TRUE |  | P | B/W | 100
135221 | 1 | 1 | States | Champlin | Hayley Fabian | TRUE | 2026-08-05T00:00:00 | 2026-11-11T00:00:00 | 2026-11-11T00:00:00 | 15 | 0 | 15 | 6146.5 | 92197.5 | 55316-3157 | USA | N45 | 1501 | ABB INDUSTRIAL CONNECTIONS AND SOLUTIONS | 27511 | Z4SGULJJ83LA000005XX | 2500A, 65kA, 3-Pole, Fixed, Ekip Hi-Touch LSIG, ModBus TCP, RELT, 120V Ekip Supply, 4 Aux Contacts, PushButton Cover, Vertical Terminals | PUR | 2500A, 65kA, 3-Pole, Fixed, Ekip Hi-Touch LSIG, ModBus TCP, RELT, 120V Ekip Supply, 4 Aux Contacts, PushButton Cover, Vertical Terminals | EA | EA |  | TRUE |  | P | B/W | 100
135221 | 4 | 1 | States | Champlin | Hayley Fabian | TRUE | 2026-08-05T00:00:00 | 2026-11-18T00:00:00 | 2026-11-18T00:00:00 | 47 | 0 | 47 | 75.7 | 3557.9 | 55316-3157 | USA | N45 | 1501 | ABB INDUSTRIAL CONNECTIONS AND SOLUTIONS | 27511 | AF16-22-00-13 | CONTACTOR, 30A 100-250V 50/60HZ | PUR | CONTACTOR, 30A 100-250V 50/60HZ | EA | EA |  | TRUE |  | P | B/W | 100
135221 | 3 | 2 | States | Champlin | Hayley Fabian | TRUE | 2026-08-05T00:00:00 | 2026-11-13T00:00:00 | 2026-11-13T00:00:00 | 1 | 0 | 1 | 151.45 | 605.8 | 55316-3157 | USA | N45 | 1501 | ABB INDUSTRIAL CONNECTIONS AND SOLUTIONS | 27511 | XT1HU3020AAA000XXX | 125AF/20AT, 65kA, Thermal Mag. Line & Load Lugs = 14 - 1/0 AWG | PUR | 125AF/20AT, 65kA, Thermal Mag. Line & Load Lugs = 14 - 1/0 AWG | EA | EA |  | TRUE |  | P | B/W | 100
135221 | 5 | 1 | States | Champlin | Hayley Fabian | TRUE | 2026-08-05T00:00:00 | 2026-11-11T00:00:00 | 2026-11-11T00:00:00 | 20 | 0 | 20 | 703.25 | 14065 | 55316-3157 | USA | N45 | 1501 | ABB INDUSTRIAL CONNECTIONS AND SOLUTIONS | 27511 | XT4HU32251AA000XXX | 250AF/225AT, 65kA, Ekip DIP LSI. Line & Load Lugs = 10AWG - 250MCM | PUR | 250AF/225AT, 65kA, Ekip DIP LSI. Line & Load Lugs = 10AWG - 250MCM | EA | EA |  | TRUE |  | P | B/W | 100
135221 | 2 | 1 | States | Champlin | Hayley Fabian | TRUE | 2026-08-05T00:00:00 | 2026-11-11T00:00:00 | 2026-11-11T00:00:00 | 3 | 0 | 3 | 4674.09 | 88807.71 | 55316-3157 | USA | N45 | 1501 | ABB INDUSTRIAL CONNECTIONS AND SOLUTIONS | 27511 | Z2SFUKJJ83LA000005XX | 2000A, 65kA, 3-Pole, Fixed, Ekip Hi-Touch LSIG, ModBus TCP, RELT, 120V Ekip Supply, 4 Aux Contacts, PushButton Cover, Vertical Terminals | PUR | 2000A, 65kA, 3-Pole, Fixed, Ekip Hi-Touch LSIG, ModBus TCP, RELT, 120V Ekip Supply, 4 Aux Contacts, PushButton Cover, Vertical Terminals | EA | EA |  | TRUE |  | P | B/W | 100
135221 | 2 | 2 | States | Champlin | Hayley Fabian | TRUE | 2026-08-05T00:00:00 | 2026-11-12T00:00:00 | 2026-11-12T00:00:00 | 16 | 0 | 16 | 4674.09 | 88807.71 | 55316-3157 | USA | N45 | 1501 | ABB INDUSTRIAL CONNECTIONS AND SOLUTIONS | 27511 | Z2SFUKJJ83LA000005XX | 2000A, 65kA, 3-Pole, Fixed, Ekip Hi-Touch LSIG, ModBus TCP, RELT, 120V Ekip Supply, 4 Aux Contacts, PushButton Cover, Vertical Terminals | PUR | 2000A, 65kA, 3-Pole, Fixed, Ekip Hi-Touch LSIG, ModBus TCP, RELT, 120V Ekip Supply, 4 Aux Contacts, PushButton Cover, Vertical Terminals | EA | EA |  | TRUE |  | P | B/W | 100
135221 | 6 | 1 | States | Champlin | Hayley Fabian | TRUE | 2026-08-05T00:00:00 | 2026-12-07T00:00:00 | 2026-12-07T00:00:00 | 3 | 0 | 3 | 4868.67 | 14606.01 | 55316-3157 | USA | N45 | 1501 | ABB INDUSTRIAL CONNECTIONS AND SOLUTIONS | 27511 | Z6A50J0XX | Cradle - Vertical Terminals | PUR | Cradle - Vertical Terminals | EA | EA |  | TRUE |  | P | B/W | 100
130925 | 21 | 1 | States | Champlin | Hayley Fabian | TRUE | 2026-01-27T00:00:00 | 2026-10-12T00:00:00 | 2026-05-05T00:00:00 | 2 | 0 | 2 | 347.7 | 695.4 | 55316 | USA | N45 | 1501 | ABB INDUSTRIAL CONNECTIONS AND SOLUTIONS | 27511 | XT2LU3060AFB000XXX | "Description XT2L 125 TMF 60-600 3p F F UL/CSA Bill of Material (XT2LU3060AFF000XXX) : XT2L 125 TMF 60-600 3p F F UL/CSA: [ 1SDA074824R1 ] (N/A) : 1/2 KIT TERMINALI STANDARD: [ 1SDA050230R1 ] (KXT2CUAL1-3PC) : KIT FC CuAl 14-1/0 AWG XT2 3pcs UL/CSA: [ 1SDA075841R1 ]" | PUR | "Description XT2L 125 TMF 60-600 3p F F UL/CSA Bill of Material (XT2LU3060AFF000XXX) : XT2L 125 TMF 60-600 3p F F UL/CSA: [ 1SDA074824R1 ] (N/A) : 1/2 KIT TERMINALI STANDARD: [ 1SDA050230R1 ] (KXT2CUAL1-3PC) : KIT FC CuAl 14-1/0 AWG XT2 3pcs UL/CSA: [ 1SDA075841R1 ]" | EA | EA |  | TRUE |  | P | B/W | 100
133969 | 6 | 1 | States | Champlin | Hayley Fabian | TRUE | 2026-06-09T00:00:00 | 2026-12-07T00:00:00 | 2026-12-07T00:00:00 | 28 | 0 | 28 | 78.58 | 2200.24 | 55316-3157 | USA | N45 | 1501 | ABB INDUSTRIAL CONNECTIONS AND SOLUTIONS | 27511 | KXTAAXCQSYFP | AUX-C 1Q+1SY 250 V XT1..XT4 | PUR | AUX-C 1Q+1SY 250 V XT1..XT4 | EA | EA |  | TRUE |  | P | B/W | 100
133969 | 5 | 2 | States | Champlin | Hayley Fabian | TRUE | 2026-06-09T00:00:00 | 2026-12-07T00:00:00 | 2026-12-07T00:00:00 | 4 | 0 | 4 | 4038.2 | 28267.4 | 55316-3157 | USA | N45 | 1501 | ABB INDUSTRIAL CONNECTIONS AND SOLUTIONS | 27511 | IN4830SU3B3XS | SB INT 3000A 48X 3P CENUPR 1S/2S DNST AG | MEC | SB INT 3000A 48X 3P CENUPR 1S/2S DNST AG | EA | EA |  | TRUE |  | P | B/W | 100
133969 | 3 | 1 | States | Champlin | Hayley Fabian | TRUE | 2026-06-09T00:00:00 | 2026-10-27T00:00:00 | 2026-08-03T00:00:00 | 1 | 0 | 1 | 978.65 | 978.65 | 55316-3157 | USA | N45 | 1501 | ABB INDUSTRIAL CONNECTIONS AND SOLUTIONS | 27511 | XT4LU3250BY8000XXX | Reliagear XT4, 250AF/250AT, 100KAIC, Thermal Magnetic Adjustable Trip | PUR | Reliagear XT4, 250AF/250AT, 100KAIC, Thermal Magnetic Adjustable Trip | EA | EA |  | TRUE |  | P | B/W | 100
133969 | 13 | 1 | States | Champlin | Hayley Fabian | TRUE | 2026-06-09T00:00:00 | 2026-10-19T00:00:00 | 2026-10-19T00:00:00 | 3 | 0 | 3 | 306.55 | 919.65 | 55316-3157 | USA | N45 | 1501 | ABB INDUSTRIAL CONNECTIONS AND SOLUTIONS | 27511 | XT1HU3050AYD0A0XXX | "1XT1H 125 TMF 50-500 3P F F UL/CSA (1SDA074701R1)1SDA074701R1XT1HU3050AFF000XXX 1NEXT XT1 LSC 3000257978A001 (1SDA114241R1)1SDA114241R1 1KIT FC CUAL 10-2/0 AWG XT1 3PCS UL (1SDA075837R1)1SDA075837R1KXT1CUAL1-3PC 1AUX-C 1Q+1SY 250 V XT1..XT4 F/P (1SDA066431R1)1SDA066431R1KXTAAXCQSYFP" | PUR | "1XT1H 125 TMF 50-500 3P F F UL/CSA (1SDA074701R1)1SDA074701R1XT1HU3050AFF000XXX 1NEXT XT1 LSC 3000257978A001 (1SDA114241R1)1SDA114241R1 1KIT FC CUAL 10-2/0 AWG XT1 3PCS UL (1SDA075837R1)1SDA075837R1KXT1CUAL1-3PC 1AUX-C 1Q+1SY 250 V XT1..XT4 F/P (1SDA066431R1)1SDA066431R1KXTAAXCQSYFP" | EA | EA |  | TRUE |  | P | B/W | 100
133969 | 9 | 1 | States | Champlin | Hayley Fabian | TRUE | 2026-06-09T00:00:00 | 2026-12-07T00:00:00 | 2026-12-07T00:00:00 | 4 | 0 | 4 | 188.54 | 754.16 | 55316-3157 | USA | N45 | 1501 | ABB INDUSTRIAL CONNECTIONS AND SOLUTIONS | 27511 | XT1HU3060AYD000XXX | RGXT1H 125 TMF 60-600 3P UL/CSA | MEC | RGXT1H 125 TMF 60-600 3P UL/CSA | EA | EA |  | TRUE |  | P | B/W | 100
133969 | 2 | 1 | States | Champlin | Hayley Fabian | TRUE | 2026-06-09T00:00:00 | 2026-09-29T00:00:00 | 2026-09-29T00:00:00 | 2 | 0 | 2 | 852.05 | 1704.1 | 55316-3157 | USA | N45 | 1501 | ABB INDUSTRIAL CONNECTIONS AND SOLUTIONS | 27511 | Z4A25J0XX | Cradle Emax 4.2 | PUR | Cradle Emax 4.2 | EA | EA |  | TRUE |  | P | B/W | 100
133969 | 7 | 2 | States | Champlin | Hayley Fabian | TRUE | 2026-06-09T00:00:00 | 2026-12-07T00:00:00 | 2026-12-07T00:00:00 | 24 | 0 | 24 | 506.52 | 24312.96 | 55316-3157 | USA | N45 | 1501 | ABB INDUSTRIAL CONNECTIONS AND SOLUTIONS | 27511 | KXTTCOMEMBTCP | EKIP COM MODBUS TCP TMAX XT | PUR | EKIP COM MODBUS TCP TMAX XT | EA | EA |  | TRUE |  | P | B/W | 100
133969 | 10 | 1 | States | Champlin | Hayley Fabian | TRUE | 2026-06-09T00:00:00 | 2026-12-07T00:00:00 | 2026-12-07T00:00:00 | 10 | 0 | 10 | 1424.51 | 14245.1 | 55316-3157 | USA | N45 | 1501 | ABB INDUSTRIAL CONNECTIONS AND SOLUTIONS | 27511 | XT5HU340AFYN000XXX | RGXT5H 400 E.DIP LSI 400 3P UL/CSA | MEC | RGXT5H 400 E.DIP LSI 400 3P UL/CSA | EA | EA |  | TRUE |  | P | B/W | 100
133969 | 12 | 1 | States | Champlin | Hayley Fabian | TRUE | 2026-06-09T00:00:00 | 2026-12-07T00:00:00 | 2026-12-07T00:00:00 | 1 | 0 | 1 | 5929.9 | 5929.9 | 55316-3157 | USA | N45 | 1501 | ABB INDUSTRIAL CONNECTIONS AND SOLUTIONS | 27511 | Z4SGULJE30LA0AA025XX | E4.2S-A 2500 EKIP TOUCH LSI 3P FHR | MEC | E4.2S-A 2500 EKIP TOUCH LSI 3P FHR | EA | EA |  | TRUE |  | P | B/W | 100
133969 | 8 | 1 | States | Champlin | Hayley Fabian | TRUE | 2026-06-09T00:00:00 | 2026-12-07T00:00:00 | 2026-12-07T00:00:00 | 4 | 0 | 4 | 188.54 | 754.16 | 55316-3157 | USA | N45 | 1501 | ABB INDUSTRIAL CONNECTIONS AND SOLUTIONS | 27511 | XT1HU3050AYD000XXX | 125AF/50AT, 65kA, Thermal Mag, ReliaGear, Load Lugs - 10 - 2/0 AWG | PUR | 125AF/50AT, 65kA, Thermal Mag, ReliaGear, Load Lugs - 10 - 2/0 AWG | EA | EA |  | TRUE |  | P | B/W | 100
133969 | 5 | 1 | States | Champlin | Hayley Fabian | TRUE | 2026-06-09T00:00:00 | 2026-10-19T00:00:00 | 2026-10-19T00:00:00 | 3 | 0 | 3 | 4038.2 | 28267.4 | 55316-3157 | USA | N45 | 1501 | ABB INDUSTRIAL CONNECTIONS AND SOLUTIONS | 27511 | IN4830SU3B3XS | SB INT 3000A 48X 3P CENUPR 1S/2S DNST AG | MEC | SB INT 3000A 48X 3P CENUPR 1S/2S DNST AG | EA | EA |  | TRUE |  | P | B/W | 100
133969 | 11 | 1 | States | Champlin | Hayley Fabian | TRUE | 2026-06-09T00:00:00 | 2026-10-12T00:00:00 | 2026-09-17T00:00:00 | 2 | 0 | 2 | 762.87 | 3051.48 | 55316-3157 | USA | N45 | 1501 | ABB INDUSTRIAL CONNECTIONS AND SOLUTIONS | 27511 | XT2HU31251YD000XXX | RGXT2H 125 E.DIP LSI 125 3P UL | PUR | RGXT2H 125 E.DIP LSI 125 3P UL | EA | EA |  | TRUE |  | P | B/W | 100
133969 | 11 | 2 | States | Champlin | Hayley Fabian | TRUE | 2026-06-09T00:00:00 | 2026-12-07T00:00:00 | 2026-12-07T00:00:00 | 2 | 0 | 2 | 762.87 | 3051.48 | 55316-3157 | USA | N45 | 1501 | ABB INDUSTRIAL CONNECTIONS AND SOLUTIONS | 27511 | XT2HU31251YD000XXX | RGXT2H 125 E.DIP LSI 125 3P UL | PUR | RGXT2H 125 E.DIP LSI 125 3P UL | EA | EA |  | TRUE |  | P | B/W | 100
133112 | 3 | 1 | States | Champlin | Hayley Fabian | TRUE | 2026-05-08T00:00:00 | 2026-11-06T00:00:00 | 2026-08-06T00:00:00 | 52 | 0 | 52 | 505.05 | 75757.5 | 55316-3157 | USA | N45 | 1501 | ABB INDUSTRIAL CONNECTIONS AND SOLUTIONS | 27511 | ZEAMODTCP | EKIP MODBUS | PUR | EKIP MODBUS | EA | EA |  | TRUE |  | P | B/W | 100
133112 | 1 | 1 | States | Champlin | Hayley Fabian | TRUE | 2026-05-08T00:00:00 | 2026-10-05T00:00:00 | 2026-10-05T00:00:00 | 6 | 0 | 6 | 748.46 | 4490.76 | 55316-3157 | USA | N45 | 1501 | ABB INDUSTRIAL CONNECTIONS AND SOLUTIONS | 27511 | XT2HU3080BYD0A0XXX | 1RGXT2H 125 TMA 80-400..800 3P UL/CSA (1SDX188416R1) 1XT2H 125 TMA 80-400-800 3PFF UL/CSA (1SDA074798R1) 1LINE SIDE CONNECTOR XT2 3P PANELBOARD (1SDA118444R1) 1KIT FC CUAL 14-2/0 AWG XT2 3PCS UL (1SDA085585R1) | PUR | 1RGXT2H 125 TMA 80-400..800 3P UL/CSA (1SDX188416R1) 1XT2H 125 TMA 80-400-800 3PFF UL/CSA (1SDA074798R1) 1LINE SIDE CONNECTOR XT2 3P PANELBOARD (1SDA118444R1) 1KIT FC CUAL 14-2/0 AWG XT2 3PCS UL (1SDA085585R1) | EA | EA |  | TRUE |  | P | B/W | 100
133112 | 3 | 2 | States | Champlin | Hayley Fabian | TRUE | 2026-05-08T00:00:00 | 2026-11-06T00:00:00 | 2026-08-31T00:00:00 | 98 | 0 | 98 | 505.05 | 75757.5 | 55316-3157 | USA | N45 | 1501 | ABB INDUSTRIAL CONNECTIONS AND SOLUTIONS | 27511 | ZEAMODTCP | EKIP MODBUS | PUR | EKIP MODBUS | EA | EA |  | TRUE |  | P | B/W | 100
133112 | 2 | 1 | States | Champlin | Hayley Fabian | TRUE | 2026-05-08T00:00:00 | 2026-10-05T00:00:00 | 2026-10-05T00:00:00 | 24 | 1 | 23 | 4824.98 | 115799.52 | 55316-3157 | USA | N45 | 1501 | ABB INDUSTRIAL CONNECTIONS AND SOLUTIONS | 27511 | XT7HU312EPYW940XXX | RGXT7H 1200 E.TCH LSI 1200 3P UL | MEC | RGXT7H 1200 E.TCH LSI 1200 3P UL | EA | EA |  | TRUE |  | P | B/W | 100
135129 | 38 | 1 | States | Champlin | Hayley Fabian | TRUE | 2026-07-30T00:00:00 | 2026-11-04T00:00:00 | 2026-11-04T00:00:00 | 1 | 0 | 1 | 257.35 | 257.35 | 55316-3157 | USA | N45 | 1501 | ABB INDUSTRIAL CONNECTIONS AND SOLUTIONS | 27511 | 77314-PPXT FA BOX-05MECH-03 | PPXT FA BOX | Buy | PPXT FA BOX | EA | EA |  | TRUE |  | P | B/W | 100
135129 | 45 | 1 | States | Champlin | Hayley Fabian | TRUE | 2026-07-30T00:00:00 | 2026-10-28T00:00:00 | 2026-10-28T00:00:00 | 1 | 0 | 1 | 7685.71 | 7685.71 | 55316-3157 | USA | N45 | 1501 | ABB INDUSTRIAL CONNECTIONS AND SOLUTIONS | 27511 | 77314-PPXT FA INT-03MECH-02 | PPXT FA INT | Buy | PPXT FA INT | EA | EA |  | TRUE |  | P | B/W | 100
135129 | 17 | 1 | States | Champlin | Hayley Fabian | TRUE | 2026-07-30T00:00:00 | 2026-10-27T00:00:00 | 2026-10-27T00:00:00 | 1 | 0 | 1 | 102.6 | 102.6 | 55316-3157 | USA | N45 | 1501 | ABB INDUSTRIAL CONNECTIONS AND SOLUTIONS | 27511 | 77314-AF76SN-04P-AB2.1 | Front: AF76SN | Buy | Front: AF76SN | EA | EA |  | TRUE |  | P | B/W | 100
135129 | 30 | 1 | States | Champlin | Hayley Fabian | TRUE | 2026-07-30T00:00:00 | 2026-11-04T00:00:00 | 2026-11-04T00:00:00 | 1 | 0 | 1 | 253.28 | 253.28 | 55316-3157 | USA | N45 | 1501 | ABB INDUSTRIAL CONNECTIONS AND SOLUTIONS | 27511 | 77314-PPXT FA BOX-03MECH-03 | PPXT FA BOX | Buy | PPXT FA BOX | EA | EA |  | TRUE |  | P | B/W | 100
135129 | 15 | 1 | States | Champlin | Hayley Fabian | TRUE | 2026-07-30T00:00:00 | 2026-10-27T00:00:00 | 2026-10-27T00:00:00 | 1 | 0 | 1 | 102.6 | 102.6 | 55316-3157 | USA | N45 | 1501 | ABB INDUSTRIAL CONNECTIONS AND SOLUTIONS | 27511 | 77314-AF76SN-03P-AB2.1 | Front: AF76SN | Buy | Front: AF76SN | EA | EA |  | TRUE |  | P | B/W | 100
135129 | 21 | 1 | States | Champlin | Hayley Fabian | TRUE | 2026-07-30T00:00:00 | 2026-10-27T00:00:00 | 2026-10-27T00:00:00 | 1 | 0 | 1 | 168.93 | 168.93 | 55316-3157 | USA | N45 | 1501 | ABB INDUSTRIAL CONNECTIONS AND SOLUTIONS | 27511 | 77314-AF76STN-03P-4N-1 | Front: AF76STN | Buy | Front: AF76STN | EA | EA |  | TRUE |  | P | B/W | 100
135129 | 34 | 1 | States | Champlin | Hayley Fabian | TRUE | 2026-07-30T00:00:00 | 2026-11-04T00:00:00 | 2026-11-04T00:00:00 | 1 | 0 | 1 | 257.35 | 257.35 | 55316-3157 | USA | N45 | 1501 | ABB INDUSTRIAL CONNECTIONS AND SOLUTIONS | 27511 | 77314-PPXT FA BOX-04MECH-03 | PPXT FA BOX | Buy | PPXT FA BOX | EA | EA |  | TRUE |  | P | B/W | 100
135129 | 35 | 1 | States | Champlin | Hayley Fabian | TRUE | 2026-07-30T00:00:00 | 2026-11-04T00:00:00 | 2026-11-04T00:00:00 | 1 | 0 | 1 | 257.35 | 257.35 | 55316-3157 | USA | N45 | 1501 | ABB INDUSTRIAL CONNECTIONS AND SOLUTIONS | 27511 | 77314-PPXT FA BOX-04MECH-04 | PPXT FA BOX | Buy | PPXT FA BOX | EA | EA |  | TRUE |  | P | B/W | 100
135129 | 63 | 1 | States | Champlin | Hayley Fabian | TRUE | 2026-07-30T00:00:00 | 2026-10-27T00:00:00 | 2026-10-27T00:00:00 | 1 | 0 | 1 | 3427.35 | 3427.35 | 55316-3157 | USA | N45 | 1501 | ABB INDUSTRIAL CONNECTIONS AND SOLUTIONS | 27511 | 77314-RQF-SLT-INT-04P-2N-1 | Interior : AQF3422JBX AXS5N2MSPS | Buy | Interior : AQF3422JBX AXS5N2MSPS | EA | EA |  | TRUE |  | P | B/W | 100
135129 | 5 | 1 | States | Champlin | Hayley Fabian | TRUE | 2026-07-30T00:00:00 | 2026-10-27T00:00:00 | 2026-10-27T00:00:00 | 1 | 0 | 1 | 134.21 | 134.21 | 55316-3157 | USA | N45 | 1501 | ABB INDUSTRIAL CONNECTIONS AND SOLUTIONS | 27511 | 77314-AB76B-03P-4N-1 | Box: AB76B | Buy | Box: AB76B | EA | EA |  | TRUE |  | P | B/W | 100
135129 | 10 | 1 | States | Champlin | Hayley Fabian | TRUE | 2026-07-30T00:00:00 | 2026-10-27T00:00:00 | 2026-10-27T00:00:00 | 1 | 0 | 1 | 122.27 | 122.27 | 55316-3157 | USA | N45 | 1501 | ABB INDUSTRIAL CONNECTIONS AND SOLUTIONS | 27511 | 77314-AB76B-05P-2N-1 | Box: AB76B | Buy | Box: AB76B | EA | EA |  | TRUE |  | P | B/W | 100
135129 | 50 | 1 | States | Champlin | Hayley Fabian | TRUE | 2026-07-30T00:00:00 | 2026-10-28T00:00:00 | 2026-10-28T00:00:00 | 1 | 0 | 1 | 7809.23 | 7809.23 | 55316-3157 | USA | N45 | 1501 | ABB INDUSTRIAL CONNECTIONS AND SOLUTIONS | 27511 | 77314-PPXT FA INT-04MECH-03 | PPXT FA INT | Buy | PPXT FA INT | EA | EA |  | TRUE |  | P | B/W | 100
135129 | 43 | 1 | States | Champlin | Hayley Fabian | TRUE | 2026-07-30T00:00:00 | 2026-10-28T00:00:00 | 2026-10-28T00:00:00 | 1 | 0 | 1 | 7685.71 | 7685.71 | 55316-3157 | USA | N45 | 1501 | ABB INDUSTRIAL CONNECTIONS AND SOLUTIONS | 27511 | 77314-PPXT FA INT-02MECH-04 | PPXT FA INT | Buy | PPXT FA INT | EA | EA |  | TRUE |  | P | B/W | 100
135129 | 1 | 1 | States | Champlin | Hayley Fabian | TRUE | 2026-07-30T00:00:00 | 2026-10-27T00:00:00 | 2026-10-27T00:00:00 | 1 | 0 | 1 | 122.27 | 122.27 | 55316-3157 | USA | N45 | 1501 | ABB INDUSTRIAL CONNECTIONS AND SOLUTIONS | 27511 | 77314-AB76B-02P-2N-1 | Box: AB76B | Buy | Box: AB76B | EA | EA |  | TRUE |  | P | B/W | 100
135129 | 8 | 1 | States | Champlin | Hayley Fabian | TRUE | 2026-07-30T00:00:00 | 2026-10-27T00:00:00 | 2026-10-27T00:00:00 | 1 | 0 | 1 | 134.21 | 134.21 | 55316-3157 | USA | N45 | 1501 | ABB INDUSTRIAL CONNECTIONS AND SOLUTIONS | 27511 | 77314-AB76B-04P-4N-1 | Box: AB76B | Buy | Box: AB76B | EA | EA |  | TRUE |  | P | B/W | 100
135129 | 19 | 1 | States | Champlin | Hayley Fabian | TRUE | 2026-07-30T00:00:00 | 2026-10-27T00:00:00 | 2026-10-27T00:00:00 | 1 | 0 | 1 | 102.6 | 102.6 | 55316-3157 | USA | N45 | 1501 | ABB INDUSTRIAL CONNECTIONS AND SOLUTIONS | 27511 | 77314-AF76SN-05P-AB2.1 | Front: AF76SN | Buy | Front: AF76SN | EA | EA |  | TRUE |  | P | B/W | 100
135129 | 24 | 1 | States | Champlin | Hayley Fabian | TRUE | 2026-07-30T00:00:00 | 2026-11-04T00:00:00 | 2026-11-04T00:00:00 | 1 | 0 | 1 | 253.28 | 253.28 | 55316-3157 | USA | N45 | 1501 | ABB INDUSTRIAL CONNECTIONS AND SOLUTIONS | 27511 | 77314-PPXT FA BOX-02MECH-01 | PPXT FA BOX | Buy | PPXT FA BOX | EA | EA |  | TRUE |  | P | B/W | 100
135129 | 32 | 1 | States | Champlin | Hayley Fabian | TRUE | 2026-07-30T00:00:00 | 2026-11-04T00:00:00 | 2026-11-04T00:00:00 | 1 | 0 | 1 | 257.35 | 257.35 | 55316-3157 | USA | N45 | 1501 | ABB INDUSTRIAL CONNECTIONS AND SOLUTIONS | 27511 | 77314-PPXT FA BOX-04MECH-01 | PPXT FA BOX | Buy | PPXT FA BOX | EA | EA |  | TRUE |  | P | B/W | 100
135129 | 64 | 1 | States | Champlin | Hayley Fabian | TRUE | 2026-07-30T00:00:00 | 2026-10-27T00:00:00 | 2026-10-27T00:00:00 | 1 | 0 | 1 | 3427.35 | 3427.35 | 55316-3157 | USA | N45 | 1501 | ABB INDUSTRIAL CONNECTIONS AND SOLUTIONS | 27511 | 77314-RQF-SLT-INT-05P-2N-1 | Interior : AQF3422JBX AXS5N2MSPS | Buy | Interior : AQF3422JBX AXS5N2MSPS | EA | EA |  | TRUE |  | P | B/W | 100
135129 | 20 | 1 | States | Champlin | Hayley Fabian | TRUE | 2026-07-30T00:00:00 | 2026-10-27T00:00:00 | 2026-10-27T00:00:00 | 1 | 0 | 1 | 168.93 | 168.93 | 55316-3157 | USA | N45 | 1501 | ABB INDUSTRIAL CONNECTIONS AND SOLUTIONS | 27511 | 77314-AF76STN-02P-4N-1 | Front: AF76STN | Buy | Front: AF76STN | EA | EA |  | TRUE |  | P | B/W | 100
135129 | 25 | 1 | States | Champlin | Hayley Fabian | TRUE | 2026-07-30T00:00:00 | 2026-11-04T00:00:00 | 2026-11-04T00:00:00 | 1 | 0 | 1 | 253.28 | 253.28 | 55316-3157 | USA | N45 | 1501 | ABB INDUSTRIAL CONNECTIONS AND SOLUTIONS | 27511 | 77314-PPXT FA BOX-02MECH-02 | PPXT FA BOX | Buy | PPXT FA BOX | EA | EA |  | TRUE |  | P | B/W | 100
135129 | 28 | 1 | States | Champlin | Hayley Fabian | TRUE | 2026-07-30T00:00:00 | 2026-11-04T00:00:00 | 2026-11-04T00:00:00 | 1 | 0 | 1 | 253.28 | 253.28 | 55316-3157 | USA | N45 | 1501 | ABB INDUSTRIAL CONNECTIONS AND SOLUTIONS | 27511 | 77314-PPXT FA BOX-03MECH-01 | PPXT FA BOX | Buy | PPXT FA BOX | EA | EA |  | TRUE |  | P | B/W | 100
135129 | 55 | 1 | States | Champlin | Hayley Fabian | TRUE | 2026-07-30T00:00:00 | 2026-10-28T00:00:00 | 2026-10-28T00:00:00 | 1 | 0 | 1 | 7809.23 | 7809.23 | 55316-3157 | USA | N45 | 1501 | ABB INDUSTRIAL CONNECTIONS AND SOLUTIONS | 27511 | 77314-PPXT FA INT-05MECH-04 | PPXT FA INT | Buy | PPXT FA INT | EA | EA |  | TRUE |  | P | B/W | 100
135129 | 56 | 1 | States | Champlin | Hayley Fabian | TRUE | 2026-07-30T00:00:00 | 2026-10-27T00:00:00 | 2026-10-27T00:00:00 | 1 | 0 | 1 | 4821.19 | 4821.19 | 55316-3157 | USA | N45 | 1501 | ABB INDUSTRIAL CONNECTIONS AND SOLUTIONS | 27511 | 77314-REF-SLT-INT-03P-4N-1 | Interior : AEF3424KBX AXS5N2MSPS | Buy | Interior : AEF3424KBX AXS5N2MSPS | EA | EA |  | TRUE |  | P | B/W | 100
135129 | 36 | 1 | States | Champlin | Hayley Fabian | TRUE | 2026-07-30T00:00:00 | 2026-11-04T00:00:00 | 2026-11-04T00:00:00 | 1 | 0 | 1 | 278.09 | 278.09 | 55316-3157 | USA | N45 | 1501 | ABB INDUSTRIAL CONNECTIONS AND SOLUTIONS | 27511 | 77314-PPXT FA BOX-05MECH-01 | PPXT FA BOX | Buy | PPXT FA BOX | EA | EA |  | TRUE |  | P | B/W | 100
135129 | 51 | 1 | States | Champlin | Hayley Fabian | TRUE | 2026-07-30T00:00:00 | 2026-10-28T00:00:00 | 2026-10-28T00:00:00 | 1 | 0 | 1 | 7809.23 | 7809.23 | 55316-3157 | USA | N45 | 1501 | ABB INDUSTRIAL CONNECTIONS AND SOLUTIONS | 27511 | 77314-PPXT FA INT-04MECH-04 | PPXT FA INT | Buy | PPXT FA INT | EA | EA |  | TRUE |  | P | B/W | 100
135129 | 62 | 1 | States | Champlin | Hayley Fabian | TRUE | 2026-07-30T00:00:00 | 2026-10-27T00:00:00 | 2026-10-27T00:00:00 | 1 | 0 | 1 | 3427.35 | 3427.35 | 55316-3157 | USA | N45 | 1501 | ABB INDUSTRIAL CONNECTIONS AND SOLUTIONS | 27511 | 77314-RQF-SLT-INT-03P-2N-1 | Interior : AQF3422JBX AXS5N2MSPS | Buy | Interior : AQF3422JBX AXS5N2MSPS | EA | EA |  | TRUE |  | P | B/W | 100
135129 | 54 | 1 | States | Champlin | Hayley Fabian | TRUE | 2026-07-30T00:00:00 | 2026-10-28T00:00:00 | 2026-10-28T00:00:00 | 1 | 0 | 1 | 7809.23 | 7809.23 | 55316-3157 | USA | N45 | 1501 | ABB INDUSTRIAL CONNECTIONS AND SOLUTIONS | 27511 | 77314-PPXT FA INT-05MECH-03 | PPXT FA INT | Buy | PPXT FA INT | EA | EA |  | TRUE |  | P | B/W | 100
135129 | 41 | 1 | States | Champlin | Hayley Fabian | TRUE | 2026-07-30T00:00:00 | 2026-10-28T00:00:00 | 2026-10-28T00:00:00 | 1 | 0 | 1 | 7685.71 | 7685.71 | 55316-3157 | USA | N45 | 1501 | ABB INDUSTRIAL CONNECTIONS AND SOLUTIONS | 27511 | 77314-PPXT FA INT-02MECH-02 | PPXT FA INT | Buy | PPXT FA INT | EA | EA |  | TRUE |  | P | B/W | 100
135129 | 4 | 1 | States | Champlin | Hayley Fabian | TRUE | 2026-07-30T00:00:00 | 2026-10-27T00:00:00 | 2026-10-27T00:00:00 | 1 | 0 | 1 | 122.27 | 122.27 | 55316-3157 | USA | N45 | 1501 | ABB INDUSTRIAL CONNECTIONS AND SOLUTIONS | 27511 | 77314-AB76B-03P-2N-1 | Box: AB76B | Buy | Box: AB76B | EA | EA |  | TRUE |  | P | B/W | 100
135129 | 13 | 1 | States | Champlin | Hayley Fabian | TRUE | 2026-07-30T00:00:00 | 2026-10-27T00:00:00 | 2026-10-27T00:00:00 | 1 | 0 | 1 | 102.6 | 102.6 | 55316-3157 | USA | N45 | 1501 | ABB INDUSTRIAL CONNECTIONS AND SOLUTIONS | 27511 | 77314-AF76SN-02P-AB2.1 | Front: AF76SN | Buy | Front: AF76SN | EA | EA |  | TRUE |  | P | B/W | 100
135129 | 66 | 1 | States | Champlin | Hayley Fabian | TRUE | 2026-07-30T00:00:00 | 2026-10-27T00:00:00 | 2026-10-27T00:00:00 | 1 | 0 | 1 | 7669.8 | 7669.8 | 55316-3157 | USA | N45 | 1501 | ABB INDUSTRIAL CONNECTIONS AND SOLUTIONS | 27511 | 77314-RSF-SLT-INT-04P-4N-1 | Interior : ASF3424KBX AXS5N2MSPS | Buy | Interior : ASF3424KBX AXS5N2MSPS | EA | EA |  | TRUE |  | P | B/W | 100
135129 | 37 | 1 | States | Champlin | Hayley Fabian | TRUE | 2026-07-30T00:00:00 | 2026-11-04T00:00:00 | 2026-11-04T00:00:00 | 1 | 0 | 1 | 278.09 | 278.09 | 55316-3157 | USA | N45 | 1501 | ABB INDUSTRIAL CONNECTIONS AND SOLUTIONS | 27511 | 77314-PPXT FA BOX-05MECH-02 | PPXT FA BOX | Buy | PPXT FA BOX | EA | EA |  | TRUE |  | P | B/W | 100
135129 | 49 | 1 | States | Champlin | Hayley Fabian | TRUE | 2026-07-30T00:00:00 | 2026-10-28T00:00:00 | 2026-10-28T00:00:00 | 1 | 0 | 1 | 7809.23 | 7809.23 | 55316-3157 | USA | N45 | 1501 | ABB INDUSTRIAL CONNECTIONS AND SOLUTIONS | 27511 | 77314-PPXT FA INT-04MECH-02 | PPXT FA INT | Buy | PPXT FA INT | EA | EA |  | TRUE |  | P | B/W | 100
135129 | 40 | 1 | States | Champlin | Hayley Fabian | TRUE | 2026-07-30T00:00:00 | 2026-10-28T00:00:00 | 2026-10-28T00:00:00 | 1 | 0 | 1 | 7685.71 | 7685.71 | 55316-3157 | USA | N45 | 1501 | ABB INDUSTRIAL CONNECTIONS AND SOLUTIONS | 27511 | 77314-PPXT FA INT-02MECH-01 | PPXT FA INT | Buy | PPXT FA INT | EA | EA |  | TRUE |  | P | B/W | 100
135129 | 22 | 1 | States | Champlin | Hayley Fabian | TRUE | 2026-07-30T00:00:00 | 2026-10-27T00:00:00 | 2026-10-27T00:00:00 | 1 | 0 | 1 | 168.93 | 168.93 | 55316-3157 | USA | N45 | 1501 | ABB INDUSTRIAL CONNECTIONS AND SOLUTIONS | 27511 | 77314-AF76STN-04P-4N-1 | Front: AF76STN | Buy | Front: AF76STN | EA | EA |  | TRUE |  | P | B/W | 100
135129 | 61 | 1 | States | Champlin | Hayley Fabian | TRUE | 2026-07-30T00:00:00 | 2026-10-27T00:00:00 | 2026-10-27T00:00:00 | 1 | 0 | 1 | 3427.35 | 3427.35 | 55316-3157 | USA | N45 | 1501 | ABB INDUSTRIAL CONNECTIONS AND SOLUTIONS | 27511 | 77314-RQF-SLT-INT-02P-2N-1 | Interior : AQF3422JBX AXS5N2MSPS | Buy | Interior : AQF3422JBX AXS5N2MSPS | EA | EA |  | TRUE |  | P | B/W | 100
135129 | 65 | 1 | States | Champlin | Hayley Fabian | TRUE | 2026-07-30T00:00:00 | 2026-10-27T00:00:00 | 2026-10-27T00:00:00 | 1 | 0 | 1 | 8280.57 | 8280.57 | 55316-3157 | USA | N45 | 1501 | ABB INDUSTRIAL CONNECTIONS AND SOLUTIONS | 27511 | 77314-RSF-SLT-INT-02P-4N-1 | Interior : ASF3424KBX AXS5N2MSPS | Buy | Interior : ASF3424KBX AXS5N2MSPS | EA | EA |  | TRUE |  | P | B/W | 100
135129 | 29 | 1 | States | Champlin | Hayley Fabian | TRUE | 2026-07-30T00:00:00 | 2026-11-04T00:00:00 | 2026-11-04T00:00:00 | 1 | 0 | 1 | 253.28 | 253.28 | 55316-3157 | USA | N45 | 1501 | ABB INDUSTRIAL CONNECTIONS AND SOLUTIONS | 27511 | 77314-PPXT FA BOX-03MECH-02 | PPXT FA BOX | Buy | PPXT FA BOX | EA | EA |  | TRUE |  | P | B/W | 100
135129 | 60 | 1 | States | Champlin | Hayley Fabian | TRUE | 2026-07-30T00:00:00 | 2026-10-27T00:00:00 | 2026-10-27T00:00:00 | 1 | 0 | 1 | 3425.64 | 3425.64 | 55316-3157 | USA | N45 | 1501 | ABB INDUSTRIAL CONNECTIONS AND SOLUTIONS | 27511 | 77314-RQFC-INTERIOR-05P-AB2.1 | Interior : AQF3422JBX AXS5N2MSPS | Buy | Interior : AQF3422JBX AXS5N2MSPS | EA | EA |  | TRUE |  | P | B/W | 100
135129 | 68 | 1 | States | Champlin | Hayley Fabian | TRUE | 2026-07-30T00:00:00 | 2026-10-27T00:00:00 | 2026-10-27T00:00:00 | 1 | 0 | 1 | 134.21 | 134.21 | 55316-3157 | USA | N45 | 1501 | ABB INDUSTRIAL CONNECTIONS AND SOLUTIONS | 27511 | 77314-AB76B-05P-4N-1 | Box: AB76B | Buy | Box: AB76B | EA | EA |  | TRUE |  | P | B/W | 100
135129 | 58 | 1 | States | Champlin | Hayley Fabian | TRUE | 2026-07-30T00:00:00 | 2026-10-27T00:00:00 | 2026-10-27T00:00:00 | 1 | 0 | 1 | 3425.64 | 3425.64 | 55316-3157 | USA | N45 | 1501 | ABB INDUSTRIAL CONNECTIONS AND SOLUTIONS | 27511 | 77314-RQFC-INTERIOR-03P-AB2.1 | Interior : AQF3422JBX AXS5N2MSPS | Buy | Interior : AQF3422JBX AXS5N2MSPS | EA | EA |  | TRUE |  | P | B/W | 100
135129 | 53 | 1 | States | Champlin | Hayley Fabian | TRUE | 2026-07-30T00:00:00 | 2026-10-28T00:00:00 | 2026-10-28T00:00:00 | 1 | 0 | 1 | 6882.44 | 6882.44 | 55316-3157 | USA | N45 | 1501 | ABB INDUSTRIAL CONNECTIONS AND SOLUTIONS | 27511 | 77314-PPXT FA INT-05MECH-02 | PPXT FA INT | Buy | PPXT FA INT | EA | EA |  | TRUE |  | P | B/W | 100
135129 | 27 | 1 | States | Champlin | Hayley Fabian | TRUE | 2026-07-30T00:00:00 | 2026-11-04T00:00:00 | 2026-11-04T00:00:00 | 1 | 0 | 1 | 253.28 | 253.28 | 55316-3157 | USA | N45 | 1501 | ABB INDUSTRIAL CONNECTIONS AND SOLUTIONS | 27511 | 77314-PPXT FA BOX-02MECH-04 | PPXT FA BOX | Buy | PPXT FA BOX | EA | EA |  | TRUE |  | P | B/W | 100
135129 | 31 | 1 | States | Champlin | Hayley Fabian | TRUE | 2026-07-30T00:00:00 | 2026-11-04T00:00:00 | 2026-11-04T00:00:00 | 1 | 0 | 1 | 253.28 | 253.28 | 55316-3157 | USA | N45 | 1501 | ABB INDUSTRIAL CONNECTIONS AND SOLUTIONS | 27511 | 77314-PPXT FA BOX-03MECH-04 | PPXT FA BOX | Buy | PPXT FA BOX | EA | EA |  | TRUE |  | P | B/W | 100
135129 | 16 | 1 | States | Champlin | Hayley Fabian | TRUE | 2026-07-30T00:00:00 | 2026-10-27T00:00:00 | 2026-10-27T00:00:00 | 1 | 0 | 1 | 102.6 | 102.6 | 55316-3157 | USA | N45 | 1501 | ABB INDUSTRIAL CONNECTIONS AND SOLUTIONS | 27511 | 77314-AF76SN-04P-2N-1 | Front: AF76SN | Buy | Front: AF76SN | EA | EA |  | TRUE |  | P | B/W | 100
135129 | 67 | 1 | States | Champlin | Hayley Fabian | TRUE | 2026-07-30T00:00:00 | 2026-10-27T00:00:00 | 2026-10-27T00:00:00 | 1 | 0 | 1 | 7608.61 | 7608.61 | 55316-3157 | USA | N45 | 1501 | ABB INDUSTRIAL CONNECTIONS AND SOLUTIONS | 27511 | 77314-RSF-SLT-INT-05P-4N-1 | Interior : ASF3424KBX AXS5N2MSPS | Buy | Interior : ASF3424KBX AXS5N2MSPS | EA | EA |  | TRUE |  | P | B/W | 100
135129 | 9 | 1 | States | Champlin | Hayley Fabian | TRUE | 2026-07-30T00:00:00 | 2026-10-27T00:00:00 | 2026-10-27T00:00:00 | 1 | 0 | 1 | 122.27 | 122.27 | 55316-3157 | USA | N45 | 1501 | ABB INDUSTRIAL CONNECTIONS AND SOLUTIONS | 27511 | 77314-AB76B-04P-AB2.1 | Box: AB76B | Buy | Box: AB76B | EA | EA |  | TRUE |  | P | B/W | 100
135129 | 6 | 1 | States | Champlin | Hayley Fabian | TRUE | 2026-07-30T00:00:00 | 2026-10-27T00:00:00 | 2026-10-27T00:00:00 | 1 | 0 | 1 | 122.27 | 122.27 | 55316-3157 | USA | N45 | 1501 | ABB INDUSTRIAL CONNECTIONS AND SOLUTIONS | 27511 | 77314-AB76B-03P-AB2.1 | Box: AB76B | Buy | Box: AB76B | EA | EA |  | TRUE |  | P | B/W | 100
135129 | 23 | 1 | States | Champlin | Hayley Fabian | TRUE | 2026-07-30T00:00:00 | 2026-10-27T00:00:00 | 2026-10-27T00:00:00 | 1 | 0 | 1 | 168.93 | 168.93 | 55316-3157 | USA | N45 | 1501 | ABB INDUSTRIAL CONNECTIONS AND SOLUTIONS | 27511 | 77314-AF76STN-05P-4N-1 | Front: AF76STN | Buy | Front: AF76STN | EA | EA |  | TRUE |  | P | B/W | 100
135129 | 2 | 1 | States | Champlin | Hayley Fabian | TRUE | 2026-07-30T00:00:00 | 2026-10-27T00:00:00 | 2026-10-27T00:00:00 | 1 | 0 | 1 | 134.21 | 134.21 | 55316-3157 | USA | N45 | 1501 | ABB INDUSTRIAL CONNECTIONS AND SOLUTIONS | 27511 | 77314-AB76B-02P-4N-1 | Box: AB76B | Buy | Box: AB76B | EA | EA |  | TRUE |  | P | B/W | 100
135129 | 26 | 1 | States | Champlin | Hayley Fabian | TRUE | 2026-07-30T00:00:00 | 2026-11-04T00:00:00 | 2026-11-04T00:00:00 | 1 | 0 | 1 | 253.28 | 253.28 | 55316-3157 | USA | N45 | 1501 | ABB INDUSTRIAL CONNECTIONS AND SOLUTIONS | 27511 | 77314-PPXT FA BOX-02MECH-03 | PPXT FA BOX | Buy | PPXT FA BOX | EA | EA |  | TRUE |  | P | B/W | 100
135129 | 57 | 1 | States | Champlin | Hayley Fabian | TRUE | 2026-07-30T00:00:00 | 2026-10-27T00:00:00 | 2026-10-27T00:00:00 | 1 | 0 | 1 | 3387.34 | 3387.34 | 55316-3157 | USA | N45 | 1501 | ABB INDUSTRIAL CONNECTIONS AND SOLUTIONS | 27511 | 77314-RQFC-INTERIOR-02P-AB2.1 | Interior : AQF3422JBX AXS5N2MSPS | Buy | Interior : AQF3422JBX AXS5N2MSPS | EA | EA |  | TRUE |  | P | B/W | 100
135129 | 39 | 1 | States | Champlin | Hayley Fabian | TRUE | 2026-07-30T00:00:00 | 2026-11-04T00:00:00 | 2026-11-04T00:00:00 | 1 | 0 | 1 | 257.35 | 257.35 | 55316-3157 | USA | N45 | 1501 | ABB INDUSTRIAL CONNECTIONS AND SOLUTIONS | 27511 | 77314-PPXT FA BOX-05MECH-04 | PPXT FA BOX | Buy | PPXT FA BOX | EA | EA |  | TRUE |  | P | B/W | 100
135129 | 18 | 1 | States | Champlin | Hayley Fabian | TRUE | 2026-07-30T00:00:00 | 2026-10-27T00:00:00 | 2026-10-27T00:00:00 | 1 | 0 | 1 | 102.6 | 102.6 | 55316-3157 | USA | N45 | 1501 | ABB INDUSTRIAL CONNECTIONS AND SOLUTIONS | 27511 | 77314-AF76SN-05P-2N-1 | Front: AF76SN | Buy | Front: AF76SN | EA | EA |  | TRUE |  | P | B/W | 100
135129 | 33 | 1 | States | Champlin | Hayley Fabian | TRUE | 2026-07-30T00:00:00 | 2026-11-04T00:00:00 | 2026-11-04T00:00:00 | 1 | 0 | 1 | 257.35 | 257.35 | 55316-3157 | USA | N45 | 1501 | ABB INDUSTRIAL CONNECTIONS AND SOLUTIONS | 27511 | 77314-PPXT FA BOX-04MECH-02 | PPXT FA BOX | Buy | PPXT FA BOX | EA | EA |  | TRUE |  | P | B/W | 100
135129 | 47 | 1 | States | Champlin | Hayley Fabian | TRUE | 2026-07-30T00:00:00 | 2026-10-28T00:00:00 | 2026-10-28T00:00:00 | 1 | 0 | 1 | 7685.71 | 7685.71 | 55316-3157 | USA | N45 | 1501 | ABB INDUSTRIAL CONNECTIONS AND SOLUTIONS | 27511 | 77314-PPXT FA INT-03MECH-04 | PPXT FA INT | Buy | PPXT FA INT | EA | EA |  | TRUE |  | P | B/W | 100
135129 | 44 | 1 | States | Champlin | Hayley Fabian | TRUE | 2026-07-30T00:00:00 | 2026-10-28T00:00:00 | 2026-10-28T00:00:00 | 1 | 0 | 1 | 7685.71 | 7685.71 | 55316-3157 | USA | N45 | 1501 | ABB INDUSTRIAL CONNECTIONS AND SOLUTIONS | 27511 | 77314-PPXT FA INT-03MECH-01 | PPXT FA INT | Buy | PPXT FA INT | EA | EA |  | TRUE |  | P | B/W | 100
135129 | 12 | 1 | States | Champlin | Hayley Fabian | TRUE | 2026-07-30T00:00:00 | 2026-10-27T00:00:00 | 2026-10-27T00:00:00 | 1 | 0 | 1 | 102.6 | 102.6 | 55316-3157 | USA | N45 | 1501 | ABB INDUSTRIAL CONNECTIONS AND SOLUTIONS | 27511 | 77314-AF76SN-02P-2N-1 | Front: AF76SN | Buy | Front: AF76SN | EA | EA |  | TRUE |  | P | B/W | 100
135129 | 11 | 1 | States | Champlin | Hayley Fabian | TRUE | 2026-07-30T00:00:00 | 2026-10-27T00:00:00 | 2026-10-27T00:00:00 | 1 | 0 | 1 | 122.27 | 122.27 | 55316-3157 | USA | N45 | 1501 | ABB INDUSTRIAL CONNECTIONS AND SOLUTIONS | 27511 | 77314-AB76B-05P-AB2.1 | Box: AB76B | Buy | Box: AB76B | EA | EA |  | TRUE |  | P | B/W | 100
135129 | 7 | 1 | States | Champlin | Hayley Fabian | TRUE | 2026-07-30T00:00:00 | 2026-10-27T00:00:00 | 2026-10-27T00:00:00 | 1 | 0 | 1 | 122.27 | 122.27 | 55316-3157 | USA | N45 | 1501 | ABB INDUSTRIAL CONNECTIONS AND SOLUTIONS | 27511 | 77314-AB76B-04P-2N-1 | Box: AB76B | Buy | Box: AB76B | EA | EA |  | TRUE |  | P | B/W | 100
135129 | 59 | 1 | States | Champlin | Hayley Fabian | TRUE | 2026-07-30T00:00:00 | 2026-10-27T00:00:00 | 2026-10-27T00:00:00 | 1 | 0 | 1 | 3425.64 | 3425.64 | 55316-3157 | USA | N45 | 1501 | ABB INDUSTRIAL CONNECTIONS AND SOLUTIONS | 27511 | 77314-RQFC-INTERIOR-04P-AB2.1 | Interior : AQF3422JBX AXS5N2MSPS | Buy | Interior : AQF3422JBX AXS5N2MSPS | EA | EA |  | TRUE |  | P | B/W | 100
135129 | 3 | 1 | States | Champlin | Hayley Fabian | TRUE | 2026-07-30T00:00:00 | 2026-10-27T00:00:00 | 2026-10-27T00:00:00 | 1 | 0 | 1 | 122.27 | 122.27 | 55316-3157 | USA | N45 | 1501 | ABB INDUSTRIAL CONNECTIONS AND SOLUTIONS | 27511 | 77314-AB76B-02P-AB2.1 | Box: AB76B | Buy | Box: AB76B | EA | EA |  | TRUE |  | P | B/W | 100
135129 | 42 | 1 | States | Champlin | Hayley Fabian | TRUE | 2026-07-30T00:00:00 | 2026-10-28T00:00:00 | 2026-10-28T00:00:00 | 1 | 0 | 1 | 7685.71 | 7685.71 | 55316-3157 | USA | N45 | 1501 | ABB INDUSTRIAL CONNECTIONS AND SOLUTIONS | 27511 | 77314-PPXT FA INT-02MECH-03 | PPXT FA INT | Buy | PPXT FA INT | EA | EA |  | TRUE |  | P | B/W | 100
135129 | 52 | 1 | States | Champlin | Hayley Fabian | TRUE | 2026-07-30T00:00:00 | 2026-10-28T00:00:00 | 2026-10-28T00:00:00 | 1 | 0 | 1 | 6882.44 | 6882.44 | 55316-3157 | USA | N45 | 1501 | ABB INDUSTRIAL CONNECTIONS AND SOLUTIONS | 27511 | 77314-PPXT FA INT-05MECH-01 | PPXT FA INT | Buy | PPXT FA INT | EA | EA |  | TRUE |  | P | B/W | 100
135129 | 46 | 1 | States | Champlin | Hayley Fabian | TRUE | 2026-07-30T00:00:00 | 2026-10-28T00:00:00 | 2026-10-28T00:00:00 | 1 | 0 | 1 | 7685.71 | 7685.71 | 55316-3157 | USA | N45 | 1501 | ABB INDUSTRIAL CONNECTIONS AND SOLUTIONS | 27511 | 77314-PPXT FA INT-03MECH-03 | PPXT FA INT | Buy | PPXT FA INT | EA | EA |  | TRUE |  | P | B/W | 100
135129 | 14 | 1 | States | Champlin | Hayley Fabian | TRUE | 2026-07-30T00:00:00 | 2026-10-27T00:00:00 | 2026-10-27T00:00:00 | 1 | 0 | 1 | 102.6 | 102.6 | 55316-3157 | USA | N45 | 1501 | ABB INDUSTRIAL CONNECTIONS AND SOLUTIONS | 27511 | 77314-AF76SN-03P-2N-1 | Front: AF76SN | Buy | Front: AF76SN | EA | EA |  | TRUE |  | P | B/W | 100
135129 | 48 | 1 | States | Champlin | Hayley Fabian | TRUE | 2026-07-30T00:00:00 | 2026-10-28T00:00:00 | 2026-10-28T00:00:00 | 1 | 0 | 1 | 7809.23 | 7809.23 | 55316-3157 | USA | N45 | 1501 | ABB INDUSTRIAL CONNECTIONS AND SOLUTIONS | 27511 | 77314-PPXT FA INT-04MECH-01 | PPXT FA INT | Buy | PPXT FA INT | EA | EA |  | TRUE |  | P | B/W | 100
135691 | 1 | 1 | States | PayneCrest | Hayley Fabian | TRUE | 2026-08-24T00:00:00 | 2026-12-04T00:00:00 | 2026-12-04T00:00:00 | 1 | 0 | 1 | 692.77 | 692.77 | 68138 | USA | N45 | 1501 | ABB INDUSTRIAL CONNECTIONS AND SOLUTIONS | 27511 | XT4HU32251GG000XXX | 250AF/225AT, 65kA, Ekip DIP LSI. Line & Load Lugs = 14 - 1/0 AWG | PUR | 250AF/225AT, 65kA, Ekip DIP LSI. Line & Load Lugs = 14 - 1/0 AWG | EA | EA |  | TRUE |  | P | B/W | 100
133106 | 4 | 11 | States | Forgent Power - Hanover | Hayley Fabian | TRUE | 2026-05-08T00:00:00 | 2026-10-29T00:00:00 | 2026-10-29T00:00:00 | 30 | 0 | 30 | 10916.85 | 3231387.6 | 21076 | USA | N45 | 1501 | ABB INDUSTRIAL CONNECTIONS AND SOLUTIONS | 27511 | Z6HJURJJ83LA00000WXX | 4000A, 85kA, 3-Pole, Fixed, Ekip Hi-Touch LSIG, ModBus TCP, RELT, 120V Ekip Supply, 4 Aux Contacts, PushButton Cover, Kirk Key in Open Position, Vertical Terminals | PUR | 4000A, 85kA, 3-Pole, Fixed, Ekip Hi-Touch LSIG, ModBus TCP, RELT, 120V Ekip Supply, 4 Aux Contacts, PushButton Cover, Kirk Key in Open Position, Vertical Terminals | EA | EA |  | TRUE |  | P | B/W | 100
133106 | 4 | 10 | States | Forgent Power - Hanover | Hayley Fabian | TRUE | 2026-05-08T00:00:00 | 2026-10-22T00:00:00 | 2026-10-22T00:00:00 | 30 | 0 | 30 | 10916.85 | 3231387.6 | 21076 | USA | N45 | 1501 | ABB INDUSTRIAL CONNECTIONS AND SOLUTIONS | 27511 | Z6HJURJJ83LA00000WXX | 4000A, 85kA, 3-Pole, Fixed, Ekip Hi-Touch LSIG, ModBus TCP, RELT, 120V Ekip Supply, 4 Aux Contacts, PushButton Cover, Kirk Key in Open Position, Vertical Terminals | PUR | 4000A, 85kA, 3-Pole, Fixed, Ekip Hi-Touch LSIG, ModBus TCP, RELT, 120V Ekip Supply, 4 Aux Contacts, PushButton Cover, Kirk Key in Open Position, Vertical Terminals | EA | EA |  | TRUE |  | P | B/W | 100
133106 | 1 | 3 | States | Forgent Power - Hanover | Hayley Fabian | TRUE | 2026-05-08T00:00:00 | 2026-09-24T00:00:00 | 2026-09-24T00:00:00 | 280 | 103 | 177 | 4674.09 | 2767061.28 | 21076 | USA | N45 | 1501 | ABB INDUSTRIAL CONNECTIONS AND SOLUTIONS | 27511 | Z2SFUKJJ83LA000005XX | 2000A, 65kA, 3-Pole, Fixed, Ekip Hi-Touch LSIG, ModBus TCP, RELT, 120V Ekip Supply, 4 Aux Contacts, PushButton Cover, Vertical Terminals | PUR | 2000A, 65kA, 3-Pole, Fixed, Ekip Hi-Touch LSIG, ModBus TCP, RELT, 120V Ekip Supply, 4 Aux Contacts, PushButton Cover, Vertical Terminals | EA | EA |  | TRUE |  | P | B/W | 100
133106 | 4 | 9 | States | Forgent Power - Hanover | Hayley Fabian | TRUE | 2026-05-08T00:00:00 | 2026-10-15T00:00:00 | 2026-10-15T00:00:00 | 30 | 0 | 30 | 10916.85 | 3231387.6 | 21076 | USA | N45 | 1501 | ABB INDUSTRIAL CONNECTIONS AND SOLUTIONS | 27511 | Z6HJURJJ83LA00000WXX | 4000A, 85kA, 3-Pole, Fixed, Ekip Hi-Touch LSIG, ModBus TCP, RELT, 120V Ekip Supply, 4 Aux Contacts, PushButton Cover, Kirk Key in Open Position, Vertical Terminals | PUR | 4000A, 85kA, 3-Pole, Fixed, Ekip Hi-Touch LSIG, ModBus TCP, RELT, 120V Ekip Supply, 4 Aux Contacts, PushButton Cover, Kirk Key in Open Position, Vertical Terminals | EA | EA |  | TRUE |  | P | B/W | 100
133106 | 4 | 8 | States | Forgent Power - Hanover | Hayley Fabian | TRUE | 2026-05-08T00:00:00 | 2026-10-01T00:00:00 | 2026-10-01T00:00:00 | 30 | 0 | 30 | 10916.85 | 3231387.6 | 21076 | USA | N45 | 1501 | ABB INDUSTRIAL CONNECTIONS AND SOLUTIONS | 27511 | Z6HJURJJ83LA00000WXX | 4000A, 85kA, 3-Pole, Fixed, Ekip Hi-Touch LSIG, ModBus TCP, RELT, 120V Ekip Supply, 4 Aux Contacts, PushButton Cover, Kirk Key in Open Position, Vertical Terminals | PUR | 4000A, 85kA, 3-Pole, Fixed, Ekip Hi-Touch LSIG, ModBus TCP, RELT, 120V Ekip Supply, 4 Aux Contacts, PushButton Cover, Kirk Key in Open Position, Vertical Terminals | EA | EA |  | TRUE |  | P | B/W | 100
133106 | 1 | 4 | States | Forgent Power - Hanover | Hayley Fabian | TRUE | 2026-05-08T00:00:00 | 2026-10-20T00:00:00 | 2026-10-20T00:00:00 | 60 | 0 | 60 | 4674.09 | 2767061.28 | 21076 | USA | N45 | 1501 | ABB INDUSTRIAL CONNECTIONS AND SOLUTIONS | 27511 | Z2SFUKJJ83LA000005XX | 2000A, 65kA, 3-Pole, Fixed, Ekip Hi-Touch LSIG, ModBus TCP, RELT, 120V Ekip Supply, 4 Aux Contacts, PushButton Cover, Vertical Terminals | PUR | 2000A, 65kA, 3-Pole, Fixed, Ekip Hi-Touch LSIG, ModBus TCP, RELT, 120V Ekip Supply, 4 Aux Contacts, PushButton Cover, Vertical Terminals | EA | EA |  | TRUE |  | P | B/W | 100
133106 | 4 | 5 | States | Forgent Power - Hanover | Hayley Fabian | TRUE | 2026-05-08T00:00:00 | 2026-09-22T00:00:00 | 2026-09-10T00:00:00 | 30 | 1 | 29 | 10916.85 | 3231387.6 | 21076 | USA | N45 | 1501 | ABB INDUSTRIAL CONNECTIONS AND SOLUTIONS | 27511 | Z6HJURJJ83LA00000WXX | 4000A, 85kA, 3-Pole, Fixed, Ekip Hi-Touch LSIG, ModBus TCP, RELT, 120V Ekip Supply, 4 Aux Contacts, PushButton Cover, Kirk Key in Open Position, Vertical Terminals | PUR | 4000A, 85kA, 3-Pole, Fixed, Ekip Hi-Touch LSIG, ModBus TCP, RELT, 120V Ekip Supply, 4 Aux Contacts, PushButton Cover, Kirk Key in Open Position, Vertical Terminals | EA | EA |  | TRUE |  | P | B/W | 100
133106 | 4 | 12 | States | Forgent Power - Hanover | Hayley Fabian | TRUE | 2026-05-08T00:00:00 | 2026-11-05T00:00:00 | 2026-11-05T00:00:00 | 20 | 0 | 20 | 10916.85 | 3231387.6 | 21076 | USA | N45 | 1501 | ABB INDUSTRIAL CONNECTIONS AND SOLUTIONS | 27511 | Z6HJURJJ83LA00000WXX | 4000A, 85kA, 3-Pole, Fixed, Ekip Hi-Touch LSIG, ModBus TCP, RELT, 120V Ekip Supply, 4 Aux Contacts, PushButton Cover, Kirk Key in Open Position, Vertical Terminals | PUR | 4000A, 85kA, 3-Pole, Fixed, Ekip Hi-Touch LSIG, ModBus TCP, RELT, 120V Ekip Supply, 4 Aux Contacts, PushButton Cover, Kirk Key in Open Position, Vertical Terminals | EA | EA |  | TRUE |  | P | B/W | 100
133106 | 4 | 7 | States | Forgent Power - Hanover | Hayley Fabian | TRUE | 2026-05-08T00:00:00 | 2026-09-24T00:00:00 | 2026-09-24T00:00:00 | 30 | 0 | 30 | 10916.85 | 3231387.6 | 21076 | USA | N45 | 1501 | ABB INDUSTRIAL CONNECTIONS AND SOLUTIONS | 27511 | Z6HJURJJ83LA00000WXX | 4000A, 85kA, 3-Pole, Fixed, Ekip Hi-Touch LSIG, ModBus TCP, RELT, 120V Ekip Supply, 4 Aux Contacts, PushButton Cover, Kirk Key in Open Position, Vertical Terminals | PUR | 4000A, 85kA, 3-Pole, Fixed, Ekip Hi-Touch LSIG, ModBus TCP, RELT, 120V Ekip Supply, 4 Aux Contacts, PushButton Cover, Kirk Key in Open Position, Vertical Terminals | EA | EA |  | TRUE |  | P | B/W | 100
133106 | 4 | 6 | States | Forgent Power - Hanover | Hayley Fabian | TRUE | 2026-05-08T00:00:00 | 2026-09-22T00:00:00 | 2026-09-17T00:00:00 | 30 | 0 | 30 | 10916.85 | 3231387.6 | 21076 | USA | N45 | 1501 | ABB INDUSTRIAL CONNECTIONS AND SOLUTIONS | 27511 | Z6HJURJJ83LA00000WXX | 4000A, 85kA, 3-Pole, Fixed, Ekip Hi-Touch LSIG, ModBus TCP, RELT, 120V Ekip Supply, 4 Aux Contacts, PushButton Cover, Kirk Key in Open Position, Vertical Terminals | PUR | 4000A, 85kA, 3-Pole, Fixed, Ekip Hi-Touch LSIG, ModBus TCP, RELT, 120V Ekip Supply, 4 Aux Contacts, PushButton Cover, Kirk Key in Open Position, Vertical Terminals | EA | EA |  | TRUE |  | P | B/W | 100
133106 | 2 | 4 | States | Forgent Power - Hanover | Hayley Fabian | TRUE | 2026-05-08T00:00:00 | 2026-09-24T00:00:00 | 2026-09-24T00:00:00 | 84 | 0 | 84 | 6146.5 | 1819364 | 21076 | USA | N45 | 1501 | ABB INDUSTRIAL CONNECTIONS AND SOLUTIONS | 27511 | Z4SGULJJ83LA000005XX | 2500A, 65kA, 3-Pole, Fixed, Ekip Hi-Touch LSIG, ModBus TCP, RELT, 120V Ekip Supply, 4 Aux Contacts, PushButton Cover, Vertical Terminals | PUR | 2500A, 65kA, 3-Pole, Fixed, Ekip Hi-Touch LSIG, ModBus TCP, RELT, 120V Ekip Supply, 4 Aux Contacts, PushButton Cover, Vertical Terminals | EA | EA |  | TRUE |  | P | B/W | 100
133106 | 2 | 5 | States | Forgent Power - Hanover | Hayley Fabian | TRUE | 2026-05-08T00:00:00 | 2026-10-20T00:00:00 | 2026-10-20T00:00:00 | 30 | 0 | 30 | 6146.5 | 1819364 | 21076 | USA | N45 | 1501 | ABB INDUSTRIAL CONNECTIONS AND SOLUTIONS | 27511 | Z4SGULJJ83LA000005XX | 2500A, 65kA, 3-Pole, Fixed, Ekip Hi-Touch LSIG, ModBus TCP, RELT, 120V Ekip Supply, 4 Aux Contacts, PushButton Cover, Vertical Terminals | PUR | 2500A, 65kA, 3-Pole, Fixed, Ekip Hi-Touch LSIG, ModBus TCP, RELT, 120V Ekip Supply, 4 Aux Contacts, PushButton Cover, Vertical Terminals | EA | EA |  | TRUE |  | P | B/W | 100
133106 | 2 | 3 | States | Forgent Power - Hanover | Hayley Fabian | TRUE | 2026-05-08T00:00:00 | 2026-09-24T00:00:00 | 2026-09-24T00:00:00 | 56 | 24 | 32 | 6146.5 | 1819364 | 21076 | USA | N45 | 1501 | ABB INDUSTRIAL CONNECTIONS AND SOLUTIONS | 27511 | Z4SGULJJ83LA000005XX | 2500A, 65kA, 3-Pole, Fixed, Ekip Hi-Touch LSIG, ModBus TCP, RELT, 120V Ekip Supply, 4 Aux Contacts, PushButton Cover, Vertical Terminals | PUR | 2500A, 65kA, 3-Pole, Fixed, Ekip Hi-Touch LSIG, ModBus TCP, RELT, 120V Ekip Supply, 4 Aux Contacts, PushButton Cover, Vertical Terminals | EA | EA |  | TRUE |  | P | B/W | 100
134064 | 2 | 1 | States | Champlin | Hayley Fabian | TRUE | 2026-06-12T00:00:00 | 2026-11-03T00:00:00 | 2026-11-03T00:00:00 | 17 | 0 | 17 | 2977.39 | 101231.26 | 55316-3157 | USA | N45 | 1501 | ABB INDUSTRIAL CONNECTIONS AND SOLUTIONS | 27511 | OVRHTP2402773Y4LUE4 | Type 1 SPD, 240kA Rating / Ø, Dry-Contact, UL 1283 Filter, Surge Counter | PUR | Type 1 SPD, 240kA Rating / Ø, Dry-Contact, UL 1283 Filter, Surge Counter | EA | EA |  | TRUE |  | P | B/W | 100
134064 | 1 | 1 | States | Champlin | Hayley Fabian | TRUE | 2026-06-12T00:00:00 | 2026-10-26T00:00:00 | 2026-10-26T00:00:00 | 64 | 0 | 64 | 3682.9 | 471411.2 | 55316-3157 | USA | N45 | 1501 | ABB INDUSTRIAL CONNECTIONS AND SOLUTIONS | 27511 | XT7LQ380CPFWYSJXXX | Distribution Feeder Circuit Breaker (800A) • 480V, 3Ø, 3P, 100kAIC, 100% Rated • EKIP Touch, LSI • EKIP RELT 2K-3 with EKIP Supply 24-48VDC • AUX 4Q 24V Contacts (E1.2) • Padlock Device in Open Position • Amp Trip: 800 • Amp Frame: 800 • Bolt-on Molded-Case Circuit Breaker (MCCB) • Circuit Breaker Frame: XT7 | PUR | Distribution Feeder Circuit Breaker (800A) • 480V, 3Ø, 3P, 100kAIC, 100% Rated • EKIP Touch, LSI • EKIP RELT 2K-3 with EKIP Supply 24-48VDC • AUX 4Q 24V Contacts (E1.2) • Padlock Device in Open Position • Amp Trip: 800 • Amp Frame: 800 • Bolt-on Molded-Case Circuit Breaker (MCCB) • Circuit Breaker Frame: XT7 | EA | EA |  | TRUE |  | P | B/W | 100
134064 | 1 | 2 | States | Champlin | Hayley Fabian | TRUE | 2026-06-12T00:00:00 | 2026-11-05T00:00:00 | 2026-11-05T00:00:00 | 64 | 0 | 64 | 3682.9 | 471411.2 | 55316-3157 | USA | N45 | 1501 | ABB INDUSTRIAL CONNECTIONS AND SOLUTIONS | 27511 | XT7LQ380CPFWYSJXXX | Distribution Feeder Circuit Breaker (800A) • 480V, 3Ø, 3P, 100kAIC, 100% Rated • EKIP Touch, LSI • EKIP RELT 2K-3 with EKIP Supply 24-48VDC • AUX 4Q 24V Contacts (E1.2) • Padlock Device in Open Position • Amp Trip: 800 • Amp Frame: 800 • Bolt-on Molded-Case Circuit Breaker (MCCB) • Circuit Breaker Frame: XT7 | PUR | Distribution Feeder Circuit Breaker (800A) • 480V, 3Ø, 3P, 100kAIC, 100% Rated • EKIP Touch, LSI • EKIP RELT 2K-3 with EKIP Supply 24-48VDC • AUX 4Q 24V Contacts (E1.2) • Padlock Device in Open Position • Amp Trip: 800 • Amp Frame: 800 • Bolt-on Molded-Case Circuit Breaker (MCCB) • Circuit Breaker Frame: XT7 | EA | EA |  | TRUE |  | P | B/W | 100
134064 | 2 | 2 | States | Champlin | Hayley Fabian | TRUE | 2026-06-12T00:00:00 | 2026-11-09T00:00:00 | 2026-11-09T00:00:00 | 17 | 0 | 17 | 2977.39 | 101231.26 | 55316-3157 | USA | N45 | 1501 | ABB INDUSTRIAL CONNECTIONS AND SOLUTIONS | 27511 | OVRHTP2402773Y4LUE4 | Type 1 SPD, 240kA Rating / Ø, Dry-Contact, UL 1283 Filter, Surge Counter | PUR | Type 1 SPD, 240kA Rating / Ø, Dry-Contact, UL 1283 Filter, Surge Counter | EA | EA |  | TRUE |  | P | B/W | 100
133965 | 3 | 21 | States | EGAN COMPANY | Hayley Fabian | TRUE | 2026-06-09T00:00:00 | 2026-09-18T00:00:00 | 2026-08-31T00:00:00 | 1 | 0 | 1 | 789.49 | 25263.68 | 55944 | USA | N45 | 1501 | ABB INDUSTRIAL CONNECTIONS AND SOLUTIONS | 27511 | LP1 | Power Panelboard, ReliaGear neXT | PUR | Power Panelboard, ReliaGear neXT | EA | EA |  | TRUE |  | P | B/W | DAYTON |  | 77414S-21
133965 | 3 | 14 | States | EGAN COMPANY | Hayley Fabian | TRUE | 2026-06-09T00:00:00 | 2026-09-18T00:00:00 | 2026-08-31T00:00:00 | 1 | 0 | 1 | 789.49 | 25263.68 | 55944 | USA | N45 | 1501 | ABB INDUSTRIAL CONNECTIONS AND SOLUTIONS | 27511 | LP1 | Power Panelboard, ReliaGear neXT | PUR | Power Panelboard, ReliaGear neXT | EA | EA |  | TRUE |  | P | B/W | DAYTON |  | 77414S-14
133965 | 4 | 13 | States | EGAN COMPANY | Hayley Fabian | TRUE | 2026-06-09T00:00:00 | 2026-09-18T00:00:00 | 2026-08-31T00:00:00 | 1 | 0 | 1 | 793.11 | 25379.52 | 55944 | USA | N45 | 1501 | ABB INDUSTRIAL CONNECTIONS AND SOLUTIONS | 27511 | LP2 | Power Panelboard, ReliaGear neXT | PUR | Power Panelboard, ReliaGear neXT | EA | EA |  | TRUE |  | P | B/W | DAYTON |  | 77414S-13
133965 | 4 | 17 | States | EGAN COMPANY | Hayley Fabian | TRUE | 2026-06-09T00:00:00 | 2026-09-18T00:00:00 | 2026-08-31T00:00:00 | 1 | 0 | 1 | 793.11 | 25379.52 | 55944 | USA | N45 | 1501 | ABB INDUSTRIAL CONNECTIONS AND SOLUTIONS | 27511 | LP2 | Power Panelboard, ReliaGear neXT | PUR | Power Panelboard, ReliaGear neXT | EA | EA |  | TRUE |  | P | B/W | DAYTON |  | 77414S-17
133965 | 3 | 15 | States | EGAN COMPANY | Hayley Fabian | TRUE | 2026-06-09T00:00:00 | 2026-09-18T00:00:00 | 2026-08-31T00:00:00 | 1 | 0 | 1 | 789.49 | 25263.68 | 55944 | USA | N45 | 1501 | ABB INDUSTRIAL CONNECTIONS AND SOLUTIONS | 27511 | LP1 | Power Panelboard, ReliaGear neXT | PUR | Power Panelboard, ReliaGear neXT | EA | EA |  | TRUE |  | P | B/W | DAYTON |  | 77414S-15
133965 | 3 | 19 | States | EGAN COMPANY | Hayley Fabian | TRUE | 2026-06-09T00:00:00 | 2026-09-18T00:00:00 | 2026-08-31T00:00:00 | 1 | 0 | 1 | 789.49 | 25263.68 | 55944 | USA | N45 | 1501 | ABB INDUSTRIAL CONNECTIONS AND SOLUTIONS | 27511 | LP1 | Power Panelboard, ReliaGear neXT | PUR | Power Panelboard, ReliaGear neXT | EA | EA |  | TRUE |  | P | B/W | DAYTON |  | 77414S-19
133965 | 4 | 31 | States | EGAN COMPANY | Hayley Fabian | TRUE | 2026-06-09T00:00:00 | 2026-09-18T00:00:00 | 2026-08-31T00:00:00 | 1 | 0 | 1 | 793.11 | 25379.52 | 55944 | USA | N45 | 1501 | ABB INDUSTRIAL CONNECTIONS AND SOLUTIONS | 27511 | LP2 | Power Panelboard, ReliaGear neXT | PUR | Power Panelboard, ReliaGear neXT | EA | EA |  | TRUE |  | P | B/W | DAYTON |  | 77414S-31
133965 | 3 | 1 | States | EGAN COMPANY | Hayley Fabian | TRUE | 2026-06-09T00:00:00 | 2026-09-18T00:00:00 | 2026-08-31T00:00:00 | 1 | 0 | 1 | 789.49 | 25263.68 | 55944 | USA | N45 | 1501 | ABB INDUSTRIAL CONNECTIONS AND SOLUTIONS | 27511 | LP1 | Power Panelboard, ReliaGear neXT | PUR | Power Panelboard, ReliaGear neXT | EA | EA |  | TRUE |  | P | B/W | DAYTON |  | 77414S-1
133965 | 4 | 3 | States | EGAN COMPANY | Hayley Fabian | TRUE | 2026-06-09T00:00:00 | 2026-09-18T00:00:00 | 2026-08-31T00:00:00 | 1 | 0 | 1 | 793.11 | 25379.52 | 55944 | USA | N45 | 1501 | ABB INDUSTRIAL CONNECTIONS AND SOLUTIONS | 27511 | LP2 | Power Panelboard, ReliaGear neXT | PUR | Power Panelboard, ReliaGear neXT | EA | EA |  | TRUE |  | P | B/W | DAYTON |  | 77414S-3
133965 | 4 | 6 | States | EGAN COMPANY | Hayley Fabian | TRUE | 2026-06-09T00:00:00 | 2026-09-18T00:00:00 | 2026-08-31T00:00:00 | 1 | 0 | 1 | 793.11 | 25379.52 | 55944 | USA | N45 | 1501 | ABB INDUSTRIAL CONNECTIONS AND SOLUTIONS | 27511 | LP2 | Power Panelboard, ReliaGear neXT | PUR | Power Panelboard, ReliaGear neXT | EA | EA |  | TRUE |  | P | B/W | DAYTON |  | 77414S-6
133965 | 4 | 32 | States | EGAN COMPANY | Hayley Fabian | TRUE | 2026-06-09T00:00:00 | 2026-09-18T00:00:00 | 2026-08-31T00:00:00 | 1 | 0 | 1 | 793.11 | 25379.52 | 55944 | USA | N45 | 1501 | ABB INDUSTRIAL CONNECTIONS AND SOLUTIONS | 27511 | LP2 | Power Panelboard, ReliaGear neXT | PUR | Power Panelboard, ReliaGear neXT | EA | EA |  | TRUE |  | P | B/W | DAYTON |  | 77414S-32
133965 | 3 | 25 | States | EGAN COMPANY | Hayley Fabian | TRUE | 2026-06-09T00:00:00 | 2026-09-18T00:00:00 | 2026-08-31T00:00:00 | 1 | 0 | 1 | 789.49 | 25263.68 | 55944 | USA | N45 | 1501 | ABB INDUSTRIAL CONNECTIONS AND SOLUTIONS | 27511 | LP1 | Power Panelboard, ReliaGear neXT | PUR | Power Panelboard, ReliaGear neXT | EA | EA |  | TRUE |  | P | B/W | DAYTON |  | 77414S-25
133965 | 4 | 10 | States | EGAN COMPANY | Hayley Fabian | TRUE | 2026-06-09T00:00:00 | 2026-09-18T00:00:00 | 2026-08-31T00:00:00 | 1 | 0 | 1 | 793.11 | 25379.52 | 55944 | USA | N45 | 1501 | ABB INDUSTRIAL CONNECTIONS AND SOLUTIONS | 27511 | LP2 | Power Panelboard, ReliaGear neXT | PUR | Power Panelboard, ReliaGear neXT | EA | EA |  | TRUE |  | P | B/W | DAYTON |  | 77414S-10
133965 | 3 | 20 | States | EGAN COMPANY | Hayley Fabian | TRUE | 2026-06-09T00:00:00 | 2026-09-18T00:00:00 | 2026-08-31T00:00:00 | 1 | 0 | 1 | 789.49 | 25263.68 | 55944 | USA | N45 | 1501 | ABB INDUSTRIAL CONNECTIONS AND SOLUTIONS | 27511 | LP1 | Power Panelboard, ReliaGear neXT | PUR | Power Panelboard, ReliaGear neXT | EA | EA |  | TRUE |  | P | B/W | DAYTON |  | 77414S-20
133965 | 3 | 4 | States | EGAN COMPANY | Hayley Fabian | TRUE | 2026-06-09T00:00:00 | 2026-09-18T00:00:00 | 2026-08-31T00:00:00 | 1 | 0 | 1 | 789.49 | 25263.68 | 55944 | USA | N45 | 1501 | ABB INDUSTRIAL CONNECTIONS AND SOLUTIONS | 27511 | LP1 | Power Panelboard, ReliaGear neXT | PUR | Power Panelboard, ReliaGear neXT | EA | EA |  | TRUE |  | P | B/W | DAYTON |  | 77414S-4
133965 | 4 | 11 | States | EGAN COMPANY | Hayley Fabian | TRUE | 2026-06-09T00:00:00 | 2026-09-18T00:00:00 | 2026-08-31T00:00:00 | 1 | 0 | 1 | 793.11 | 25379.52 | 55944 | USA | N45 | 1501 | ABB INDUSTRIAL CONNECTIONS AND SOLUTIONS | 27511 | LP2 | Power Panelboard, ReliaGear neXT | PUR | Power Panelboard, ReliaGear neXT | EA | EA |  | TRUE |  | P | B/W | DAYTON |  | 77414S-11
133965 | 3 | 28 | States | EGAN COMPANY | Hayley Fabian | TRUE | 2026-06-09T00:00:00 | 2026-09-18T00:00:00 | 2026-08-31T00:00:00 | 1 | 0 | 1 | 789.49 | 25263.68 | 55944 | USA | N45 | 1501 | ABB INDUSTRIAL CONNECTIONS AND SOLUTIONS | 27511 | LP1 | Power Panelboard, ReliaGear neXT | PUR | Power Panelboard, ReliaGear neXT | EA | EA |  | TRUE |  | P | B/W | DAYTON |  | 77414S-28
133965 | 4 | 5 | States | EGAN COMPANY | Hayley Fabian | TRUE | 2026-06-09T00:00:00 | 2026-09-18T00:00:00 | 2026-08-31T00:00:00 | 1 | 0 | 1 | 793.11 | 25379.52 | 55944 | USA | N45 | 1501 | ABB INDUSTRIAL CONNECTIONS AND SOLUTIONS | 27511 | LP2 | Power Panelboard, ReliaGear neXT | PUR | Power Panelboard, ReliaGear neXT | EA | EA |  | TRUE |  | P | B/W | DAYTON |  | 77414S-5
133965 | 4 | 7 | States | EGAN COMPANY | Hayley Fabian | TRUE | 2026-06-09T00:00:00 | 2026-09-18T00:00:00 | 2026-08-31T00:00:00 | 1 | 0 | 1 | 793.11 | 25379.52 | 55944 | USA | N45 | 1501 | ABB INDUSTRIAL CONNECTIONS AND SOLUTIONS | 27511 | LP2 | Power Panelboard, ReliaGear neXT | PUR | Power Panelboard, ReliaGear neXT | EA | EA |  | TRUE |  | P | B/W | DAYTON |  | 77414S-7
133965 | 3 | 24 | States | EGAN COMPANY | Hayley Fabian | TRUE | 2026-06-09T00:00:00 | 2026-09-18T00:00:00 | 2026-08-31T00:00:00 | 1 | 0 | 1 | 789.49 | 25263.68 | 55944 | USA | N45 | 1501 | ABB INDUSTRIAL CONNECTIONS AND SOLUTIONS | 27511 | LP1 | Power Panelboard, ReliaGear neXT | PUR | Power Panelboard, ReliaGear neXT | EA | EA |  | TRUE |  | P | B/W | DAYTON |  | 77414S-24
133965 | 3 | 29 | States | EGAN COMPANY | Hayley Fabian | TRUE | 2026-06-09T00:00:00 | 2026-09-18T00:00:00 | 2026-08-31T00:00:00 | 1 | 0 | 1 | 789.49 | 25263.68 | 55944 | USA | N45 | 1501 | ABB INDUSTRIAL CONNECTIONS AND SOLUTIONS | 27511 | LP1 | Power Panelboard, ReliaGear neXT | PUR | Power Panelboard, ReliaGear neXT | EA | EA |  | TRUE |  | P | B/W | DAYTON |  | 77414S-29
133965 | 3 | 3 | States | EGAN COMPANY | Hayley Fabian | TRUE | 2026-06-09T00:00:00 | 2026-09-18T00:00:00 | 2026-08-31T00:00:00 | 1 | 0 | 1 | 789.49 | 25263.68 | 55944 | USA | N45 | 1501 | ABB INDUSTRIAL CONNECTIONS AND SOLUTIONS | 27511 | LP1 | Power Panelboard, ReliaGear neXT | PUR | Power Panelboard, ReliaGear neXT | EA | EA |  | TRUE |  | P | B/W | DAYTON |  | 77414S-3
133965 | 3 | 10 | States | EGAN COMPANY | Hayley Fabian | TRUE | 2026-06-09T00:00:00 | 2026-09-18T00:00:00 | 2026-08-31T00:00:00 | 1 | 0 | 1 | 789.49 | 25263.68 | 55944 | USA | N45 | 1501 | ABB INDUSTRIAL CONNECTIONS AND SOLUTIONS | 27511 | LP1 | Power Panelboard, ReliaGear neXT | PUR | Power Panelboard, ReliaGear neXT | EA | EA |  | TRUE |  | P | B/W | DAYTON |  | 77414S-10
133965 | 3 | 18 | States | EGAN COMPANY | Hayley Fabian | TRUE | 2026-06-09T00:00:00 | 2026-09-18T00:00:00 | 2026-08-31T00:00:00 | 1 | 0 | 1 | 789.49 | 25263.68 | 55944 | USA | N45 | 1501 | ABB INDUSTRIAL CONNECTIONS AND SOLUTIONS | 27511 | LP1 | Power Panelboard, ReliaGear neXT | PUR | Power Panelboard, ReliaGear neXT | EA | EA |  | TRUE |  | P | B/W | DAYTON |  | 77414S-18
133965 | 3 | 12 | States | EGAN COMPANY | Hayley Fabian | TRUE | 2026-06-09T00:00:00 | 2026-09-18T00:00:00 | 2026-08-31T00:00:00 | 1 | 0 | 1 | 789.49 | 25263.68 | 55944 | USA | N45 | 1501 | ABB INDUSTRIAL CONNECTIONS AND SOLUTIONS | 27511 | LP1 | Power Panelboard, ReliaGear neXT | PUR | Power Panelboard, ReliaGear neXT | EA | EA |  | TRUE |  | P | B/W | DAYTON |  | 77414S-12
133965 | 3 | 7 | States | EGAN COMPANY | Hayley Fabian | TRUE | 2026-06-09T00:00:00 | 2026-09-18T00:00:00 | 2026-08-31T00:00:00 | 1 | 0 | 1 | 789.49 | 25263.68 | 55944 | USA | N45 | 1501 | ABB INDUSTRIAL CONNECTIONS AND SOLUTIONS | 27511 | LP1 | Power Panelboard, ReliaGear neXT | PUR | Power Panelboard, ReliaGear neXT | EA | EA |  | TRUE |  | P | B/W | DAYTON |  | 77414S-7
133965 | 3 | 11 | States | EGAN COMPANY | Hayley Fabian | TRUE | 2026-06-09T00:00:00 | 2026-09-18T00:00:00 | 2026-08-31T00:00:00 | 1 | 0 | 1 | 789.49 | 25263.68 | 55944 | USA | N45 | 1501 | ABB INDUSTRIAL CONNECTIONS AND SOLUTIONS | 27511 | LP1 | Power Panelboard, ReliaGear neXT | PUR | Power Panelboard, ReliaGear neXT | EA | EA |  | TRUE |  | P | B/W | DAYTON |  | 77414S-11
133965 | 4 | 16 | States | EGAN COMPANY | Hayley Fabian | TRUE | 2026-06-09T00:00:00 | 2026-09-18T00:00:00 | 2026-08-31T00:00:00 | 1 | 0 | 1 | 793.11 | 25379.52 | 55944 | USA | N45 | 1501 | ABB INDUSTRIAL CONNECTIONS AND SOLUTIONS | 27511 | LP2 | Power Panelboard, ReliaGear neXT | PUR | Power Panelboard, ReliaGear neXT | EA | EA |  | TRUE |  | P | B/W | DAYTON |  | 77414S-16
133965 | 4 | 1 | States | EGAN COMPANY | Hayley Fabian | TRUE | 2026-06-09T00:00:00 | 2026-09-18T00:00:00 | 2026-08-31T00:00:00 | 1 | 0 | 1 | 793.11 | 25379.52 | 55944 | USA | N45 | 1501 | ABB INDUSTRIAL CONNECTIONS AND SOLUTIONS | 27511 | LP2 | Power Panelboard, ReliaGear neXT | PUR | Power Panelboard, ReliaGear neXT | EA | EA |  | TRUE |  | P | B/W | DAYTON |  | 77414S-1
133965 | 4 | 15 | States | EGAN COMPANY | Hayley Fabian | TRUE | 2026-06-09T00:00:00 | 2026-09-18T00:00:00 | 2026-08-31T00:00:00 | 1 | 0 | 1 | 793.11 | 25379.52 | 55944 | USA | N45 | 1501 | ABB INDUSTRIAL CONNECTIONS AND SOLUTIONS | 27511 | LP2 | Power Panelboard, ReliaGear neXT | PUR | Power Panelboard, ReliaGear neXT | EA | EA |  | TRUE |  | P | B/W | DAYTON |  | 77414S-15
133965 | 3 | 22 | States | EGAN COMPANY | Hayley Fabian | TRUE | 2026-06-09T00:00:00 | 2026-09-18T00:00:00 | 2026-08-31T00:00:00 | 1 | 0 | 1 | 789.49 | 25263.68 | 55944 | USA | N45 | 1501 | ABB INDUSTRIAL CONNECTIONS AND SOLUTIONS | 27511 | LP1 | Power Panelboard, ReliaGear neXT | PUR | Power Panelboard, ReliaGear neXT | EA | EA |  | TRUE |  | P | B/W | DAYTON |  | 77414S-22
133965 | 4 | 12 | States | EGAN COMPANY | Hayley Fabian | TRUE | 2026-06-09T00:00:00 | 2026-09-18T00:00:00 | 2026-08-31T00:00:00 | 1 | 0 | 1 | 793.11 | 25379.52 | 55944 | USA | N45 | 1501 | ABB INDUSTRIAL CONNECTIONS AND SOLUTIONS | 27511 | LP2 | Power Panelboard, ReliaGear neXT | PUR | Power Panelboard, ReliaGear neXT | EA | EA |  | TRUE |  | P | B/W | DAYTON |  | 77414S-12
133965 | 4 | 29 | States | EGAN COMPANY | Hayley Fabian | TRUE | 2026-06-09T00:00:00 | 2026-09-18T00:00:00 | 2026-08-31T00:00:00 | 1 | 0 | 1 | 793.11 | 25379.52 | 55944 | USA | N45 | 1501 | ABB INDUSTRIAL CONNECTIONS AND SOLUTIONS | 27511 | LP2 | Power Panelboard, ReliaGear neXT | PUR | Power Panelboard, ReliaGear neXT | EA | EA |  | TRUE |  | P | B/W | DAYTON |  | 77414S-29
133965 | 4 | 9 | States | EGAN COMPANY | Hayley Fabian | TRUE | 2026-06-09T00:00:00 | 2026-09-18T00:00:00 | 2026-08-31T00:00:00 | 1 | 0 | 1 | 793.11 | 25379.52 | 55944 | USA | N45 | 1501 | ABB INDUSTRIAL CONNECTIONS AND SOLUTIONS | 27511 | LP2 | Power Panelboard, ReliaGear neXT | PUR | Power Panelboard, ReliaGear neXT | EA | EA |  | TRUE |  | P | B/W | DAYTON |  | 77414S-9
133965 | 4 | 26 | States | EGAN COMPANY | Hayley Fabian | TRUE | 2026-06-09T00:00:00 | 2026-09-18T00:00:00 | 2026-08-31T00:00:00 | 1 | 0 | 1 | 793.11 | 25379.52 | 55944 | USA | N45 | 1501 | ABB INDUSTRIAL CONNECTIONS AND SOLUTIONS | 27511 | LP2 | Power Panelboard, ReliaGear neXT | PUR | Power Panelboard, ReliaGear neXT | EA | EA |  | TRUE |  | P | B/W | DAYTON |  | 77414S-26
133965 | 4 | 25 | States | EGAN COMPANY | Hayley Fabian | TRUE | 2026-06-09T00:00:00 | 2026-09-18T00:00:00 | 2026-08-31T00:00:00 | 1 | 0 | 1 | 793.11 | 25379.52 | 55944 | USA | N45 | 1501 | ABB INDUSTRIAL CONNECTIONS AND SOLUTIONS | 27511 | LP2 | Power Panelboard, ReliaGear neXT | PUR | Power Panelboard, ReliaGear neXT | EA | EA |  | TRUE |  | P | B/W | DAYTON |  | 77414S-25
133965 | 3 | 13 | States | EGAN COMPANY | Hayley Fabian | TRUE | 2026-06-09T00:00:00 | 2026-09-18T00:00:00 | 2026-08-31T00:00:00 | 1 | 0 | 1 | 789.49 | 25263.68 | 55944 | USA | N45 | 1501 | ABB INDUSTRIAL CONNECTIONS AND SOLUTIONS | 27511 | LP1 | Power Panelboard, ReliaGear neXT | PUR | Power Panelboard, ReliaGear neXT | EA | EA |  | TRUE |  | P | B/W | DAYTON |  | 77414S-13
133965 | 4 | 20 | States | EGAN COMPANY | Hayley Fabian | TRUE | 2026-06-09T00:00:00 | 2026-09-18T00:00:00 | 2026-08-31T00:00:00 | 1 | 0 | 1 | 793.11 | 25379.52 | 55944 | USA | N45 | 1501 | ABB INDUSTRIAL CONNECTIONS AND SOLUTIONS | 27511 | LP2 | Power Panelboard, ReliaGear neXT | PUR | Power Panelboard, ReliaGear neXT | EA | EA |  | TRUE |  | P | B/W | DAYTON |  | 77414S-20
133965 | 4 | 4 | States | EGAN COMPANY | Hayley Fabian | TRUE | 2026-06-09T00:00:00 | 2026-09-18T00:00:00 | 2026-08-31T00:00:00 | 1 | 0 | 1 | 793.11 | 25379.52 | 55944 | USA | N45 | 1501 | ABB INDUSTRIAL CONNECTIONS AND SOLUTIONS | 27511 | LP2 | Power Panelboard, ReliaGear neXT | PUR | Power Panelboard, ReliaGear neXT | EA | EA |  | TRUE |  | P | B/W | DAYTON |  | 77414S-4
133965 | 3 | 6 | States | EGAN COMPANY | Hayley Fabian | TRUE | 2026-06-09T00:00:00 | 2026-09-18T00:00:00 | 2026-08-31T00:00:00 | 1 | 0 | 1 | 789.49 | 25263.68 | 55944 | USA | N45 | 1501 | ABB INDUSTRIAL CONNECTIONS AND SOLUTIONS | 27511 | LP1 | Power Panelboard, ReliaGear neXT | PUR | Power Panelboard, ReliaGear neXT | EA | EA |  | TRUE |  | P | B/W | DAYTON |  | 77414S-6
133965 | 3 | 30 | States | EGAN COMPANY | Hayley Fabian | TRUE | 2026-06-09T00:00:00 | 2026-09-18T00:00:00 | 2026-08-31T00:00:00 | 1 | 0 | 1 | 789.49 | 25263.68 | 55944 | USA | N45 | 1501 | ABB INDUSTRIAL CONNECTIONS AND SOLUTIONS | 27511 | LP1 | Power Panelboard, ReliaGear neXT | PUR | Power Panelboard, ReliaGear neXT | EA | EA |  | TRUE |  | P | B/W | DAYTON |  | 77414S-30
133965 | 4 | 21 | States | EGAN COMPANY | Hayley Fabian | TRUE | 2026-06-09T00:00:00 | 2026-09-18T00:00:00 | 2026-08-31T00:00:00 | 1 | 0 | 1 | 793.11 | 25379.52 | 55944 | USA | N45 | 1501 | ABB INDUSTRIAL CONNECTIONS AND SOLUTIONS | 27511 | LP2 | Power Panelboard, ReliaGear neXT | PUR | Power Panelboard, ReliaGear neXT | EA | EA |  | TRUE |  | P | B/W | DAYTON |  | 77414S-21
133965 | 4 | 27 | States | EGAN COMPANY | Hayley Fabian | TRUE | 2026-06-09T00:00:00 | 2026-09-18T00:00:00 | 2026-08-31T00:00:00 | 1 | 0 | 1 | 793.11 | 25379.52 | 55944 | USA | N45 | 1501 | ABB INDUSTRIAL CONNECTIONS AND SOLUTIONS | 27511 | LP2 | Power Panelboard, ReliaGear neXT | PUR | Power Panelboard, ReliaGear neXT | EA | EA |  | TRUE |  | P | B/W | DAYTON |  | 77414S-27
133965 | 3 | 2 | States | EGAN COMPANY | Hayley Fabian | TRUE | 2026-06-09T00:00:00 | 2026-09-18T00:00:00 | 2026-08-31T00:00:00 | 1 | 0 | 1 | 789.49 | 25263.68 | 55944 | USA | N45 | 1501 | ABB INDUSTRIAL CONNECTIONS AND SOLUTIONS | 27511 | LP1 | Power Panelboard, ReliaGear neXT | PUR | Power Panelboard, ReliaGear neXT | EA | EA |  | TRUE |  | P | B/W | DAYTON |  | 77414S-2
133965 | 3 | 31 | States | EGAN COMPANY | Hayley Fabian | TRUE | 2026-06-09T00:00:00 | 2026-09-18T00:00:00 | 2026-08-31T00:00:00 | 1 | 0 | 1 | 789.49 | 25263.68 | 55944 | USA | N45 | 1501 | ABB INDUSTRIAL CONNECTIONS AND SOLUTIONS | 27511 | LP1 | Power Panelboard, ReliaGear neXT | PUR | Power Panelboard, ReliaGear neXT | EA | EA |  | TRUE |  | P | B/W | DAYTON |  | 77414S-31
133965 | 3 | 27 | States | EGAN COMPANY | Hayley Fabian | TRUE | 2026-06-09T00:00:00 | 2026-09-18T00:00:00 | 2026-08-31T00:00:00 | 1 | 0 | 1 | 789.49 | 25263.68 | 55944 | USA | N45 | 1501 | ABB INDUSTRIAL CONNECTIONS AND SOLUTIONS | 27511 | LP1 | Power Panelboard, ReliaGear neXT | PUR | Power Panelboard, ReliaGear neXT | EA | EA |  | TRUE |  | P | B/W | DAYTON |  | 77414S-27
133965 | 4 | 8 | States | EGAN COMPANY | Hayley Fabian | TRUE | 2026-06-09T00:00:00 | 2026-09-18T00:00:00 | 2026-08-31T00:00:00 | 1 | 0 | 1 | 793.11 | 25379.52 | 55944 | USA | N45 | 1501 | ABB INDUSTRIAL CONNECTIONS AND SOLUTIONS | 27511 | LP2 | Power Panelboard, ReliaGear neXT | PUR | Power Panelboard, ReliaGear neXT | EA | EA |  | TRUE |  | P | B/W | DAYTON |  | 77414S-8
133965 | 4 | 2 | States | EGAN COMPANY | Hayley Fabian | TRUE | 2026-06-09T00:00:00 | 2026-09-18T00:00:00 | 2026-08-31T00:00:00 | 1 | 0 | 1 | 793.11 | 25379.52 | 55944 | USA | N45 | 1501 | ABB INDUSTRIAL CONNECTIONS AND SOLUTIONS | 27511 | LP2 | Power Panelboard, ReliaGear neXT | PUR | Power Panelboard, ReliaGear neXT | EA | EA |  | TRUE |  | P | B/W | DAYTON |  | 77414S-2
133965 | 4 | 19 | States | EGAN COMPANY | Hayley Fabian | TRUE | 2026-06-09T00:00:00 | 2026-09-18T00:00:00 | 2026-08-31T00:00:00 | 1 | 0 | 1 | 793.11 | 25379.52 | 55944 | USA | N45 | 1501 | ABB INDUSTRIAL CONNECTIONS AND SOLUTIONS | 27511 | LP2 | Power Panelboard, ReliaGear neXT | PUR | Power Panelboard, ReliaGear neXT | EA | EA |  | TRUE |  | P | B/W | DAYTON |  | 77414S-19
133965 | 3 | 26 | States | EGAN COMPANY | Hayley Fabian | TRUE | 2026-06-09T00:00:00 | 2026-09-18T00:00:00 | 2026-08-31T00:00:00 | 1 | 0 | 1 | 789.49 | 25263.68 | 55944 | USA | N45 | 1501 | ABB INDUSTRIAL CONNECTIONS AND SOLUTIONS | 27511 | LP1 | Power Panelboard, ReliaGear neXT | PUR | Power Panelboard, ReliaGear neXT | EA | EA |  | TRUE |  | P | B/W | DAYTON |  | 77414S-26
133965 | 3 | 8 | States | EGAN COMPANY | Hayley Fabian | TRUE | 2026-06-09T00:00:00 | 2026-09-18T00:00:00 | 2026-08-31T00:00:00 | 1 | 0 | 1 | 789.49 | 25263.68 | 55944 | USA | N45 | 1501 | ABB INDUSTRIAL CONNECTIONS AND SOLUTIONS | 27511 | LP1 | Power Panelboard, ReliaGear neXT | PUR | Power Panelboard, ReliaGear neXT | EA | EA |  | TRUE |  | P | B/W | DAYTON |  | 77414S-8
133965 | 4 | 30 | States | EGAN COMPANY | Hayley Fabian | TRUE | 2026-06-09T00:00:00 | 2026-09-18T00:00:00 | 2026-08-31T00:00:00 | 1 | 0 | 1 | 793.11 | 25379.52 | 55944 | USA | N45 | 1501 | ABB INDUSTRIAL CONNECTIONS AND SOLUTIONS | 27511 | LP2 | Power Panelboard, ReliaGear neXT | PUR | Power Panelboard, ReliaGear neXT | EA | EA |  | TRUE |  | P | B/W | DAYTON |  | 77414S-30
133965 | 3 | 17 | States | EGAN COMPANY | Hayley Fabian | TRUE | 2026-06-09T00:00:00 | 2026-09-18T00:00:00 | 2026-08-31T00:00:00 | 1 | 0 | 1 | 789.49 | 25263.68 | 55944 | USA | N45 | 1501 | ABB INDUSTRIAL CONNECTIONS AND SOLUTIONS | 27511 | LP1 | Power Panelboard, ReliaGear neXT | PUR | Power Panelboard, ReliaGear neXT | EA | EA |  | TRUE |  | P | B/W | DAYTON |  | 77414S-17
133965 | 4 | 23 | States | EGAN COMPANY | Hayley Fabian | TRUE | 2026-06-09T00:00:00 | 2026-09-18T00:00:00 | 2026-08-31T00:00:00 | 1 | 0 | 1 | 793.11 | 25379.52 | 55944 | USA | N45 | 1501 | ABB INDUSTRIAL CONNECTIONS AND SOLUTIONS | 27511 | LP2 | Power Panelboard, ReliaGear neXT | PUR | Power Panelboard, ReliaGear neXT | EA | EA |  | TRUE |  | P | B/W | DAYTON |  | 77414S-23
133965 | 4 | 18 | States | EGAN COMPANY | Hayley Fabian | TRUE | 2026-06-09T00:00:00 | 2026-09-18T00:00:00 | 2026-08-31T00:00:00 | 1 | 0 | 1 | 793.11 | 25379.52 | 55944 | USA | N45 | 1501 | ABB INDUSTRIAL CONNECTIONS AND SOLUTIONS | 27511 | LP2 | Power Panelboard, ReliaGear neXT | PUR | Power Panelboard, ReliaGear neXT | EA | EA |  | TRUE |  | P | B/W | DAYTON |  | 77414S-18
133965 | 4 | 14 | States | EGAN COMPANY | Hayley Fabian | TRUE | 2026-06-09T00:00:00 | 2026-09-18T00:00:00 | 2026-08-31T00:00:00 | 1 | 0 | 1 | 793.11 | 25379.52 | 55944 | USA | N45 | 1501 | ABB INDUSTRIAL CONNECTIONS AND SOLUTIONS | 27511 | LP2 | Power Panelboard, ReliaGear neXT | PUR | Power Panelboard, ReliaGear neXT | EA | EA |  | TRUE |  | P | B/W | DAYTON |  | 77414S-14
133965 | 4 | 22 | States | EGAN COMPANY | Hayley Fabian | TRUE | 2026-06-09T00:00:00 | 2026-09-18T00:00:00 | 2026-08-31T00:00:00 | 1 | 0 | 1 | 793.11 | 25379.52 | 55944 | USA | N45 | 1501 | ABB INDUSTRIAL CONNECTIONS AND SOLUTIONS | 27511 | LP2 | Power Panelboard, ReliaGear neXT | PUR | Power Panelboard, ReliaGear neXT | EA | EA |  | TRUE |  | P | B/W | DAYTON |  | 77414S-22
133965 | 3 | 5 | States | EGAN COMPANY | Hayley Fabian | TRUE | 2026-06-09T00:00:00 | 2026-09-18T00:00:00 | 2026-08-31T00:00:00 | 1 | 0 | 1 | 789.49 | 25263.68 | 55944 | USA | N45 | 1501 | ABB INDUSTRIAL CONNECTIONS AND SOLUTIONS | 27511 | LP1 | Power Panelboard, ReliaGear neXT | PUR | Power Panelboard, ReliaGear neXT | EA | EA |  | TRUE |  | P | B/W | DAYTON |  | 77414S-5
133965 | 3 | 23 | States | EGAN COMPANY | Hayley Fabian | TRUE | 2026-06-09T00:00:00 | 2026-09-18T00:00:00 | 2026-08-31T00:00:00 | 1 | 0 | 1 | 789.49 | 25263.68 | 55944 | USA | N45 | 1501 | ABB INDUSTRIAL CONNECTIONS AND SOLUTIONS | 27511 | LP1 | Power Panelboard, ReliaGear neXT | PUR | Power Panelboard, ReliaGear neXT | EA | EA |  | TRUE |  | P | B/W | DAYTON |  | 77414S-23
133965 | 3 | 9 | States | EGAN COMPANY | Hayley Fabian | TRUE | 2026-06-09T00:00:00 | 2026-09-18T00:00:00 | 2026-08-31T00:00:00 | 1 | 0 | 1 | 789.49 | 25263.68 | 55944 | USA | N45 | 1501 | ABB INDUSTRIAL CONNECTIONS AND SOLUTIONS | 27511 | LP1 | Power Panelboard, ReliaGear neXT | PUR | Power Panelboard, ReliaGear neXT | EA | EA |  | TRUE |  | P | B/W | DAYTON |  | 77414S-9
133965 | 4 | 24 | States | EGAN COMPANY | Hayley Fabian | TRUE | 2026-06-09T00:00:00 | 2026-09-18T00:00:00 | 2026-08-31T00:00:00 | 1 | 0 | 1 | 793.11 | 25379.52 | 55944 | USA | N45 | 1501 | ABB INDUSTRIAL CONNECTIONS AND SOLUTIONS | 27511 | LP2 | Power Panelboard, ReliaGear neXT | PUR | Power Panelboard, ReliaGear neXT | EA | EA |  | TRUE |  | P | B/W | DAYTON |  | 77414S-24
133965 | 4 | 28 | States | EGAN COMPANY | Hayley Fabian | TRUE | 2026-06-09T00:00:00 | 2026-09-18T00:00:00 | 2026-08-31T00:00:00 | 1 | 0 | 1 | 793.11 | 25379.52 | 55944 | USA | N45 | 1501 | ABB INDUSTRIAL CONNECTIONS AND SOLUTIONS | 27511 | LP2 | Power Panelboard, ReliaGear neXT | PUR | Power Panelboard, ReliaGear neXT | EA | EA |  | TRUE |  | P | B/W | DAYTON |  | 77414S-28
133965 | 3 | 16 | States | EGAN COMPANY | Hayley Fabian | TRUE | 2026-06-09T00:00:00 | 2026-09-18T00:00:00 | 2026-08-31T00:00:00 | 1 | 0 | 1 | 789.49 | 25263.68 | 55944 | USA | N45 | 1501 | ABB INDUSTRIAL CONNECTIONS AND SOLUTIONS | 27511 | LP1 | Power Panelboard, ReliaGear neXT | PUR | Power Panelboard, ReliaGear neXT | EA | EA |  | TRUE |  | P | B/W | DAYTON |  | 77414S-16
133965 | 3 | 32 | States | EGAN COMPANY | Hayley Fabian | TRUE | 2026-06-09T00:00:00 | 2026-09-18T00:00:00 | 2026-08-31T00:00:00 | 1 | 0 | 1 | 789.49 | 25263.68 | 55944 | USA | N45 | 1501 | ABB INDUSTRIAL CONNECTIONS AND SOLUTIONS | 27511 | LP1 | Power Panelboard, ReliaGear neXT | PUR | Power Panelboard, ReliaGear neXT | EA | EA |  | TRUE |  | P | B/W | DAYTON |  | 77414S-32
135387 | 2 | 1 | States | Champlin | Hayley Fabian | TRUE | 2026-08-11T00:00:00 | 2027-01-15T00:00:00 | 2027-01-15T00:00:00 | 160 | 0 | 160 | 15.83 | 2532.8 | 55316-3157 | USA | N45 | 1501 | ABB INDUSTRIAL CONNECTIONS AND SOLUTIONS | 27511 | E93/30CC | Fuse Holder: Finger-safe, 3-Pole, 600VAC/DC, 30A, Class CC, accepts rejection style fuse | PUR | Fuse Holder: Finger-safe, 3-Pole, 600VAC/DC, 30A, Class CC, accepts rejection style fuse | EA | EA |  | TRUE |  | P | B/W | 100
134868 | 3 | 2 | States | Champlin | Hayley Fabian | TRUE | 2026-07-20T00:00:00 | 2026-10-30T00:00:00 | 2026-10-30T00:00:00 | 2 | 0 | 2 | 10912.42 | 43649.68 | 55316-3157 | USA | N45 | 1501 | ABB INDUSTRIAL CONNECTIONS AND SOLUTIONS | 27511 | Z4VHUMAF40LA0EA048EX | E4.2V-A 3200 EKIP TOUCH LSIG 3P WMP, RATING PLUG 3000A (UL), YO E1.2..E6.2 24 VAC/DC, YC E1.2..E6.2 110-120 VAC/DC, M E2.2..E6.2 100-130 VAC/DC + MC 400V, SW MEASURING PACKAGE FOR EMAX 2, BELL ALARM 250V E2.2..E6.2, PLC PADLOCK OPEN D=8MM/0.31" E2.2..E6.2, PLP PADLOCK RKD IN/OUT E2.2..E6.2, EKIP SUPPLY 24-48VDC E1.2..E6.2, EKIP 2K-3 E1.2..E6.2, AUX 4Q (4 FORM C) 400V E2.2..E6.2 | PUR | E4.2V-A 3200 EKIP TOUCH LSIG 3P WMP, RATING PLUG 3000A (UL), YO E1.2..E6.2 24 VAC/DC, YC E1.2..E6.2 110-120 VAC/DC, M E2.2..E6.2 100-130 VAC/DC + MC 400V, SW MEASURING PACKAGE FOR EMAX 2, BELL ALARM 250V E2.2..E6.2, PLC PADLOCK OPEN D=8MM/0.31" E2.2..E6.2, PLP PADLOCK RKD IN/OUT E2.2..E6.2, EKIP SUPPLY 24-48VDC E1.2..E6.2, EKIP 2K-3 E1.2..E6.2, AUX 4Q (4 FORM C) 400V E2.2..E6.2 | EA | EA |  | TRUE |  | P | B/W | 100
134868 | 3 | 1 | States | Champlin | Hayley Fabian | TRUE | 2026-07-20T00:00:00 | 2026-10-27T00:00:00 | 2026-10-27T00:00:00 | 2 | 0 | 2 | 10912.42 | 43649.68 | 55316-3157 | USA | N45 | 1501 | ABB INDUSTRIAL CONNECTIONS AND SOLUTIONS | 27511 | Z4VHUMAF40LA0EA048EX | E4.2V-A 3200 EKIP TOUCH LSIG 3P WMP, RATING PLUG 3000A (UL), YO E1.2..E6.2 24 VAC/DC, YC E1.2..E6.2 110-120 VAC/DC, M E2.2..E6.2 100-130 VAC/DC + MC 400V, SW MEASURING PACKAGE FOR EMAX 2, BELL ALARM 250V E2.2..E6.2, PLC PADLOCK OPEN D=8MM/0.31" E2.2..E6.2, PLP PADLOCK RKD IN/OUT E2.2..E6.2, EKIP SUPPLY 24-48VDC E1.2..E6.2, EKIP 2K-3 E1.2..E6.2, AUX 4Q (4 FORM C) 400V E2.2..E6.2 | PUR | E4.2V-A 3200 EKIP TOUCH LSIG 3P WMP, RATING PLUG 3000A (UL), YO E1.2..E6.2 24 VAC/DC, YC E1.2..E6.2 110-120 VAC/DC, M E2.2..E6.2 100-130 VAC/DC + MC 400V, SW MEASURING PACKAGE FOR EMAX 2, BELL ALARM 250V E2.2..E6.2, PLC PADLOCK OPEN D=8MM/0.31" E2.2..E6.2, PLP PADLOCK RKD IN/OUT E2.2..E6.2, EKIP SUPPLY 24-48VDC E1.2..E6.2, EKIP 2K-3 E1.2..E6.2, AUX 4Q (4 FORM C) 400V E2.2..E6.2 | EA | EA |  | TRUE |  | P | B/W | 100
134868 | 4 | 1 | States | Champlin | Hayley Fabian | TRUE | 2026-07-20T00:00:00 | 2026-12-03T00:00:00 | 2026-11-17T00:00:00 | 3 | 0 | 3 | 1677.37 | 11741.59 | 55316-3157 | USA | N45 | 1501 | ABB INDUSTRIAL CONNECTIONS AND SOLUTIONS | 27511 | Z4A32AGXX | EMAX 4.2, 3200A, DRAWOUT CRADLE, 3P, VERT. REAR TERMINALS, 5 TOC ON LEFT, 5 TOC ON RIGHT | PUR | EMAX 4.2, 3200A, DRAWOUT CRADLE, 3P, VERT. REAR TERMINALS, 5 TOC ON LEFT, 5 TOC ON RIGHT | EA | EA |  | TRUE |  | P | B/W | 100
134868 | 5 | 1 | States | Champlin | Hayley Fabian | TRUE | 2026-07-20T00:00:00 | 2026-11-17T00:00:00 | 2026-11-17T00:00:00 | 1 | 0 | 1 | 13123.45 | 13123.45 | 55316-3157 | USA | N45 | 1501 | ABB INDUSTRIAL CONNECTIONS AND SOLUTIONS | 27511 | Z6HJURAJ83LE0EE040XX | Emax 6.2 4000AF, 4000AT, 120VAC Shunt trip, motor charge, close coil, Ekip, RELT, LSI | PUR | Emax 6.2 4000AF, 4000AT, 120VAC Shunt trip, motor charge, close coil, Ekip, RELT, LSI | EA | EA |  | TRUE |  | P | B/W | 100
134868 | 6 | 1 | States | Champlin | Hayley Fabian | TRUE | 2026-07-20T00:00:00 | 2026-10-27T00:00:00 | 2026-10-27T00:00:00 | 6 | 0 | 6 | 5722.34 | 34334.04 | 55316-3157 | USA | N45 | 1501 | ABB INDUSTRIAL CONNECTIONS AND SOLUTIONS | 27511 | Z2SDUHAK53LA0AA025XX | 1200A, 65kA, 3-Pole, Draw Out, Ekip HI-Touch LSIG, RELT, 24V Power Supply, 4 Aux Contacts, PushButton Cover | PUR | 1200A, 65kA, 3-Pole, Draw Out, Ekip HI-Touch LSIG, RELT, 24V Power Supply, 4 Aux Contacts, PushButton Cover | EA | EA |  | TRUE |  | P | B/W | 100
134868 | 4 | 2 | States | Champlin | Hayley Fabian | TRUE | 2026-07-20T00:00:00 | 2026-12-03T00:00:00 | 2026-11-23T00:00:00 | 4 | 0 | 4 | 1677.37 | 11741.59 | 55316-3157 | USA | N45 | 1501 | ABB INDUSTRIAL CONNECTIONS AND SOLUTIONS | 27511 | Z4A32AGXX | EMAX 4.2, 3200A, DRAWOUT CRADLE, 3P, VERT. REAR TERMINALS, 5 TOC ON LEFT, 5 TOC ON RIGHT | PUR | EMAX 4.2, 3200A, DRAWOUT CRADLE, 3P, VERT. REAR TERMINALS, 5 TOC ON LEFT, 5 TOC ON RIGHT | EA | EA |  | TRUE |  | P | B/W | 100
134935 | 3 | 1 | States | Dayton | Hayley Fabian | TRUE | 2026-07-22T00:00:00 | 2026-10-22T00:00:00 | 2026-10-22T00:00:00 | 14 | 0 | 14 | 75.7 | 1059.8 | 55369-6417 | USA | N45 | 1501 | ABB INDUSTRIAL CONNECTIONS AND SOLUTIONS | 27511 | AF16-22-00-14 | CONTACTOR, 30A 100-250V 50/60HZ | PUR | CONTACTOR, 30A 100-250V 50/60HZ | EA | EA |  | TRUE |  | P | B/W | DAYTON
134935 | 1 | 1 | States | Dayton | Hayley Fabian | TRUE | 2026-07-22T00:00:00 | 2026-10-22T00:00:00 | 2026-10-22T00:00:00 | 4 | 0 | 4 | 151.45 | 4240.6 | 55369-6417 | USA | N45 | 1501 | ABB INDUSTRIAL CONNECTIONS AND SOLUTIONS | 27511 | XT1HU3020AAA000XXX | 125AF/20AT, 65kA, Thermal Mag. Line & Load Lugs = 14 - 1/0 AWG | PUR | 125AF/20AT, 65kA, Thermal Mag. Line & Load Lugs = 14 - 1/0 AWG | EA | EA |  | TRUE |  | P | B/W | Dayton
134935 | 1 | 2 | States | Dayton | Hayley Fabian | TRUE | 2026-07-22T00:00:00 | 2026-11-09T00:00:00 | 2026-11-09T00:00:00 | 4 | 0 | 4 | 151.45 | 4240.6 | 55369-6417 | USA | N45 | 1501 | ABB INDUSTRIAL CONNECTIONS AND SOLUTIONS | 27511 | XT1HU3020AAA000XXX | 125AF/20AT, 65kA, Thermal Mag. Line & Load Lugs = 14 - 1/0 AWG | PUR | 125AF/20AT, 65kA, Thermal Mag. Line & Load Lugs = 14 - 1/0 AWG | EA | EA |  | TRUE |  | P | B/W | Dayton
134935 | 2 | 2 | States | Dayton | Hayley Fabian | TRUE | 2026-07-22T00:00:00 | 2026-11-11T00:00:00 | 2026-11-11T00:00:00 | 9 | 0 | 9 | 151.45 | 2120.3 | 55369-6417 | USA | N45 | 1501 | ABB INDUSTRIAL CONNECTIONS AND SOLUTIONS | 27511 | XT1HU3015AAA000XXX | 125AF/15AT, 65kA, Thermal Mag. Line & Load Lugs = 14 - 1/0 AWG | PUR | 125AF/15AT, 65kA, Thermal Mag. Line & Load Lugs = 14 - 1/0 AWG | EA | EA |  | TRUE |  | P | B/W | DAYTON
134935 | 1 | 3 | States | Dayton | Hayley Fabian | TRUE | 2026-07-22T00:00:00 | 2026-11-11T00:00:00 | 2026-11-11T00:00:00 | 20 | 0 | 20 | 151.45 | 4240.6 | 55369-6417 | USA | N45 | 1501 | ABB INDUSTRIAL CONNECTIONS AND SOLUTIONS | 27511 | XT1HU3020AAA000XXX | 125AF/20AT, 65kA, Thermal Mag. Line & Load Lugs = 14 - 1/0 AWG | PUR | 125AF/20AT, 65kA, Thermal Mag. Line & Load Lugs = 14 - 1/0 AWG | EA | EA |  | TRUE |  | P | B/W | Dayton
134935 | 2 | 1 | States | Dayton | Hayley Fabian | TRUE | 2026-07-22T00:00:00 | 2026-10-22T00:00:00 | 2026-10-22T00:00:00 | 5 | 0 | 5 | 151.45 | 2120.3 | 55369-6417 | USA | N45 | 1501 | ABB INDUSTRIAL CONNECTIONS AND SOLUTIONS | 27511 | XT1HU3015AAA000XXX | 125AF/15AT, 65kA, Thermal Mag. Line & Load Lugs = 14 - 1/0 AWG | PUR | 125AF/15AT, 65kA, Thermal Mag. Line & Load Lugs = 14 - 1/0 AWG | EA | EA |  | TRUE |  | P | B/W | DAYTON
136131 | 2 | 1 | States | Dayton | Hayley Fabian | TRUE | 2026-09-15T00:00:00 | 2026-11-17T00:00:00 | 2026-11-17T00:00:00 | 1 | 0 | 1 | 107.19 | 107.19 | 55369 | USA | N45 | 1501 | ABB INDUSTRIAL CONNECTIONS AND SOLUTIONS | 27511 | AF31SN-001 | 1 Section(s), Nema 1 Enclosure 125 Amps, 3 Phase 4 Wire 208Y/120V, 50/60 Hz Minimum Interrupt Rating: 10kA Fully Rated Incoming Feed: Top Surface Mounted 30 Circuits UL67 / CSA C22.2 No. 29 Certified cULus Certified Height: 31.5 Inches; Width: 20 Inches; Depth: 5.75 Inches 1 100 Amps Main Breaker THQB 1-lug/phase 1-cable/lug #14 -1/0 Main Option Details 1 Aluminum Bus Heat Rated 3 Ground-Box bonded TGL2 1 Ground main lug TGL20 1 100% Rated Neutral 1 NEMA 1 Enclosure Feeders 18 Breaker Device 20 Amps 1 Poles THQB 9 Breaker Device 15 Amps 1 Poles THQB 3 Breaker Device 30 Amps 1 Poles THQB Modifications 1 Nameplates 1 Front: AF31SN | PUR | 1 Section(s), Nema 1 Enclosure 125 Amps, 3 Phase 4 Wire 208Y/120V, 50/60 Hz Minimum Interrupt Rating: 10kA Fully Rated Incoming Feed: Top Surface Mounted 30 Circuits UL67 / CSA C22.2 No. 29 Certified cULus Certified Height: 31.5 Inches; Width: 20 Inches; Depth: 5.75 Inches 1 100 Amps Main Breaker THQB 1-lug/phase 1-cable/lug #14 -1/0 Main Option Details 1 Aluminum Bus Heat Rated 3 Ground-Box bonded TGL2 1 Ground main lug TGL20 1 100% Rated Neutral 1 NEMA 1 Enclosure Feeders 18 Breaker Device 20 Amps 1 Poles THQB 9 Breaker Device 15 Amps 1 Poles THQB 3 Breaker Device 30 Amps 1 Poles THQB Modifications 1 Nameplates 1 Front: AF31SN | EA | EA |  | TRUE |  | P | B/W | DAYTON
136131 | 3 | 1 | States | Dayton | Hayley Fabian | TRUE | 2026-09-15T00:00:00 | 2026-11-17T00:00:00 | 2026-11-17T00:00:00 | 1 | 0 | 1 | 566.62 | 566.62 | 55369 | USA | N45 | 1501 | ABB INDUSTRIAL CONNECTIONS AND SOLUTIONS | 27511 | AQF3301AT-001 | 1 Section(s), Nema 1 Enclosure 125 Amps, 3 Phase 4 Wire 208Y/120V, 50/60 Hz Minimum Interrupt Rating: 10kA Fully Rated Incoming Feed: Top Surface Mounted 30 Circuits UL67 / CSA C22.2 No. 29 Certified cULus Certified Height: 31.5 Inches; Width: 20 Inches; Depth: 5.75 Inches 1 100 Amps Main Breaker THQB 1-lug/phase 1-cable/lug #14 -1/0 Main Option Details 1 Aluminum Bus Heat Rated 3 Ground-Box bonded TGL2 1 Ground main lug TGL20 1 100% Rated Neutral 1 NEMA 1 Enclosure Feeders 18 Breaker Device 20 Amps 1 Poles THQB 9 Breaker Device 15 Amps 1 Poles THQB 3 Breaker Device 30 Amps 1 Poles THQB Modifications 1 Nameplates 1 Interior: AQF3301AT | PUR | 1 Section(s), Nema 1 Enclosure 125 Amps, 3 Phase 4 Wire 208Y/120V, 50/60 Hz Minimum Interrupt Rating: 10kA Fully Rated Incoming Feed: Top Surface Mounted 30 Circuits UL67 / CSA C22.2 No. 29 Certified cULus Certified Height: 31.5 Inches; Width: 20 Inches; Depth: 5.75 Inches 1 100 Amps Main Breaker THQB 1-lug/phase 1-cable/lug #14 -1/0 Main Option Details 1 Aluminum Bus Heat Rated 3 Ground-Box bonded TGL2 1 Ground main lug TGL20 1 100% Rated Neutral 1 NEMA 1 Enclosure Feeders 18 Breaker Device 20 Amps 1 Poles THQB 9 Breaker Device 15 Amps 1 Poles THQB 3 Breaker Device 30 Amps 1 Poles THQB Modifications 1 Nameplates 1 Interior: AQF3301AT | EA | EA |  | TRUE |  | P | B/W | DAYTON
136131 | 1 | 1 | States | Dayton | Hayley Fabian | TRUE | 2026-09-15T00:00:00 | 2026-11-17T00:00:00 | 2026-11-17T00:00:00 | 1 | 0 | 1 | 68.78 | 68.78 | 55369 | USA | N45 | 1501 | ABB INDUSTRIAL CONNECTIONS AND SOLUTIONS | 27511 | AB31B-001 | 1 Section(s), Nema 1 Enclosure 125 Amps, 3 Phase 4 Wire 208Y/120V, 50/60 Hz Minimum Interrupt Rating: 10kA Fully Rated Incoming Feed: Top Surface Mounted 30 Circuits UL67 / CSA C22.2 No. 29 Certified cULus Certified Height: 31.5 Inches; Width: 20 Inches; Depth: 5.75 Inches 1 100 Amps Main Breaker THQB 1-lug/phase 1-cable/lug #14 -1/0 Main Option Details 1 Aluminum Bus Heat Rated 3 Ground-Box bonded TGL2 1 Ground main lug TGL20 1 100% Rated Neutral 1 NEMA 1 Enclosure Feeders 18 Breaker Device 20 Amps 1 Poles THQB 9 Breaker Device 15 Amps 1 Poles THQB 3 Breaker Device 30 Amps 1 Poles THQB Modifications 1 Nameplates 1 Box: AB31B | PUR | 1 Section(s), Nema 1 Enclosure 125 Amps, 3 Phase 4 Wire 208Y/120V, 50/60 Hz Minimum Interrupt Rating: 10kA Fully Rated Incoming Feed: Top Surface Mounted 30 Circuits UL67 / CSA C22.2 No. 29 Certified cULus Certified Height: 31.5 Inches; Width: 20 Inches; Depth: 5.75 Inches 1 100 Amps Main Breaker THQB 1-lug/phase 1-cable/lug #14 -1/0 Main Option Details 1 Aluminum Bus Heat Rated 3 Ground-Box bonded TGL2 1 Ground main lug TGL20 1 100% Rated Neutral 1 NEMA 1 Enclosure Feeders 18 Breaker Device 20 Amps 1 Poles THQB 9 Breaker Device 15 Amps 1 Poles THQB 3 Breaker Device 30 Amps 1 Poles THQB Modifications 1 Nameplates 1 Box: AB31B | EA | EA |  | TRUE |  | P | B/W | DAYTON
133475 | 7 | 1 | States | Champlin | Hayley Fabian | TRUE | 2026-05-20T00:00:00 | 2026-09-21T00:00:00 | 2026-08-19T00:00:00 | 2 | 0 | 2 | 6126.01 | 24504.04 | 55316-3157 | USA | N45 | 1501 | ABB INDUSTRIAL CONNECTIONS AND SOLUTIONS | 27511 | Z4VFUKJF30LA000008KX | 2000AT / 2000AF, 3P, 480V, 100kAIC, E4.2, Manually-Operated Fixed-Mounted (MOFX), 100% Rated ACBProvided with the following STANDARD features:• EKIP Touch LSIG Protection• RELT Switch (Arc Flash Reduction)• 400V AUX Contacts•Std 250V Bell AlarmProvided with the following OPTIONAL features:• 24VDC EKIP Supply (Relt Switch)• 8mm Padlockable Push-Button Cover• Test Report | PUR | 2000AT / 2000AF, 3P, 480V, 100kAIC, E4.2, Manually-Operated Fixed-Mounted (MOFX), 100% Rated ACBProvided with the following STANDARD features:• EKIP Touch LSIG Protection• RELT Switch (Arc Flash Reduction)• 400V AUX Contacts•Std 250V Bell AlarmProvided with the following OPTIONAL features:• 24VDC EKIP Supply (Relt Switch)• 8mm Padlockable Push-Button Cover• Test Report | EA | EA |  | TRUE |  | P | B/W | 100
133475 | 4 | 2 | States | Champlin | Hayley Fabian | TRUE | 2026-05-20T00:00:00 | 2026-10-06T00:00:00 | 2026-09-18T00:00:00 | 2 | 0 | 2 | 4140.06 | 173882.52 | 55316-3157 | USA | N45 | 1501 | ABB INDUSTRIAL CONNECTIONS AND SOLUTIONS | 27511 | XT7HQ310DQFWYSJGXX | 1000AT / 1000AF, 3P, 480V, 65kAIC, Distribution Feeder Circuit Breaker, 100% Rated MCCB• 480V, 3Ø, 3P, 65kAIC, 100% Rated• EKIP Touch, LSIG, (G Protection can be disabled)• EKIP RELT 2K-3 with EKIP Supply 24-48VDC (E1.2)• AUX 4Q 24VDC Contacts• Padlock Device in Open Position• Amp Trip: 1000 (Dialed Down to 500A)• Amp Frame: 1000• Bolt-on Molded-Case Circuit Breaker (MCCB)• Kirk Key Provisions• Circuit Breaker Frame: XT7 | PUR | 1000AT / 1000AF, 3P, 480V, 65kAIC, Distribution Feeder Circuit Breaker, 100% Rated MCCB• 480V, 3Ø, 3P, 65kAIC, 100% Rated• EKIP Touch, LSIG, (G Protection can be disabled)• EKIP RELT 2K-3 with EKIP Supply 24-48VDC (E1.2)• AUX 4Q 24VDC Contacts• Padlock Device in Open Position• Amp Trip: 1000 (Dialed Down to 500A)• Amp Frame: 1000• Bolt-on Molded-Case Circuit Breaker (MCCB)• Kirk Key Provisions• Circuit Breaker Frame: XT7 | EA | EA |  | TRUE |  | P | B/W | 100
133475 | 4 | 4 | States | Champlin | Hayley Fabian | TRUE | 2026-05-20T00:00:00 | 2026-11-10T00:00:00 | 2026-09-18T00:00:00 | 18 | 0 | 18 | 4140.06 | 173882.52 | 55316-3157 | USA | N45 | 1501 | ABB INDUSTRIAL CONNECTIONS AND SOLUTIONS | 27511 | XT7HQ310DQFWYSJGXX | 1000AT / 1000AF, 3P, 480V, 65kAIC, Distribution Feeder Circuit Breaker, 100% Rated MCCB• 480V, 3Ø, 3P, 65kAIC, 100% Rated• EKIP Touch, LSIG, (G Protection can be disabled)• EKIP RELT 2K-3 with EKIP Supply 24-48VDC (E1.2)• AUX 4Q 24VDC Contacts• Padlock Device in Open Position• Amp Trip: 1000 (Dialed Down to 500A)• Amp Frame: 1000• Bolt-on Molded-Case Circuit Breaker (MCCB)• Kirk Key Provisions• Circuit Breaker Frame: XT7 | PUR | 1000AT / 1000AF, 3P, 480V, 65kAIC, Distribution Feeder Circuit Breaker, 100% Rated MCCB• 480V, 3Ø, 3P, 65kAIC, 100% Rated• EKIP Touch, LSIG, (G Protection can be disabled)• EKIP RELT 2K-3 with EKIP Supply 24-48VDC (E1.2)• AUX 4Q 24VDC Contacts• Padlock Device in Open Position• Amp Trip: 1000 (Dialed Down to 500A)• Amp Frame: 1000• Bolt-on Molded-Case Circuit Breaker (MCCB)• Kirk Key Provisions• Circuit Breaker Frame: XT7 | EA | EA |  | TRUE |  | P | B/W | 100
133475 | 4 | 1 | States | Champlin | Hayley Fabian | TRUE | 2026-05-20T00:00:00 | 2026-09-29T00:00:00 | 2026-09-04T00:00:00 | 4 | 0 | 4 | 4140.06 | 173882.52 | 55316-3157 | USA | N45 | 1501 | ABB INDUSTRIAL CONNECTIONS AND SOLUTIONS | 27511 | XT7HQ310DQFWYSJGXX | 1000AT / 1000AF, 3P, 480V, 65kAIC, Distribution Feeder Circuit Breaker, 100% Rated MCCB• 480V, 3Ø, 3P, 65kAIC, 100% Rated• EKIP Touch, LSIG, (G Protection can be disabled)• EKIP RELT 2K-3 with EKIP Supply 24-48VDC (E1.2)• AUX 4Q 24VDC Contacts• Padlock Device in Open Position• Amp Trip: 1000 (Dialed Down to 500A)• Amp Frame: 1000• Bolt-on Molded-Case Circuit Breaker (MCCB)• Kirk Key Provisions• Circuit Breaker Frame: XT7 | PUR | 1000AT / 1000AF, 3P, 480V, 65kAIC, Distribution Feeder Circuit Breaker, 100% Rated MCCB• 480V, 3Ø, 3P, 65kAIC, 100% Rated• EKIP Touch, LSIG, (G Protection can be disabled)• EKIP RELT 2K-3 with EKIP Supply 24-48VDC (E1.2)• AUX 4Q 24VDC Contacts• Padlock Device in Open Position• Amp Trip: 1000 (Dialed Down to 500A)• Amp Frame: 1000• Bolt-on Molded-Case Circuit Breaker (MCCB)• Kirk Key Provisions• Circuit Breaker Frame: XT7 | EA | EA |  | TRUE |  | P | B/W | 100
133475 | 6 | 1 | States | Champlin | Hayley Fabian | TRUE | 2026-05-20T00:00:00 | 2026-09-21T00:00:00 | 2026-08-19T00:00:00 | 8 | 4 | 4 | 5492.66 | 43941.28 | 55316-3157 | USA | N45 | 1501 | ABB INDUSTRIAL CONNECTIONS AND SOLUTIONS | 27511 | Z4VEUJJF30LA000008KX | 1600AT / 1600AF, 3P, 480V, 100kAIC, E4.2 Manually-Operated Fixed-Mounted (MOFX), 100% Rated ACBProvided with the following STANDARD features:• EKIP Touch LSIG Protection• RELT Switch (Arc Flash Reduction)• 400V AUX Contacts•Std 250V Bell AlarmProvided with the following OPTIONAL features:• 24VDC EKIP Supply (Relt Switch)• 8mm Padlockable Push-Button Cover• Test Report | PUR | 1600AT / 1600AF, 3P, 480V, 100kAIC, E4.2 Manually-Operated Fixed-Mounted (MOFX), 100% Rated ACBProvided with the following STANDARD features:• EKIP Touch LSIG Protection• RELT Switch (Arc Flash Reduction)• 400V AUX Contacts•Std 250V Bell AlarmProvided with the following OPTIONAL features:• 24VDC EKIP Supply (Relt Switch)• 8mm Padlockable Push-Button Cover• Test Report | EA | EA |  | TRUE |  | P | B/W | 100
133475 | 9 | 3 | States | Champlin | Hayley Fabian | TRUE | 2026-05-20T00:00:00 | 2026-10-06T00:00:00 | 2026-09-29T00:00:00 | 48 | 6 | 42 | 7466.6 | 746660 | 55316-3157 | USA | N45 | 1501 | ABB INDUSTRIAL CONNECTIONS AND SOLUTIONS | 27511 | Z4VGULJF30LA000008KX | 2500AT / 2500AF, 3P, 480V, 100kAIC, E4.2, Manually-Operated Fixed-Mounted (MOFX), 100% Rated ACBProvided with the following STANDARD features:• EKIP Touch LSIG Protection• RELT Switch (Arc Flash Reduction)• 400V AUX Contacts•Std 250V Bell AlarmProvided with the following OPTIONAL features:• 24VDC EKIP Supply (Relt Switch)• 8mm Padlockable Push-Button Cover• Test Report | PUR | 2500AT / 2500AF, 3P, 480V, 100kAIC, E4.2, Manually-Operated Fixed-Mounted (MOFX), 100% Rated ACBProvided with the following STANDARD features:• EKIP Touch LSIG Protection• RELT Switch (Arc Flash Reduction)• 400V AUX Contacts•Std 250V Bell AlarmProvided with the following OPTIONAL features:• 24VDC EKIP Supply (Relt Switch)• 8mm Padlockable Push-Button Cover• Test Report | EA | EA |  | TRUE |  | P | B/W | 100
133475 | 5 | 3 | States | Champlin | Hayley Fabian | TRUE | 2026-05-20T00:00:00 | 2026-09-18T00:00:00 | 2026-09-10T00:00:00 | 1 | 0 | 1 | 3775.38 | 15101.52 | 55316-3157 | USA | N45 | 1501 | ABB INDUSTRIAL CONNECTIONS AND SOLUTIONS | 27511 | Z2SEUJJF30LA000005KX | 1600AT / 1600AF, 3P, 480V, 65kAIC, E2.2 Manually-Operated Fixed-Mounted (MOFX), 100% Rated ACBProvided with the following STANDARD features:• EKIP Touch LSIG Protection• RELT Switch (Arc Flash Reduction)• 400V AUX Contacts•Std 250V Bell AlarmProvided with the following OPTIONAL features:• 24VDC EKIP Supply (Relt Switch)• 8mm Padlockable Push-Button Cover• Test Report | PUR | 1600AT / 1600AF, 3P, 480V, 65kAIC, E2.2 Manually-Operated Fixed-Mounted (MOFX), 100% Rated ACBProvided with the following STANDARD features:• EKIP Touch LSIG Protection• RELT Switch (Arc Flash Reduction)• 400V AUX Contacts•Std 250V Bell AlarmProvided with the following OPTIONAL features:• 24VDC EKIP Supply (Relt Switch)• 8mm Padlockable Push-Button Cover• Test Report | EA | EA |  | TRUE |  | P | B/W | 100
133475 | 7 | 2 | States | Champlin | Hayley Fabian | TRUE | 2026-05-20T00:00:00 | 2026-09-21T00:00:00 | 2026-08-19T00:00:00 | 2 | 0 | 2 | 6126.01 | 24504.04 | 55316-3157 | USA | N45 | 1501 | ABB INDUSTRIAL CONNECTIONS AND SOLUTIONS | 27511 | Z4VFUKJF30LA000008KX | 2000AT / 2000AF, 3P, 480V, 100kAIC, E4.2, Manually-Operated Fixed-Mounted (MOFX), 100% Rated ACBProvided with the following STANDARD features:• EKIP Touch LSIG Protection• RELT Switch (Arc Flash Reduction)• 400V AUX Contacts•Std 250V Bell AlarmProvided with the following OPTIONAL features:• 24VDC EKIP Supply (Relt Switch)• 8mm Padlockable Push-Button Cover• Test Report | PUR | 2000AT / 2000AF, 3P, 480V, 100kAIC, E4.2, Manually-Operated Fixed-Mounted (MOFX), 100% Rated ACBProvided with the following STANDARD features:• EKIP Touch LSIG Protection• RELT Switch (Arc Flash Reduction)• 400V AUX Contacts•Std 250V Bell AlarmProvided with the following OPTIONAL features:• 24VDC EKIP Supply (Relt Switch)• 8mm Padlockable Push-Button Cover• Test Report | EA | EA |  | TRUE |  | P | B/W | 100
133475 | 3 | 2 | States | Champlin | Hayley Fabian | TRUE | 2026-05-20T00:00:00 | 2026-11-10T00:00:00 | 2026-09-18T00:00:00 | 30 | 0 | 30 | 4113.77 | 259167.51 | 55316-3157 | USA | N45 | 1501 | ABB INDUSTRIAL CONNECTIONS AND SOLUTIONS | 27511 | XT7HQ310DQFWYSJXXX | 1000AT / 1000AF, 3P, 480V, 65kAIC, Distribution Feeder Circuit Breaker, 100% Rated MCCB• 480V, 3Ø, 3P, 65kAIC, 100% Rated• EKIP Touch, LSIG, (G Protection can be disabled)• EKIP RELT 2K-3 with EKIP Supply 24-48VDC (E1.2)• AUX 4Q 24VDC Contacts• Padlock Device in Open Position• Amp Trip: 1000• Amp Frame: 1000• Bolt-on Molded-Case Circuit Breaker (MCCB)• Circuit Breaker Frame: XT7 | PUR | 1000AT / 1000AF, 3P, 480V, 65kAIC, Distribution Feeder Circuit Breaker, 100% Rated MCCB• 480V, 3Ø, 3P, 65kAIC, 100% Rated• EKIP Touch, LSIG, (G Protection can be disabled)• EKIP RELT 2K-3 with EKIP Supply 24-48VDC (E1.2)• AUX 4Q 24VDC Contacts• Padlock Device in Open Position• Amp Trip: 1000• Amp Frame: 1000• Bolt-on Molded-Case Circuit Breaker (MCCB)• Circuit Breaker Frame: XT7 | EA | EA |  | TRUE |  | P | B/W | 100
133475 | 4 | 3 | States | Champlin | Hayley Fabian | TRUE | 2026-05-20T00:00:00 | 2026-10-21T00:00:00 | 2026-09-18T00:00:00 | 18 | 0 | 18 | 4140.06 | 173882.52 | 55316-3157 | USA | N45 | 1501 | ABB INDUSTRIAL CONNECTIONS AND SOLUTIONS | 27511 | XT7HQ310DQFWYSJGXX | 1000AT / 1000AF, 3P, 480V, 65kAIC, Distribution Feeder Circuit Breaker, 100% Rated MCCB• 480V, 3Ø, 3P, 65kAIC, 100% Rated• EKIP Touch, LSIG, (G Protection can be disabled)• EKIP RELT 2K-3 with EKIP Supply 24-48VDC (E1.2)• AUX 4Q 24VDC Contacts• Padlock Device in Open Position• Amp Trip: 1000 (Dialed Down to 500A)• Amp Frame: 1000• Bolt-on Molded-Case Circuit Breaker (MCCB)• Kirk Key Provisions• Circuit Breaker Frame: XT7 | PUR | 1000AT / 1000AF, 3P, 480V, 65kAIC, Distribution Feeder Circuit Breaker, 100% Rated MCCB• 480V, 3Ø, 3P, 65kAIC, 100% Rated• EKIP Touch, LSIG, (G Protection can be disabled)• EKIP RELT 2K-3 with EKIP Supply 24-48VDC (E1.2)• AUX 4Q 24VDC Contacts• Padlock Device in Open Position• Amp Trip: 1000 (Dialed Down to 500A)• Amp Frame: 1000• Bolt-on Molded-Case Circuit Breaker (MCCB)• Kirk Key Provisions• Circuit Breaker Frame: XT7 | EA | EA |  | TRUE |  | P | B/W | 100
133475 | 10 | 1 | States | Champlin | Hayley Fabian | TRUE | 2026-05-20T00:00:00 | 2026-09-21T00:00:00 | 2026-09-21T00:00:00 | 12 | 6 | 6 | 7527.17 | 90326.04 | 55316-3157 | USA | N45 | 1501 | ABB INDUSTRIAL CONNECTIONS AND SOLUTIONS | 27511 | Z4VGULJF30LA00000ZKX | 2500AT / 2500AF, 3P, 480V, 100kAIC, E4.2, Manually-Operated Fixed-Mounted (MOFX), 100% Rated ACBProvided with the following STANDARD features:• EKIP Touch LSIG Protection• RELT Switch (Arc Flash Reduction)• 400V AUX Contacts•Std 250V Bell AlarmProvided with the following OPTIONAL features:• 24VDC EKIP Supply (Relt Switch)• Kirk Key Provisions• 8mm Padlockable Push-Button Cover• Test Report | PUR | 2500AT / 2500AF, 3P, 480V, 100kAIC, E4.2, Manually-Operated Fixed-Mounted (MOFX), 100% Rated ACBProvided with the following STANDARD features:• EKIP Touch LSIG Protection• RELT Switch (Arc Flash Reduction)• 400V AUX Contacts•Std 250V Bell AlarmProvided with the following OPTIONAL features:• 24VDC EKIP Supply (Relt Switch)• Kirk Key Provisions• 8mm Padlockable Push-Button Cover• Test Report | EA | EA |  | TRUE |  | P | B/W | 100
133475 | 1 | 1 | States | Champlin | Hayley Fabian | TRUE | 2026-05-20T00:00:00 | 2026-10-13T00:00:00 | 2026-09-04T00:00:00 | 2 | 0 | 2 | 4256.27 | 8512.54 | 55316-3157 | USA | N45 | 1501 | ABB INDUSTRIAL CONNECTIONS AND SOLUTIONS | 27511 | XT7LQ360CQFWYSGXXX | "400AT/800AF, 100kAIC, 480V, LSIG, 100% Rated • 480V, 3Ø, 3P, 100kAIC, 100% Rated • EKIP Touch, LSIG, (G Protection can be disabled) • EKIP RELT 2K-3 with EKIP Supply 24-48VDC (E1.2) • 4Q 24VDC AUX Contacts • Padlock Device in Open Position • Amp Trip: 600 (Dialed Down up to 400A) • Amp Frame: 800 • Bolt-on, Molded Case Circuit Breaker (MCCB) • Circuit Breaker Frame: XT7" | PUR | "400AT/800AF, 100kAIC, 480V, LSIG, 100% Rated • 480V, 3Ø, 3P, 100kAIC, 100% Rated • EKIP Touch, LSIG, (G Protection can be disabled) • EKIP RELT 2K-3 with EKIP Supply 24-48VDC (E1.2) • 4Q 24VDC AUX Contacts • Padlock Device in Open Position • Amp Trip: 600 (Dialed Down up to 400A) • Amp Frame: 800 • Bolt-on, Molded Case Circuit Breaker (MCCB) • Circuit Breaker Frame: XT7" | EA | EA |  | TRUE |  | P | B/W | 100
133475 | 2 | 1 | States | Champlin | Hayley Fabian | TRUE | 2026-05-20T00:00:00 | 2026-10-20T00:00:00 | 2026-09-04T00:00:00 | 2 | 0 | 2 | 4083.12 | 8166.24 | 55316-3157 | USA | N45 | 1501 | ABB INDUSTRIAL CONNECTIONS AND SOLUTIONS | 27511 | XT7LQ380CQFFYSGXXX | 800AT/800AF, 100kAIC, 480V, LSIG, 100% Rated• 480V, 3Ø, 3P, 100kAIC, 100% Rated• EKIP Touch, LSIG, (G Protection can be disabled)• EKIP RELT 2K-3 with EKIP Supply 24-48VDC (E1.2)• 4Q 24VDC AUX Contacts• Padlock Device in Open Position• Amp Trip: 800 (MSBAD110 : to be dialed down to 400A)• Amp Frame: 800• Bolt-on, Molded Case Circuit Breaker (MCCB)• Circuit Breaker Frame: XT7 | PUR | 800AT/800AF, 100kAIC, 480V, LSIG, 100% Rated• 480V, 3Ø, 3P, 100kAIC, 100% Rated• EKIP Touch, LSIG, (G Protection can be disabled)• EKIP RELT 2K-3 with EKIP Supply 24-48VDC (E1.2)• 4Q 24VDC AUX Contacts• Padlock Device in Open Position• Amp Trip: 800 (MSBAD110 : to be dialed down to 400A)• Amp Frame: 800• Bolt-on, Molded Case Circuit Breaker (MCCB)• Circuit Breaker Frame: XT7 | EA | EA |  | TRUE |  | P | B/W | 100
133475 | 3 | 1 | States | Champlin | Hayley Fabian | TRUE | 2026-05-20T00:00:00 | 2026-10-20T00:00:00 | 2026-09-04T00:00:00 | 33 | 0 | 33 | 4113.77 | 259167.51 | 55316-3157 | USA | N45 | 1501 | ABB INDUSTRIAL CONNECTIONS AND SOLUTIONS | 27511 | XT7HQ310DQFWYSJXXX | 1000AT / 1000AF, 3P, 480V, 65kAIC, Distribution Feeder Circuit Breaker, 100% Rated MCCB• 480V, 3Ø, 3P, 65kAIC, 100% Rated• EKIP Touch, LSIG, (G Protection can be disabled)• EKIP RELT 2K-3 with EKIP Supply 24-48VDC (E1.2)• AUX 4Q 24VDC Contacts• Padlock Device in Open Position• Amp Trip: 1000• Amp Frame: 1000• Bolt-on Molded-Case Circuit Breaker (MCCB)• Circuit Breaker Frame: XT7 | PUR | 1000AT / 1000AF, 3P, 480V, 65kAIC, Distribution Feeder Circuit Breaker, 100% Rated MCCB• 480V, 3Ø, 3P, 65kAIC, 100% Rated• EKIP Touch, LSIG, (G Protection can be disabled)• EKIP RELT 2K-3 with EKIP Supply 24-48VDC (E1.2)• AUX 4Q 24VDC Contacts• Padlock Device in Open Position• Amp Trip: 1000• Amp Frame: 1000• Bolt-on Molded-Case Circuit Breaker (MCCB)• Circuit Breaker Frame: XT7 | EA | EA |  | TRUE |  | P | B/W | 100
133774 | 7 | 2 | States | Champlin | Hayley Fabian | TRUE | 2026-06-01T00:00:00 | 2026-10-13T00:00:00 | 2026-09-24T00:00:00 | 2 | 1 | 1 | 10206.18 | 102061.8 | 55316-3157 | USA | N45 | 1501 | ABB INDUSTRIAL CONNECTIONS AND SOLUTIONS | 27511 | Z4SHBMBQ83LE0EE04CXX | EMAX 4.2, Fixed mount, 3200AF/3000AT, 120VAC Shunt Trip, Motor Charge, Close Coil, 120VAC EKIP SUPPLY RELT Module, HITOUCH LSIG MODBUS TCP | PUR | EMAX 4.2, Fixed mount, 3200AF/3000AT, 120VAC Shunt Trip, Motor Charge, Close Coil, 120VAC EKIP SUPPLY RELT Module, HITOUCH LSIG MODBUS TCP | EA | EA |  | TRUE |  | P | B/W | 100
133774 | 11 | 1 | States | Champlin | Hayley Fabian | TRUE | 2026-06-01T00:00:00 | 2026-10-29T00:00:00 | 2026-09-28T00:00:00 | 3 | 0 | 3 | 7231.54 | 21694.62 | 55316-3157 | USA | N45 | 1501 | ABB INDUSTRIAL CONNECTIONS AND SOLUTIONS | 27511 | XT7HQ310DZWW380XXX | XT7, Fixed mount, 1000AF/1000AT, 120VAC EKIP SUPPLY RELT Module, HITOUCH LSIG MODBUS TCP | PUR | XT7, Fixed mount, 1000AF/1000AT, 120VAC EKIP SUPPLY RELT Module, HITOUCH LSIG MODBUS TCP | EA | EA |  | TRUE |  | P | B/W | 100
133774 | 7 | 3 | States | Champlin | Hayley Fabian | TRUE | 2026-06-01T00:00:00 | 2026-10-19T00:00:00 | 2026-09-24T00:00:00 | 2 | 0 | 2 | 10206.18 | 102061.8 | 55316-3157 | USA | N45 | 1501 | ABB INDUSTRIAL CONNECTIONS AND SOLUTIONS | 27511 | Z4SHBMBQ83LE0EE04CXX | EMAX 4.2, Fixed mount, 3200AF/3000AT, 120VAC Shunt Trip, Motor Charge, Close Coil, 120VAC EKIP SUPPLY RELT Module, HITOUCH LSIG MODBUS TCP | PUR | EMAX 4.2, Fixed mount, 3200AF/3000AT, 120VAC Shunt Trip, Motor Charge, Close Coil, 120VAC EKIP SUPPLY RELT Module, HITOUCH LSIG MODBUS TCP | EA | EA |  | TRUE |  | P | B/W | 100
133774 | 1 | 1 | States | Champlin | Hayley Fabian | TRUE | 2026-06-01T00:00:00 | 2026-10-29T00:00:00 | 2026-10-09T00:00:00 | 7 | 0 | 7 | 2789.99 | 19529.93 | 55316-3157 | USA | N45 | 1501 | ABB INDUSTRIAL CONNECTIONS AND SOLUTIONS | 27511 | 2CJC124277Y4214 | Surge Protective Device, 200-400 kA Facility Wide, OVRH, OVRHTP2402773Y4LUE4T2 2CJC124277Y4214 SPD Type : Type 2 KA Rating : 240 Voltage : 480Y/277V Network Configuration : 3-phase 4-wire Dry Contact : Yes Filter : UL 1283 Monitor : Advance Counter : Yes Enclosure : NEMA 4 Powder-coated steel | PUR | Surge Protective Device, 200-400 kA Facility Wide, OVRH, OVRHTP2402773Y4LUE4T2 2CJC124277Y4214 SPD Type : Type 2 KA Rating : 240 Voltage : 480Y/277V Network Configuration : 3-phase 4-wire Dry Contact : Yes Filter : UL 1283 Monitor : Advance Counter : Yes Enclosure : NEMA 4 Powder-coated steel | EA | EA |  | TRUE |  | P | B/W | 100
133774 | 9 | 1 | States | Champlin | Hayley Fabian | TRUE | 2026-06-01T00:00:00 | 2026-11-02T00:00:00 | 2026-09-24T00:00:00 | 12 | 0 | 12 | 1997.04 | 23964.48 | 55316-3157 | USA | N45 | 1501 | ABB INDUSTRIAL CONNECTIONS AND SOLUTIONS | 27511 | XT4HT3100UJJ050XXX | XT4, Fixed mount, 250AF/100AT, HITOUCH LSIG MODBUS TCP | PUR | XT4, Fixed mount, 250AF/100AT, HITOUCH LSIG MODBUS TCP | EA | EA |  | TRUE |  | P | B/W | 100
133774 | 4 | 1 | States | Champlin | Hayley Fabian | TRUE | 2026-06-01T00:00:00 | 2026-11-17T00:00:00 | 2026-09-25T00:00:00 | 5 | 0 | 5 | 3600.54 | 18002.7 | 55316-3157 | USA | N45 | 1501 | ABB INDUSTRIAL CONNECTIONS AND SOLUTIONS | 27511 | XT5HQ340AZNN050XXX | XT5, Fixed mount, 400AF/400AT, HITOUCH LSIG MODBUS TCP | PUR | XT5, Fixed mount, 400AF/400AT, HITOUCH LSIG MODBUS TCP | EA | EA |  | TRUE |  | P | B/W | 100
133774 | 2 | 2 | States | Champlin | Hayley Fabian | TRUE | 2026-06-01T00:00:00 | 2026-11-09T00:00:00 | 2026-09-25T00:00:00 | 2 | 0 | 2 | 434.76 | 2173.8 | 55316-3157 | USA | N45 | 1501 | ABB INDUSTRIAL CONNECTIONS AND SOLUTIONS | 27511 | XT2LQ3030ADD000XXX | XT2, Fixed mount, 125AF/30AT | PUR | XT2, Fixed mount, 125AF/30AT | EA | EA |  | TRUE |  | P | B/W | 100
133774 | 5 | 1 | States | Champlin | Hayley Fabian | TRUE | 2026-06-01T00:00:00 | 2026-09-24T00:00:00 | 2026-09-24T00:00:00 | 16 | 15 | 1 | 7027.38 | 112438.08 | 55316-3157 | USA | N45 | 1501 | ABB INDUSTRIAL CONNECTIONS AND SOLUTIONS | 27511 | Z2SFBKJQ83LE0EE04CXX | EMAX 2.2, Fixed mount, 2000AF/2000AT, 120VAC Shunt Trip, Motor Charge, Close Coil, 120VAC EKIP SUPPLY RELT Module, HITOUCH LSIG MODBUS TCP | PUR | EMAX 2.2, Fixed mount, 2000AF/2000AT, 120VAC Shunt Trip, Motor Charge, Close Coil, 120VAC EKIP SUPPLY RELT Module, HITOUCH LSIG MODBUS TCP | EA | EA |  | TRUE |  | P | B/W | 100
133774 | 10 | 1 | States | Champlin | Hayley Fabian | TRUE | 2026-06-01T00:00:00 | 2026-10-13T00:00:00 | 2026-09-24T00:00:00 | 2 | 0 | 2 | 5117.04 | 10234.08 | 55316-3157 | USA | N45 | 1501 | ABB INDUSTRIAL CONNECTIONS AND SOLUTIONS | 27511 | XT5HQ360BZNN050XXX | XT5, Fixed mount, 600AF/600AT, HITOUCH LSIG MODBUS TCP | PUR | XT5, Fixed mount, 600AF/600AT, HITOUCH LSIG MODBUS TCP | EA | EA |  | TRUE |  | P | B/W | 100
133774 | 3 | 1 | States | Champlin | Hayley Fabian | TRUE | 2026-06-01T00:00:00 | 2026-11-09T00:00:00 | 2026-09-25T00:00:00 | 7 | 0 | 7 | 2173.38 | 15213.66 | 55316-3157 | USA | N45 | 1501 | ABB INDUSTRIAL CONNECTIONS AND SOLUTIONS | 27511 | XT4HT3250UJJ050XXX | XT4, Fixed mount, 250AF/200AT, HITOUCH LSIG MODBUS TCP | PUR | XT4, Fixed mount, 250AF/200AT, HITOUCH LSIG MODBUS TCP | EA | EA |  | TRUE |  | P | B/W | 100
133774 | 8 | 1 | States | Champlin | Hayley Fabian | TRUE | 2026-06-01T00:00:00 | 2026-11-09T00:00:00 | 2026-09-24T00:00:00 | 2 | 0 | 2 | 1342.68 | 2685.36 | 55316-3157 | USA | N45 | 1501 | ABB INDUSTRIAL CONNECTIONS AND SOLUTIONS | 27511 | XT2HQ3040UDD050XXX | XT2, Fixed mount, 125AF/40AT, HITOUCH LSIG MODBUS TCP | PUR | XT2, Fixed mount, 125AF/40AT, HITOUCH LSIG MODBUS TCP | EA | EA |  | TRUE |  | P | B/W | 100
136051 | 1 | 1 | States | Forget Power - Hanover | Hayley Fabian | TRUE | 2026-09-11T00:00:00 | 2026-11-03T00:00:00 | 2026-11-03T00:00:00 | 76 | 0 | 76 | 75.7 | 8327 | 21076 | USA | N45 | 1501 | ABB INDUSTRIAL CONNECTIONS AND SOLUTIONS | 27511 | AF16-22-00-13 | CONTACTOR, 30A 100-250V 50/60HZ | PUR | CONTACTOR, 30A 100-250V 50/60HZ | EA | EA |  | FALSE |  | P | B/W | 100
136051 | 1 | 2 | States | Forget Power - Hanover | Hayley Fabian | TRUE | 2026-09-11T00:00:00 | 2026-11-23T00:00:00 | 2026-11-23T00:00:00 | 34 | 0 | 34 | 75.7 | 8327 | 21076 | USA | N45 | 1501 | ABB INDUSTRIAL CONNECTIONS AND SOLUTIONS | 27511 | AF16-22-00-13 | CONTACTOR, 30A 100-250V 50/60HZ | PUR | CONTACTOR, 30A 100-250V 50/60HZ | EA | EA |  | FALSE |  | P | B/W | 100
135900 | 1 | 1 | States | Champlin | Hayley Fabian | TRUE | 2026-09-04T00:00:00 | 2026-10-08T00:00:00 | 2026-10-08T00:00:00 | 1 | 0 | 1 | 90.3 | 90.3 | 55316 | USA | N45 | 1501 | ABB INDUSTRIAL CONNECTIONS AND SOLUTIONS | 27511 | 1SDA081471R1 | Kit front cover plugs E2.2 …E6.2 | PUR | Kit front cover plugs E2.2 …E6.2 | EA | EA |  | TRUE |  | P | B/W | 100
134006 | 7 | 1 | States | Champlin | Hayley Fabian | TRUE | 2026-06-10T00:00:00 | 2026-12-17T00:00:00 | 2026-12-17T00:00:00 | 10 | 0 | 10 | 3627.15 | 36271.5 | 55316-3157 | USA | N45 | 1501 | ABB INDUSTRIAL CONNECTIONS AND SOLUTIONS | 27511 | Z2SDUHJF30LA000008KX | 1000AT / 1000AF, 3P, 480V, 65kAIC, Manually-Operated Fixed-Mounted (MOFX), 100% Rated ACBProvided with the following STANDARD features:• EKIP Touch LSIG Protection• RELT Switch (Arc Flash Reduction)• 400V AUX Contacts•Std 250V Bell AlarmProvided with the following OPTIONAL features:• 24VDC EKIP Supply (Relt Switch)• 8mm Padlockable Push-Button Cover• Test Report | PUR | 1000AT / 1000AF, 3P, 480V, 65kAIC, Manually-Operated Fixed-Mounted (MOFX), 100% Rated ACBProvided with the following STANDARD features:• EKIP Touch LSIG Protection• RELT Switch (Arc Flash Reduction)• 400V AUX Contacts•Std 250V Bell AlarmProvided with the following OPTIONAL features:• 24VDC EKIP Supply (Relt Switch)• 8mm Padlockable Push-Button Cover• Test Report | EA | EA |  | TRUE |  | P | B/W | 100
134006 | 12 | 1 | States | Champlin | Hayley Fabian | TRUE | 2026-06-10T00:00:00 | 2026-12-17T00:00:00 | 2026-12-17T00:00:00 | 96 | 5 | 91 | 495.29 | 47547.84 | 55316-3157 | USA | N45 | 1501 | ABB INDUSTRIAL CONNECTIONS AND SOLUTIONS | 27511 | ZE6NCT | EXT CS N ALL E4.2 E6.2 50%UL ONLY | PUR | EXT CS N ALL E4.2 E6.2 50%UL ONLY | EA | EA |  | TRUE |  | P | B/W | 100
134006 | 13 | 2 | States | Champlin | Hayley Fabian | TRUE | 2026-06-10T00:00:00 | 2027-06-17T00:00:00 | 2026-12-17T00:00:00 | 93 | 66 | 27 | 720.37 | 97970.32 | 55316-3157 | USA | N45 | 1501 | ABB INDUSTRIAL CONNECTIONS AND SOLUTIONS | 27511 | ZE6NCTF | CS N E6.2 100% UL | PUR | CS N E6.2 100% UL | EA | EA |  | TRUE |  | P | B/W | Dayton
134006 | 11 | 1 | States | Champlin | Hayley Fabian | TRUE | 2026-06-10T00:00:00 | 2026-12-17T00:00:00 | 2026-12-17T00:00:00 | 50 | 0 | 50 | 180.22 | 9011 | 55316-3157 | USA | N45 | 1501 | ABB INDUSTRIAL CONNECTIONS AND SOLUTIONS | 27511 | ZE1NCT | ABB Neutral CT For Ground Fault Sensing | SRPP | ABB Neutral CT For Ground Fault Sensing | EA | EA |  | TRUE |  | P | B/W | 100
134006 | 6 | 1 | States | Champlin | Hayley Fabian | TRUE | 2026-06-10T00:00:00 | 2026-12-17T00:00:00 | 2026-12-17T00:00:00 | 20 | 0 | 20 | 4140.06 | 82801.2 | 55316-3157 | USA | N45 | 1501 | ABB INDUSTRIAL CONNECTIONS AND SOLUTIONS | 27511 | XT7HQ310DQFWYSJGXX | 1000AT / 1000AF, 3P, 480V, 65kAIC, Distribution Feeder Circuit Breaker, 100% Rated MCCB• 480V, 3Ø, 3P, 65kAIC, 100% Rated• EKIP Touch, LSIG, (G Protection can be disabled)• EKIP RELT 2K-3 with EKIP Supply 24-48VDC (E1.2)• AUX 4Q 24VDC Contacts• Padlock Device in Open Position• Amp Trip: 1000 (Dialed Down to 500A)• Amp Frame: 1000• Bolt-on Molded-Case Circuit Breaker (MCCB)• Kirk Key Provisions• Circuit Breaker Frame: XT7 | PUR | 1000AT / 1000AF, 3P, 480V, 65kAIC, Distribution Feeder Circuit Breaker, 100% Rated MCCB• 480V, 3Ø, 3P, 65kAIC, 100% Rated• EKIP Touch, LSIG, (G Protection can be disabled)• EKIP RELT 2K-3 with EKIP Supply 24-48VDC (E1.2)• AUX 4Q 24VDC Contacts• Padlock Device in Open Position• Amp Trip: 1000 (Dialed Down to 500A)• Amp Frame: 1000• Bolt-on Molded-Case Circuit Breaker (MCCB)• Kirk Key Provisions• Circuit Breaker Frame: XT7 | EA | EA |  | TRUE |  | P | B/W | 100
134006 | 10 | 1 | States | Champlin | Hayley Fabian | TRUE | 2026-06-10T00:00:00 | 2026-12-17T00:00:00 | 2026-12-17T00:00:00 | 48 | 0 | 48 | 15160.33 | 727695.84 | 55316-3157 | USA | N45 | 1501 | ABB INDUSTRIAL CONNECTIONS AND SOLUTIONS | 27511 | Z6VKUSJF30LA000005KX | 5000AT / 5000AF, 3P, 480V, 100kAIC, Manually-Operated Fixed-Mounted (MOFX), 100% Rated ACBProvided with the following STANDARD features:• EKIP Touch LSIG Protection• RELT Switch (Arc Flash Reduction)• 400V AUX Contacts•Std 250V Bell AlarmProvided with the following OPTIONAL features:• 24VDC EKIP Supply (Relt Switch)• 8mm Padlockable Push-Button Cover• Test Report | PUR | 5000AT / 5000AF, 3P, 480V, 100kAIC, Manually-Operated Fixed-Mounted (MOFX), 100% Rated ACBProvided with the following STANDARD features:• EKIP Touch LSIG Protection• RELT Switch (Arc Flash Reduction)• 400V AUX Contacts•Std 250V Bell AlarmProvided with the following OPTIONAL features:• 24VDC EKIP Supply (Relt Switch)• 8mm Padlockable Push-Button Cover• Test Report | EA | EA |  | TRUE |  | P | B/W | 100
134006 | 1 | 1 | States | Champlin | Hayley Fabian | TRUE | 2026-06-10T00:00:00 | 2026-12-17T00:00:00 | 2026-12-17T00:00:00 | 20 | 0 | 20 | 132.67 | 2653.4 | 55316-3157 | USA | N45 | 1501 | ABB INDUSTRIAL CONNECTIONS AND SOLUTIONS | 27511 | XT1HU3015AFF000XXX | XT1H 125 TMF 15-500 3P F F UL/CSA | SRPP | XT1H 125 TMF 15-500 3P F F UL/CSA | EA | EA |  | TRUE |  | P | B/W | 100
134006 | 4 | 1 | States | Champlin | Hayley Fabian | TRUE | 2026-06-10T00:00:00 | 2026-12-17T00:00:00 | 2026-12-17T00:00:00 | 30 | 0 | 30 | 1575.18 | 47255.4 | 55316-3157 | USA | N45 | 1501 | ABB INDUSTRIAL CONNECTIONS AND SOLUTIONS | 27511 | XT5HQ340AGFN0HHXXX | 300AT / 400AF, 3P, 480V, 65kAIC, Distribution Feeder Circuit Breaker, 100% Rated MCCB• 480V, 3Ø, 3P, 65kAIC, 100% Rated• EKIP DIP, LSIG, (G Protection can be disabled)• 3Q+1SY 24VDC AUX Contacts• Padlock Device in Open Position• Amp Trip: 400 (Dialed Down up to 300A)• Amp Frame: 250• Amp Frame: 400• Bolt-on, Molded Case Circuit Breaker (MCCB)• Circuit Breaker Frame: XT5 | PUR | 300AT / 400AF, 3P, 480V, 65kAIC, Distribution Feeder Circuit Breaker, 100% Rated MCCB• 480V, 3Ø, 3P, 65kAIC, 100% Rated• EKIP DIP, LSIG, (G Protection can be disabled)• 3Q+1SY 24VDC AUX Contacts• Padlock Device in Open Position• Amp Trip: 400 (Dialed Down up to 300A)• Amp Frame: 250• Amp Frame: 400• Bolt-on, Molded Case Circuit Breaker (MCCB)• Circuit Breaker Frame: XT5 | EA | EA |  | TRUE |  | P | B/W | 100
134006 | 2 | 1 | States | Champlin | Hayley Fabian | TRUE | 2026-06-10T00:00:00 | 2026-12-17T00:00:00 | 2026-12-17T00:00:00 | 50 | 0 | 50 | 740.21 | 37010.5 | 55316-3157 | USA | N45 | 1501 | ABB INDUSTRIAL CONNECTIONS AND SOLUTIONS | 27511 | XT2HU31252FD0HHXXX | 50AT / 125AF, 3P, 480V, 65kAIC, Distribution Feeder Circuit Breaker, 80% Rated MCCB• 480V, 3Ø, 3P, 65kAIC, 80% Rated• EKIP DIP, LSIG, (G Protection can be disabled)• 3Q+1SY 24VDC AUX Contacts• Padlock Device in Open Position• Amp Trip: 125 (Dialed Down up to 50A)• Amp Frame: 125• Bolt-on, Molded Case Circuit Breaker (MCCB)• Circuit Breaker Frame: XT2 | PUR | 50AT / 125AF, 3P, 480V, 65kAIC, Distribution Feeder Circuit Breaker, 80% Rated MCCB• 480V, 3Ø, 3P, 65kAIC, 80% Rated• EKIP DIP, LSIG, (G Protection can be disabled)• 3Q+1SY 24VDC AUX Contacts• Padlock Device in Open Position• Amp Trip: 125 (Dialed Down up to 50A)• Amp Frame: 125• Bolt-on, Molded Case Circuit Breaker (MCCB)• Circuit Breaker Frame: XT2 | EA | EA |  | TRUE |  | P | B/W | 100
134006 | 3 | 1 | States | Champlin | Hayley Fabian | TRUE | 2026-06-10T00:00:00 | 2026-12-17T00:00:00 | 2026-12-17T00:00:00 | 30 | 0 | 30 | 982.13 | 29463.9 | 55316-3157 | USA | N45 | 1501 | ABB INDUSTRIAL CONNECTIONS AND SOLUTIONS | 27511 | XT4HQ32502FA0HHXXX | 150AT / 250AF, 3P, 480V, 65kAIC, Distribution Feeder Circuit Breaker, 100% Rated MCCB• 480V, 3Ø, 3P, 65kAIC, 100% Rated• EKIP DIP, LSIG, (G Protection can be disabled)• 3Q+1SY 24VDC AUX Contacts• Padlock Device in Open Position• Amp Trip: 250 (Dialed Down up to 150A)• Amp Frame: 250• Bolt-on, Molded Case Circuit Breaker (MCCB)• Circuit Breaker Frame: XT4 | PUR | 150AT / 250AF, 3P, 480V, 65kAIC, Distribution Feeder Circuit Breaker, 100% Rated MCCB• 480V, 3Ø, 3P, 65kAIC, 100% Rated• EKIP DIP, LSIG, (G Protection can be disabled)• 3Q+1SY 24VDC AUX Contacts• Padlock Device in Open Position• Amp Trip: 250 (Dialed Down up to 150A)• Amp Frame: 250• Bolt-on, Molded Case Circuit Breaker (MCCB)• Circuit Breaker Frame: XT4 | EA | EA |  | TRUE |  | P | B/W | 100
134006 | 8 | 1 | States | Champlin | Hayley Fabian | TRUE | 2026-06-10T00:00:00 | 2026-12-17T00:00:00 | 2026-12-17T00:00:00 | 96 | 0 | 96 | 7466.6 | 716793.6 | 55316-3157 | USA | N45 | 1501 | ABB INDUSTRIAL CONNECTIONS AND SOLUTIONS | 27511 | Z4VGULJF30LA000008KX | 2500AT / 2500AF, 3P, 480V, 100kAIC, E4.2, Manually-Operated Fixed-Mounted (MOFX), 100% Rated ACBProvided with the following STANDARD features:• EKIP Touch LSIG Protection• RELT Switch (Arc Flash Reduction)• 400V AUX Contacts•Std 250V Bell AlarmProvided with the following OPTIONAL features:• 24VDC EKIP Supply (Relt Switch)• 8mm Padlockable Push-Button Cover• Test Report | PUR | 2500AT / 2500AF, 3P, 480V, 100kAIC, E4.2, Manually-Operated Fixed-Mounted (MOFX), 100% Rated ACBProvided with the following STANDARD features:• EKIP Touch LSIG Protection• RELT Switch (Arc Flash Reduction)• 400V AUX Contacts•Std 250V Bell AlarmProvided with the following OPTIONAL features:• 24VDC EKIP Supply (Relt Switch)• 8mm Padlockable Push-Button Cover• Test Report | EA | EA |  | TRUE |  | P | B/W | 100
134006 | 9 | 1 | States | Champlin | Hayley Fabian | TRUE | 2026-06-10T00:00:00 | 2026-12-17T00:00:00 | 2026-12-17T00:00:00 | 20 | 0 | 20 | 10434.89 | 208697.8 | 55316-3157 | USA | N45 | 1501 | ABB INDUSTRIAL CONNECTIONS AND SOLUTIONS | 27511 | Z6HJURJF30LA000005KX | 4000AT / 4000AF, 3P, 480V, 85kAIC, E6.2 Manually-Operated Fixed-Mounted (MOFX), 100% Rated ACBProvided with the following STANDARD features:• EKIP Touch LSIG Protection• RELT Switch (Arc Flash Reduction)• 400V AUX Contacts•Std 250V Bell AlarmProvided with the following OPTIONAL features:• 24VDC EKIP Supply (Relt Switch)• 8mm Padlockable Push-Button Cover• Test Report | PUR | 4000AT / 4000AF, 3P, 480V, 85kAIC, E6.2 Manually-Operated Fixed-Mounted (MOFX), 100% Rated ACBProvided with the following STANDARD features:• EKIP Touch LSIG Protection• RELT Switch (Arc Flash Reduction)• 400V AUX Contacts•Std 250V Bell AlarmProvided with the following OPTIONAL features:• 24VDC EKIP Supply (Relt Switch)• 8mm Padlockable Push-Button Cover• Test Report | EA | EA |  | TRUE |  | P | B/W | 100
134006 | 5 | 1 | States | Champlin | Hayley Fabian | TRUE | 2026-06-10T00:00:00 | 2026-12-17T00:00:00 | 2026-12-17T00:00:00 | 50 | 0 | 50 | 4113.77 | 205688.5 | 55316-3157 | USA | N45 | 1501 | ABB INDUSTRIAL CONNECTIONS AND SOLUTIONS | 27511 | XT7HQ310DQFWYSJXXX | 1000AT / 1000AF, 3P, 480V, 65kAIC, Distribution Feeder Circuit Breaker, 100% Rated MCCB• 480V, 3Ø, 3P, 65kAIC, 100% Rated• EKIP Touch, LSIG, (G Protection can be disabled)• EKIP RELT 2K-3 with EKIP Supply 24-48VDC (E1.2)• AUX 4Q 24VDC Contacts• Padlock Device in Open Position• Amp Trip: 1000• Amp Frame: 1000• Bolt-on Molded-Case Circuit Breaker (MCCB)• Circuit Breaker Frame: XT7 | PUR | 1000AT / 1000AF, 3P, 480V, 65kAIC, Distribution Feeder Circuit Breaker, 100% Rated MCCB• 480V, 3Ø, 3P, 65kAIC, 100% Rated• EKIP Touch, LSIG, (G Protection can be disabled)• EKIP RELT 2K-3 with EKIP Supply 24-48VDC (E1.2)• AUX 4Q 24VDC Contacts• Padlock Device in Open Position• Amp Trip: 1000• Amp Frame: 1000• Bolt-on Molded-Case Circuit Breaker (MCCB)• Circuit Breaker Frame: XT7 | EA | EA |  | TRUE |  | P | B/W | 100
135907 | 2 | 1 | States | Champlin | Hayley Fabian | TRUE | 2026-09-04T00:00:00 | 2027-01-18T00:00:00 | 2027-01-18T00:00:00 | 336 | 0 | 336 | 2336.54 | 1458000.96 | 55316 | USA | N45 | 1501 | ABB INDUSTRIAL CONNECTIONS AND SOLUTIONS | 27511 | XT7HQ380CFFW0BGXXX | XT7H 800 E.DIP LSI 800 3P UL1001SDX384717R1XT7HQ380CFFW0BGXXX 100% RATED XT7 UL 3P (1SDA107723R1) 1/2 KIT STANDARD TERMINALS (1SDA050230R1) KIT FCCUAL 4X240 INF E1.2-XT7/M F 3PINST (1SDA073999R1) AUX 4Q 24V E1.2 (1SDA073751R1) PLL XT7 PADLOCKS DEVICE OPEN (1SDA105104R1) | PUR | XT7H 800 E.DIP LSI 800 3P UL1001SDX384717R1XT7HQ380CFFW0BGXXX 100% RATED XT7 UL 3P (1SDA107723R1) 1/2 KIT STANDARD TERMINALS (1SDA050230R1) KIT FCCUAL 4X240 INF E1.2-XT7/M F 3PINST (1SDA073999R1) AUX 4Q 24V E1.2 (1SDA073751R1) PLL XT7 PADLOCKS DEVICE OPEN (1SDA105104R1) | EA | EA |  | TRUE |  | P | B/W | 100
135907 | 4 | 1 | States | Champlin | Hayley Fabian | TRUE | 2026-09-04T00:00:00 | 2026-11-18T00:00:00 | 2026-11-18T00:00:00 | 128 | 0 | 128 | 15.83 | 6775.24 | 55316 | USA | N45 | 1501 | ABB INDUSTRIAL CONNECTIONS AND SOLUTIONS | 27511 | E93/30CC | Fuse Holder: Finger-safe, 3-Pole, 600VAC/DC, 30A, Class CC, accepts rejection style fuse | PUR | Fuse Holder: Finger-safe, 3-Pole, 600VAC/DC, 30A, Class CC, accepts rejection style fuse | EA | EA |  | TRUE |  | P | B/W | 100
135907 | 2 | 2 | States | Champlin | Hayley Fabian | TRUE | 2026-09-04T00:00:00 | 2027-01-18T00:00:00 | 2027-01-18T00:00:00 | 288 | 0 | 288 | 2336.54 | 1458000.96 | 55316 | USA | N45 | 1501 | ABB INDUSTRIAL CONNECTIONS AND SOLUTIONS | 27511 | XT7HQ380CFFW0BGXXX | XT7H 800 E.DIP LSI 800 3P UL1001SDX384717R1XT7HQ380CFFW0BGXXX 100% RATED XT7 UL 3P (1SDA107723R1) 1/2 KIT STANDARD TERMINALS (1SDA050230R1) KIT FCCUAL 4X240 INF E1.2-XT7/M F 3PINST (1SDA073999R1) AUX 4Q 24V E1.2 (1SDA073751R1) PLL XT7 PADLOCKS DEVICE OPEN (1SDA105104R1) | PUR | XT7H 800 E.DIP LSI 800 3P UL1001SDX384717R1XT7HQ380CFFW0BGXXX 100% RATED XT7 UL 3P (1SDA107723R1) 1/2 KIT STANDARD TERMINALS (1SDA050230R1) KIT FCCUAL 4X240 INF E1.2-XT7/M F 3PINST (1SDA073999R1) AUX 4Q 24V E1.2 (1SDA073751R1) PLL XT7 PADLOCKS DEVICE OPEN (1SDA105104R1) | EA | EA |  | TRUE |  | P | B/W | 100
135907 | 1 | 2 | States | Champlin | Hayley Fabian | TRUE | 2026-09-04T00:00:00 | 2027-01-18T00:00:00 | 2027-01-18T00:00:00 | 72 | 0 | 72 | 3366.73 | 525209.88 | 55316 | USA | N45 | 1501 | ABB INDUSTRIAL CONNECTIONS AND SOLUTIONS | 27511 | Z1SDUHJF30LBM00005XX | E1.2S-A 1200 EKIP TOUCH LSIG 3P F F: 1SDX449357R1 Z1SDUHJF30LBM00005XX KIT VR SUP E1.2 F 3PCS UL INST: 1SDA079836R1 KIT VR INF E1.2 F 3PCS UL INST: 1SDA079838R1 AUX 4Q 24 V DC E1.2: 1SDA073751R1 S51 250V E1.2: 1SDA073776R1 PBC D=8mm E1.2: 1SDA073857R1 TRANSPARENT COVER FOR EKIP DIP E1.2: 1SDA081405R1 Ekip Supply 24-48VDC: 1SDA074173R1 Ekip 2K-3 E1.2...E6.2: 1SDA074169R1 Bluetooth disabled ExCo: 1SDA114808R1 | PUR | E1.2S-A 1200 EKIP TOUCH LSIG 3P F F: 1SDX449357R1 Z1SDUHJF30LBM00005XX KIT VR SUP E1.2 F 3PCS UL INST: 1SDA079836R1 KIT VR INF E1.2 F 3PCS UL INST: 1SDA079838R1 AUX 4Q 24 V DC E1.2: 1SDA073751R1 S51 250V E1.2: 1SDA073776R1 PBC D=8mm E1.2: 1SDA073857R1 TRANSPARENT COVER FOR EKIP DIP E1.2: 1SDA081405R1 Ekip Supply 24-48VDC: 1SDA074173R1 Ekip 2K-3 E1.2...E6.2: 1SDA074169R1 Bluetooth disabled ExCo: 1SDA114808R1 | EA | EA |  | TRUE |  | P | B/W | 100
135907 | 3 | 2 | States | Champlin | Hayley Fabian | TRUE | 2026-09-04T00:00:00 | 2027-01-19T00:00:00 | 2027-01-19T00:00:00 | 17 | 0 | 17 | 151.45 | 23626.2 | 55316 | USA | N45 | 1501 | ABB INDUSTRIAL CONNECTIONS AND SOLUTIONS | 27511 | XT1HU3030AAA000XXX | XT1 30 TMF 3P 65KA 80% RATED UL WT. LINE SIDE LUGS AND LOAD SIDE LUGS | PUR | XT1 30 TMF 3P 65KA 80% RATED UL WT. LINE SIDE LUGS AND LOAD SIDE LUGS | EA | EA |  | TRUE |  | P | B/W | 100
135907 | 3 | 3 | States | Champlin | Hayley Fabian | TRUE | 2026-09-04T00:00:00 | 2027-03-04T00:00:00 | 2027-03-04T00:00:00 | 55 | 0 | 55 | 151.45 | 23626.2 | 55316 | USA | N45 | 1501 | ABB INDUSTRIAL CONNECTIONS AND SOLUTIONS | 27511 | XT1HU3030AAA000XXX | XT1 30 TMF 3P 65KA 80% RATED UL WT. LINE SIDE LUGS AND LOAD SIDE LUGS | PUR | XT1 30 TMF 3P 65KA 80% RATED UL WT. LINE SIDE LUGS AND LOAD SIDE LUGS | EA | EA |  | TRUE |  | P | B/W | 100
135907 | 3 | 1 | States | Champlin | Hayley Fabian | TRUE | 2026-09-04T00:00:00 | 2026-12-21T00:00:00 | 2026-12-21T00:00:00 | 84 | 0 | 84 | 151.45 | 23626.2 | 55316 | USA | N45 | 1501 | ABB INDUSTRIAL CONNECTIONS AND SOLUTIONS | 27511 | XT1HU3030AAA000XXX | XT1 30 TMF 3P 65KA 80% RATED UL WT. LINE SIDE LUGS AND LOAD SIDE LUGS | PUR | XT1 30 TMF 3P 65KA 80% RATED UL WT. LINE SIDE LUGS AND LOAD SIDE LUGS | EA | EA |  | TRUE |  | P | B/W | 100
135907 | 4 | 2 | States | Champlin | Hayley Fabian | TRUE | 2026-09-04T00:00:00 | 2027-01-04T00:00:00 | 2027-01-04T00:00:00 | 300 | 0 | 300 | 15.83 | 6775.24 | 55316 | USA | N45 | 1501 | ABB INDUSTRIAL CONNECTIONS AND SOLUTIONS | 27511 | E93/30CC | Fuse Holder: Finger-safe, 3-Pole, 600VAC/DC, 30A, Class CC, accepts rejection style fuse | PUR | Fuse Holder: Finger-safe, 3-Pole, 600VAC/DC, 30A, Class CC, accepts rejection style fuse | EA | EA |  | TRUE |  | P | B/W | 100
135907 | 1 | 1 | States | Champlin | Hayley Fabian | TRUE | 2026-09-04T00:00:00 | 2027-01-18T00:00:00 | 2027-01-18T00:00:00 | 84 | 0 | 84 | 3366.73 | 525209.88 | 55316 | USA | N45 | 1501 | ABB INDUSTRIAL CONNECTIONS AND SOLUTIONS | 27511 | Z1SDUHJF30LBM00005XX | E1.2S-A 1200 EKIP TOUCH LSIG 3P F F: 1SDX449357R1 Z1SDUHJF30LBM00005XX KIT VR SUP E1.2 F 3PCS UL INST: 1SDA079836R1 KIT VR INF E1.2 F 3PCS UL INST: 1SDA079838R1 AUX 4Q 24 V DC E1.2: 1SDA073751R1 S51 250V E1.2: 1SDA073776R1 PBC D=8mm E1.2: 1SDA073857R1 TRANSPARENT COVER FOR EKIP DIP E1.2: 1SDA081405R1 Ekip Supply 24-48VDC: 1SDA074173R1 Ekip 2K-3 E1.2...E6.2: 1SDA074169R1 Bluetooth disabled ExCo: 1SDA114808R1 | PUR | E1.2S-A 1200 EKIP TOUCH LSIG 3P F F: 1SDX449357R1 Z1SDUHJF30LBM00005XX KIT VR SUP E1.2 F 3PCS UL INST: 1SDA079836R1 KIT VR INF E1.2 F 3PCS UL INST: 1SDA079838R1 AUX 4Q 24 V DC E1.2: 1SDA073751R1 S51 250V E1.2: 1SDA073776R1 PBC D=8mm E1.2: 1SDA073857R1 TRANSPARENT COVER FOR EKIP DIP E1.2: 1SDA081405R1 Ekip Supply 24-48VDC: 1SDA074173R1 Ekip 2K-3 E1.2...E6.2: 1SDA074169R1 Bluetooth disabled ExCo: 1SDA114808R1 | EA | EA |  | TRUE |  | P | B/W | 100
135304 | 1 | 3 | States | Dayton | Hayley Fabian | TRUE | 2026-08-07T00:00:00 | 2026-10-05T00:00:00 | 2026-10-05T00:00:00 | 8 | 0 | 8 | 75.61 | 1058.54 | 55369-6417 | USA | N45 | 1501 | ABB INDUSTRIAL CONNECTIONS AND SOLUTIONS | 27511 | AB31B | RLP BOX N1 31.5L X 20W | PUR | 125VDC Panelboard, 100A main, 14 - 20A 2 pole branch breakers, 1B Box: AB31B (order per quote UM9-00028155) | EA | EA |  | TRUE |  | P | B/W | DAYTON |  | 77412-1
135304 | 1 | 2 | States | Dayton | Hayley Fabian | TRUE | 2026-08-07T00:00:00 | 2026-10-05T00:00:00 | 2026-10-05T00:00:00 | 2 | 0 | 2 | 75.61 | 1058.54 | 55369-6417 | USA | N45 | 1501 | ABB INDUSTRIAL CONNECTIONS AND SOLUTIONS | 27511 | AB31B | RLP BOX N1 31.5L X 20W | PUR | 125VDC Panelboard, 100A main, 14 - 20A 2 pole branch breakers, 1B Box: AB31B (order per quote UM9-00028155) | EA | EA |  | TRUE |  | P | B/W | DAYTON |  | 77412-3
135304 | 3 | 2 | States | Dayton | Hayley Fabian | TRUE | 2026-08-07T00:00:00 | 2026-10-05T00:00:00 | 2026-10-05T00:00:00 | 2 | 0 | 2 | 117.84 | 1649.76 | 55369-6417 | USA | N45 | 1501 | ABB INDUSTRIAL CONNECTIONS AND SOLUTIONS | 27511 | AF31SN | PRLP FRONT 31.5 X 20 SURF N | PUR | 125VDC Panelboard, 100A main, 14 - 20A 2 pole branch breakers, 1C Front: AF31SN (order per quote UM9-00028155) | EA | EA |  | TRUE |  | P | B/W | DAYTON |  | 77412-3
135304 | 1 | 1 | States | Dayton | Hayley Fabian | TRUE | 2026-08-07T00:00:00 | 2026-10-05T00:00:00 | 2026-10-05T00:00:00 | 4 | 0 | 4 | 75.61 | 1058.54 | 55369-6417 | USA | N45 | 1501 | ABB INDUSTRIAL CONNECTIONS AND SOLUTIONS | 27511 | AB31B | RLP BOX N1 31.5L X 20W | PUR | 125VDC Panelboard, 100A main, 14 - 20A 2 pole branch breakers, 1B Box: AB31B (order per quote UM9-00028155) | EA | EA |  | TRUE |  | P | B/W | DAYTON |  | 77412-2
135304 | 3 | 1 | States | Dayton | Hayley Fabian | TRUE | 2026-08-07T00:00:00 | 2026-10-05T00:00:00 | 2026-10-05T00:00:00 | 4 | 0 | 4 | 117.84 | 1649.76 | 55369-6417 | USA | N45 | 1501 | ABB INDUSTRIAL CONNECTIONS AND SOLUTIONS | 27511 | AF31SN | PRLP FRONT 31.5 X 20 SURF N | PUR | 125VDC Panelboard, 100A main, 14 - 20A 2 pole branch breakers, 1C Front: AF31SN (order per quote UM9-00028155) | EA | EA |  | TRUE |  | P | B/W | DAYTON |  | 77412-2
135304 | 3 | 3 | States | Dayton | Hayley Fabian | TRUE | 2026-08-07T00:00:00 | 2026-10-05T00:00:00 | 2026-10-05T00:00:00 | 8 | 0 | 8 | 117.84 | 1649.76 | 55369-6417 | USA | N45 | 1501 | ABB INDUSTRIAL CONNECTIONS AND SOLUTIONS | 27511 | AF31SN | PRLP FRONT 31.5 X 20 SURF N | PUR | 125VDC Panelboard, 100A main, 14 - 20A 2 pole branch breakers, 1C Front: AF31SN (order per quote UM9-00028155) | EA | EA |  | TRUE |  | P | B/W | DAYTON |  | 77412-1
135304 | 2 | 3 | States | Dayton | Hayley Fabian | TRUE | 2026-08-07T00:00:00 | 2026-10-05T00:00:00 | 2026-10-05T00:00:00 | 8 | 0 | 8 | 2003 | 28042 | 55369-6417 | USA | N45 | 1501 | ABB INDUSTRIAL CONNECTIONS AND SOLUTIONS | 27511 | AEF1301BB | 125VDC Panelboard, 100A main, 14 - 20A 2 pole branch breakers, 1A Interior : AEF1301BB (order per quote UM9-00028155) | PUR | 125VDC Panelboard, 100A main, 14 - 20A 2 pole branch breakers, 1A Interior : AEF1301BB (order per quote UM9-00028155) | EA | EA |  | TRUE |  | P | B/W | DAYTON |  | 77412-1
135304 | 2 | 1 | States | Dayton | Hayley Fabian | TRUE | 2026-08-07T00:00:00 | 2026-10-05T00:00:00 | 2026-10-05T00:00:00 | 4 | 0 | 4 | 2003 | 28042 | 55369-6417 | USA | N45 | 1501 | ABB INDUSTRIAL CONNECTIONS AND SOLUTIONS | 27511 | AEF1301BB | 125VDC Panelboard, 100A main, 14 - 20A 2 pole branch breakers, 1A Interior : AEF1301BB (order per quote UM9-00028155) | PUR | 125VDC Panelboard, 100A main, 14 - 20A 2 pole branch breakers, 1A Interior : AEF1301BB (order per quote UM9-00028155) | EA | EA |  | TRUE |  | P | B/W | DAYTON |  | 77412-2
135304 | 2 | 2 | States | Dayton | Hayley Fabian | TRUE | 2026-08-07T00:00:00 | 2026-10-05T00:00:00 | 2026-10-05T00:00:00 | 2 | 0 | 2 | 2003 | 28042 | 55369-6417 | USA | N45 | 1501 | ABB INDUSTRIAL CONNECTIONS AND SOLUTIONS | 27511 | AEF1301BB | 125VDC Panelboard, 100A main, 14 - 20A 2 pole branch breakers, 1A Interior : AEF1301BB (order per quote UM9-00028155) | PUR | 125VDC Panelboard, 100A main, 14 - 20A 2 pole branch breakers, 1A Interior : AEF1301BB (order per quote UM9-00028155) | EA | EA |  | TRUE |  | P | B/W | DAYTON |  | 77412-3
134986 | 6 | 1 | States | Forgent Power - Hanover | Hayley Fabian | TRUE | 2026-07-23T00:00:00 | 2026-11-23T00:00:00 | 2026-11-23T00:00:00 | 8 | 0 | 8 | 4402.15 | 35217.2 | 21076 | USA | N45 | 1501 | ABB INDUSTRIAL CONNECTIONS AND SOLUTIONS | 27511 | XT7HQ380CTWW21GXXE | 800AF/800AT, 65kA @ 480VAC, Ekip Hi-Touch LSI, 120V Ekip Supply, 4Q 400V Aux Contacts, Fixed Padlock in Open Position, Line & Load Lugs - (4) 4/0 -500kcmil, Test Report | PUR | 800AF/800AT, 65kA @ 480VAC, Ekip Hi-Touch LSI, 120V Ekip Supply, 4Q 400V Aux Contacts, Fixed Padlock in Open Position, Line & Load Lugs - (4) 4/0 -500kcmil, Test Report | EA | EA |  | TRUE |  | P | B/W | 100
134986 | 5 | 1 | States | Forgent Power - Hanover | Hayley Fabian | TRUE | 2026-07-23T00:00:00 | 2026-11-11T00:00:00 | 2026-11-11T00:00:00 | 16 | 0 | 16 | 4674.09 | 74785.44 | 21076 | USA | N45 | 1501 | ABB INDUSTRIAL CONNECTIONS AND SOLUTIONS | 27511 | Z2SFUKJJ83LA000005XX | 2000A, 65kA, 3-Pole, Fixed, Ekip Hi-Touch LSIG, ModBus TCP, RELT, 120V Ekip Supply, 4 Aux Contacts, PushButton Cover, Vertical Terminals | PUR | 2000A, 65kA, 3-Pole, Fixed, Ekip Hi-Touch LSIG, ModBus TCP, RELT, 120V Ekip Supply, 4 Aux Contacts, PushButton Cover, Vertical Terminals | EA | EA |  | TRUE |  | P | B/W | 100
134986 | 4 | 1 | States | Forgent Power - Hanover | Hayley Fabian | TRUE | 2026-07-23T00:00:00 | 2026-11-17T00:00:00 | 2026-11-17T00:00:00 | 8 | 0 | 8 | 10916.85 | 87334.8 | 21076 | USA | N45 | 1501 | ABB INDUSTRIAL CONNECTIONS AND SOLUTIONS | 27511 | Z6HJURJJ83LA00000WXX | 4000A, 85kA, 3-Pole, Fixed, Ekip Hi-Touch LSIG, ModBus TCP, RELT, 120V Ekip Supply, 4 Aux Contacts, PushButton Cover, Kirk Key in Open Position, Vertical Terminals | PUR | 4000A, 85kA, 3-Pole, Fixed, Ekip Hi-Touch LSIG, ModBus TCP, RELT, 120V Ekip Supply, 4 Aux Contacts, PushButton Cover, Kirk Key in Open Position, Vertical Terminals | EA | EA |  | TRUE |  | P | B/W | 100
134986 | 8 | 1 | States | Forgent Power - Hanover | Hayley Fabian | TRUE | 2026-07-23T00:00:00 | 2026-11-02T00:00:00 | 2026-11-02T00:00:00 | 8 | 0 | 8 | 703.25 | 5626 | 21076 | USA | N45 | 1501 | ABB INDUSTRIAL CONNECTIONS AND SOLUTIONS | 27511 | XT4HU32251AA000XXX | 250AF/225AT, 65kA, Ekip DIP LSI. Line & Load Lugs = 10AWG - 250MCM | PUR | 250AF/225AT, 65kA, Ekip DIP LSI. Line & Load Lugs = 10AWG - 250MCM | EA | EA |  | TRUE |  | P | B/W | 100
134986 | 9 | 1 | States | Forgent Power - Hanover | Hayley Fabian | TRUE | 2026-07-23T00:00:00 | 2026-11-11T00:00:00 | 2026-11-11T00:00:00 | 4 | 0 | 4 | 151.45 | 605.8 | 21076 | USA | N45 | 1501 | ABB INDUSTRIAL CONNECTIONS AND SOLUTIONS | 27511 | XT1HU3020AAA000XXX | 125AF/20AT, 65kA, Thermal Mag. Line & Load Lugs = 14 - 1/0 AWG | PUR | 125AF/20AT, 65kA, Thermal Mag. Line & Load Lugs = 14 - 1/0 AWG | EA | EA |  | TRUE |  | P | B/W | 100
134986 | 1 | 1 | States | Forgent Power - Hanover | Hayley Fabian | TRUE | 2026-07-23T00:00:00 | 2026-11-09T00:00:00 | 2026-11-09T00:00:00 | 4 | 0 | 4 | 12660.89 | 50643.56 | 21076 | USA | N45 | 1501 | ABB INDUSTRIAL CONNECTIONS AND SOLUTIONS | 27511 | Z6HJURAK83LA000005XX | 4000A, 85kA, 3-Pole, Draw-Out, Ekip Hi-Touch LSIG, ModBus TCP, RELT, 120V Ekip Supply, 4 Aux Contacts, PushButton Cover | PUR | 4000A, 85kA, 3-Pole, Draw-Out, Ekip Hi-Touch LSIG, ModBus TCP, RELT, 120V Ekip Supply, 4 Aux Contacts, PushButton Cover | EA | EA |  | TRUE |  | P | B/W | 100
134986 | 2 | 1 | States | Forgent Power - Hanover | Hayley Fabian | TRUE | 2026-07-23T00:00:00 | 2026-11-23T00:00:00 | 2026-11-23T00:00:00 | 4 | 0 | 4 | 4868.67 | 19474.68 | 21076 | USA | N45 | 1501 | ABB INDUSTRIAL CONNECTIONS AND SOLUTIONS | 27511 | Z6A50J0XX | Cradle - Vertical Terminals | PUR | Cradle - Vertical Terminals | EA | EA |  | TRUE |  | P | B/W | 100
134986 | 3 | 1 | States | Forgent Power - Hanover | Hayley Fabian | TRUE | 2026-07-23T00:00:00 | 2026-10-26T00:00:00 | 2026-10-26T00:00:00 | 8 | 0 | 8 | 6146.5 | 49172 | 21076 | USA | N45 | 1501 | ABB INDUSTRIAL CONNECTIONS AND SOLUTIONS | 27511 | Z4SGULJJ83LA000005XX | 2500A, 65kA, 3-Pole, Fixed, Ekip Hi-Touch LSIG, ModBus TCP, RELT, 120V Ekip Supply, 4 Aux Contacts, PushButton Cover, Vertical Terminals | PUR | 2500A, 65kA, 3-Pole, Fixed, Ekip Hi-Touch LSIG, ModBus TCP, RELT, 120V Ekip Supply, 4 Aux Contacts, PushButton Cover, Vertical Terminals | EA | EA |  | TRUE |  | P | B/W | 100
134065 | 1 | 8 | States | Forgent Power Solutions | Hayley Fabian | TRUE | 2026-06-12T00:00:00 | 2026-10-08T00:00:00 | 2026-10-08T00:00:00 | 20 | 0 | 20 | 12660.89 | 1873811.72 | 21076 | USA | N45 | 1501 | ABB INDUSTRIAL CONNECTIONS AND SOLUTIONS | 27511 | Z6HJURAK83LA000005XX | 4000A, 85kA, 3-Pole, Draw-Out, Ekip Hi-Touch LSIG, ModBus TCP, RELT, 120V Ekip Supply, 4 Aux Contacts, PushButton Cover | PUR | 4000A, 85kA, 3-Pole, Draw-Out, Ekip Hi-Touch LSIG, ModBus TCP, RELT, 120V Ekip Supply, 4 Aux Contacts, PushButton Cover | EA | EA |  | TRUE |  | P | B/W | 100
134065 | 1 | 5 | States | Forgent Power Solutions | Hayley Fabian | TRUE | 2026-06-12T00:00:00 | 2026-09-17T00:00:00 | 2026-09-17T00:00:00 | 10 | 7 | 3 | 12660.89 | 1873811.72 | 21076 | USA | N45 | 1501 | ABB INDUSTRIAL CONNECTIONS AND SOLUTIONS | 27511 | Z6HJURAK83LA000005XX | 4000A, 85kA, 3-Pole, Draw-Out, Ekip Hi-Touch LSIG, ModBus TCP, RELT, 120V Ekip Supply, 4 Aux Contacts, PushButton Cover | PUR | 4000A, 85kA, 3-Pole, Draw-Out, Ekip Hi-Touch LSIG, ModBus TCP, RELT, 120V Ekip Supply, 4 Aux Contacts, PushButton Cover | EA | EA |  | TRUE |  | P | B/W | 100
134065 | 1 | 7 | States | Forgent Power Solutions | Hayley Fabian | TRUE | 2026-06-12T00:00:00 | 2026-10-01T00:00:00 | 2026-10-01T00:00:00 | 20 | 0 | 20 | 12660.89 | 1873811.72 | 21076 | USA | N45 | 1501 | ABB INDUSTRIAL CONNECTIONS AND SOLUTIONS | 27511 | Z6HJURAK83LA000005XX | 4000A, 85kA, 3-Pole, Draw-Out, Ekip Hi-Touch LSIG, ModBus TCP, RELT, 120V Ekip Supply, 4 Aux Contacts, PushButton Cover | PUR | 4000A, 85kA, 3-Pole, Draw-Out, Ekip Hi-Touch LSIG, ModBus TCP, RELT, 120V Ekip Supply, 4 Aux Contacts, PushButton Cover | EA | EA |  | TRUE |  | P | B/W | 100
134065 | 1 | 6 | States | Forgent Power Solutions | Hayley Fabian | TRUE | 2026-06-12T00:00:00 | 2026-09-24T00:00:00 | 2026-09-24T00:00:00 | 20 | 0 | 20 | 12660.89 | 1873811.72 | 21076 | USA | N45 | 1501 | ABB INDUSTRIAL CONNECTIONS AND SOLUTIONS | 27511 | Z6HJURAK83LA000005XX | 4000A, 85kA, 3-Pole, Draw-Out, Ekip Hi-Touch LSIG, ModBus TCP, RELT, 120V Ekip Supply, 4 Aux Contacts, PushButton Cover | PUR | 4000A, 85kA, 3-Pole, Draw-Out, Ekip Hi-Touch LSIG, ModBus TCP, RELT, 120V Ekip Supply, 4 Aux Contacts, PushButton Cover | EA | EA |  | TRUE |  | P | B/W | 100
134065 | 1 | 10 | States | Forgent Power Solutions | Hayley Fabian | TRUE | 2026-06-12T00:00:00 | 2026-10-22T00:00:00 | 2026-10-22T00:00:00 | 10 | 0 | 10 | 12660.89 | 1873811.72 | 21076 | USA | N45 | 1501 | ABB INDUSTRIAL CONNECTIONS AND SOLUTIONS | 27511 | Z6HJURAK83LA000005XX | 4000A, 85kA, 3-Pole, Draw-Out, Ekip Hi-Touch LSIG, ModBus TCP, RELT, 120V Ekip Supply, 4 Aux Contacts, PushButton Cover | PUR | 4000A, 85kA, 3-Pole, Draw-Out, Ekip Hi-Touch LSIG, ModBus TCP, RELT, 120V Ekip Supply, 4 Aux Contacts, PushButton Cover | EA | EA |  | TRUE |  | P | B/W | 100
134065 | 1 | 11 | States | Forgent Power Solutions | Hayley Fabian | TRUE | 2026-06-12T00:00:00 | 2026-10-29T00:00:00 | 2026-10-29T00:00:00 | 15 | 0 | 15 | 12660.89 | 1873811.72 | 21076 | USA | N45 | 1501 | ABB INDUSTRIAL CONNECTIONS AND SOLUTIONS | 27511 | Z6HJURAK83LA000005XX | 4000A, 85kA, 3-Pole, Draw-Out, Ekip Hi-Touch LSIG, ModBus TCP, RELT, 120V Ekip Supply, 4 Aux Contacts, PushButton Cover | PUR | 4000A, 85kA, 3-Pole, Draw-Out, Ekip Hi-Touch LSIG, ModBus TCP, RELT, 120V Ekip Supply, 4 Aux Contacts, PushButton Cover | EA | EA |  | TRUE |  | P | B/W | 100
134065 | 1 | 9 | States | Forgent Power Solutions | Hayley Fabian | TRUE | 2026-06-12T00:00:00 | 2026-10-15T00:00:00 | 2026-10-15T00:00:00 | 20 | 0 | 20 | 12660.89 | 1873811.72 | 21076 | USA | N45 | 1501 | ABB INDUSTRIAL CONNECTIONS AND SOLUTIONS | 27511 | Z6HJURAK83LA000005XX | 4000A, 85kA, 3-Pole, Draw-Out, Ekip Hi-Touch LSIG, ModBus TCP, RELT, 120V Ekip Supply, 4 Aux Contacts, PushButton Cover | PUR | 4000A, 85kA, 3-Pole, Draw-Out, Ekip Hi-Touch LSIG, ModBus TCP, RELT, 120V Ekip Supply, 4 Aux Contacts, PushButton Cover | EA | EA |  | TRUE |  | P | B/W | 100
134950 | 1 | 1 | States | Champlin | Hayley Fabian | TRUE | 2026-07-22T00:00:00 | 2026-11-13T00:00:00 | 2026-10-28T00:00:00 | 1 | 0 | 1 | 10912.42 | 10912.42 | 55316-3157 | USA | N45 | 1501 | ABB INDUSTRIAL CONNECTIONS AND SOLUTIONS | 27511 | Z4VHUKAF40LA0EA048EX | E4.2V-A 3200 EKIP TOUCH LSIG 3P WMP, RATING PLUG 2000A (UL), YO E1.2..E6.2 24 VAC/DC, YC E1.2..E6.2 110-120 VAC/DC, M E2.2..E6.2 100-130 VAC/DC + MC 400V, SW MEASURING PACKAGE FOR EMAX 2, BELL ALARM 250V E2.2..E6.2, PLC PADLOCK OPEN D=8MM/0.31" E2.2..E6.2, PLP PADLOCK RKD IN/OUT E+A12.2..E6.2, EKIP SUPPLY 24-48VDC E1.2..E6.2, EKIP 2K-3 E1.2..E6.2, AUX 4Q (4 FORM C) 400V E2.2..E6.2 | PUR | E4.2V-A 3200 EKIP TOUCH LSIG 3P WMP, RATING PLUG 2000A (UL), YO E1.2..E6.2 24 VAC/DC, YC E1.2..E6.2 110-120 VAC/DC, M E2.2..E6.2 100-130 VAC/DC + MC 400V, SW MEASURING PACKAGE FOR EMAX 2, BELL ALARM 250V E2.2..E6.2, PLC PADLOCK OPEN D=8MM/0.31" E2.2..E6.2, PLP PADLOCK RKD IN/OUT E+A12.2..E6.2, EKIP SUPPLY 24-48VDC E1.2..E6.2, EKIP 2K-3 E1.2..E6.2, AUX 4Q (4 FORM C) 400V E2.2..E6.2 | EA | EA |  | TRUE |  | P | B/W | 100
131996 | 4 | 3 | States | Champlin | Hayley Fabian | TRUE | 2026-03-24T00:00:00 | 2026-11-17T00:00:00 | 2026-07-23T00:00:00 | 520 | 0 | 520 | 463.19 | 333496.8 | 55316-3157 | USA | N45 | 1501 | ABB INDUSTRIAL CONNECTIONS AND SOLUTIONS | 27511 | ZEAMODTCP | EKIP MODBUS | PUR | EKIP MODBUS | EA | EA |  | TRUE |  | P | B/W | Dayton
135114 | 19 | 1 | States | Champlin | Hayley Fabian | TRUE | 2026-07-30T00:00:00 | 2026-11-03T00:00:00 | 2026-11-03T00:00:00 | 1 | 0 | 1 | 290.59 | 290.59 | 55316-3157 | USA | N45 | 1501 | ABB INDUSTRIAL CONNECTIONS AND SOLUTIONS | 27511 | 77311-PPXT FA BOX-03MECH-02 | PPXT FA BOX | Buy | PPXT FA BOX | EA | EA |  | TRUE |  | P | B/W | 100
135114 | 21 | 1 | States | Champlin | Hayley Fabian | TRUE | 2026-07-30T00:00:00 | 2026-11-03T00:00:00 | 2026-11-03T00:00:00 | 1 | 0 | 1 | 290.59 | 290.59 | 55316-3157 | USA | N45 | 1501 | ABB INDUSTRIAL CONNECTIONS AND SOLUTIONS | 27511 | 77311-PPXT FA BOX-03MECH-04 | PPXT FA BOX | Buy | PPXT FA BOX | EA | EA |  | TRUE |  | P | B/W | 100
135114 | 32 | 1 | States | Champlin | Hayley Fabian | TRUE | 2026-07-30T00:00:00 | 2026-11-03T00:00:00 | 2026-11-03T00:00:00 | 1 | 0 | 1 | 290.59 | 290.59 | 55316-3157 | USA | N45 | 1501 | ABB INDUSTRIAL CONNECTIONS AND SOLUTIONS | 27511 | 77311-PPXT FA BOX-05MECH-05 | PPXT FA BOX | Buy | PPXT FA BOX | EA | EA |  | TRUE |  | P | B/W | 100
135114 | 7 | 1 | States | Champlin | Hayley Fabian | TRUE | 2026-07-30T00:00:00 | 2026-10-27T00:00:00 | 2026-10-27T00:00:00 | 1 | 0 | 1 | 122.27 | 122.27 | 55316-3157 | USA | N45 | 1501 | ABB INDUSTRIAL CONNECTIONS AND SOLUTIONS | 27511 | 77311-AB76B-05P-2N-1 | Box: AB76B | Buy | Box: AB76B | EA | EA |  | TRUE |  | P | B/W | 100
135114 | 36 | 1 | States | Champlin | Hayley Fabian | TRUE | 2026-07-30T00:00:00 | 2026-10-28T00:00:00 | 2026-10-28T00:00:00 | 1 | 0 | 1 | 8451.3 | 8451.3 | 55316-3157 | USA | N45 | 1501 | ABB INDUSTRIAL CONNECTIONS AND SOLUTIONS | 27511 | 77311-PPXT FA INT-03MECH-04 | PPXT FA INT | Buy | PPXT FA INT | EA | EA |  | TRUE |  | P | B/W | 100
135114 | 51 | 1 | States | Champlin | Hayley Fabian | TRUE | 2026-07-30T00:00:00 | 2026-10-27T00:00:00 | 2026-10-27T00:00:00 | 1 | 0 | 1 | 3427.35 | 3427.35 | 55316-3157 | USA | N45 | 1501 | ABB INDUSTRIAL CONNECTIONS AND SOLUTIONS | 27511 | 77311-RQF-SLT-INT-03P-2N-1 | Interior : AQF3422JBX AXS5N2MSPS | Buy | Interior : AQF3422JBX AXS5N2MSPS | EA | EA |  | TRUE |  | P | B/W | 100
135114 | 56 | 1 | States | Champlin | Hayley Fabian | TRUE | 2026-07-30T00:00:00 | 2026-10-27T00:00:00 | 2026-10-27T00:00:00 | 1 | 0 | 1 | 7608.61 | 7608.61 | 55316-3157 | USA | N45 | 1501 | ABB INDUSTRIAL CONNECTIONS AND SOLUTIONS | 27511 | 77311-RSF-SLT-INT-05P-4N-1 | Interior : ASF3424KBX AXS5N2MSPS | Buy | Interior : ASF3424KBX AXS5N2MSPS | EA | EA |  | TRUE |  | P | B/W | 100
135114 | 35 | 1 | States | Champlin | Hayley Fabian | TRUE | 2026-07-30T00:00:00 | 2026-10-28T00:00:00 | 2026-10-28T00:00:00 | 1 | 0 | 1 | 9185.11 | 9185.11 | 55316-3157 | USA | N45 | 1501 | ABB INDUSTRIAL CONNECTIONS AND SOLUTIONS | 27511 | 77311-PPXT FA INT-03MECH-03 | PPXT FA INT | Buy | PPXT FA INT | EA | EA |  | TRUE |  | P | B/W | 100
135114 | 5 | 1 | States | Champlin | Hayley Fabian | TRUE | 2026-07-30T00:00:00 | 2026-10-27T00:00:00 | 2026-10-27T00:00:00 | 1 | 0 | 1 | 134.21 | 134.21 | 55316-3157 | USA | N45 | 1501 | ABB INDUSTRIAL CONNECTIONS AND SOLUTIONS | 27511 | 77311-AB76B-04P-4N-1 | Box: AB76B | Buy | Box: AB76B | EA | EA |  | TRUE |  | P | B/W | 100
135114 | 3 | 1 | States | Champlin | Hayley Fabian | TRUE | 2026-07-30T00:00:00 | 2026-10-27T00:00:00 | 2026-10-27T00:00:00 | 1 | 0 | 1 | 122.27 | 122.27 | 55316-3157 | USA | N45 | 1501 | ABB INDUSTRIAL CONNECTIONS AND SOLUTIONS | 27511 | 77311-AB76B-03P-BB.1-11 | Box: AB76B | Buy | Box: AB76B | EA | EA |  | TRUE |  | P | B/W | 100
135114 | 55 | 1 | States | Champlin | Hayley Fabian | TRUE | 2026-07-30T00:00:00 | 2026-10-27T00:00:00 | 2026-10-27T00:00:00 | 1 | 0 | 1 | 7669.8 | 7669.8 | 55316-3157 | USA | N45 | 1501 | ABB INDUSTRIAL CONNECTIONS AND SOLUTIONS | 27511 | 77311-RSF-SLT-INT-04P-4N-1 | Interior : ASF3424KBX AXS5N2MSPS | Buy | Interior : ASF3424KBX AXS5N2MSPS | EA | EA |  | TRUE |  | P | B/W | 100
135114 | 37 | 1 | States | Champlin | Hayley Fabian | TRUE | 2026-07-30T00:00:00 | 2026-10-28T00:00:00 | 2026-10-28T00:00:00 | 1 | 0 | 1 | 8451.3 | 8451.3 | 55316-3157 | USA | N45 | 1501 | ABB INDUSTRIAL CONNECTIONS AND SOLUTIONS | 27511 | 77311-PPXT FA INT-03MECH-05 | PPXT FA INT | Buy | PPXT FA INT | EA | EA |  | TRUE |  | P | B/W | 100
135114 | 31 | 1 | States | Champlin | Hayley Fabian | TRUE | 2026-07-30T00:00:00 | 2026-11-03T00:00:00 | 2026-11-03T00:00:00 | 1 | 0 | 1 | 290.59 | 290.59 | 55316-3157 | USA | N45 | 1501 | ABB INDUSTRIAL CONNECTIONS AND SOLUTIONS | 27511 | 77311-PPXT FA BOX-05MECH-04 | PPXT FA BOX | Buy | PPXT FA BOX | EA | EA |  | TRUE |  | P | B/W | 100
135114 | 39 | 1 | States | Champlin | Hayley Fabian | TRUE | 2026-07-30T00:00:00 | 2026-10-28T00:00:00 | 2026-10-28T00:00:00 | 1 | 0 | 1 | 8451.3 | 8451.3 | 55316-3157 | USA | N45 | 1501 | ABB INDUSTRIAL CONNECTIONS AND SOLUTIONS | 27511 | 77311-PPXT FA INT-04MECH-02 | PPXT FA INT | Buy | PPXT FA INT | EA | EA |  | TRUE |  | P | B/W | 100
135114 | 10 | 1 | States | Champlin | Hayley Fabian | TRUE | 2026-07-30T00:00:00 | 2026-10-27T00:00:00 | 2026-10-27T00:00:00 | 1 | 0 | 1 | 102.6 | 102.6 | 55316-3157 | USA | N45 | 1501 | ABB INDUSTRIAL CONNECTIONS AND SOLUTIONS | 27511 | 77311-AF76SN-03P-2N-1 | Front: AF76SN | Buy | Front: AF76SN | EA | EA |  | TRUE |  | P | B/W | 100
135114 | 57 | 1 | States | Champlin | Hayley Fabian | TRUE | 2026-07-30T00:00:00 | 2026-10-27T00:00:00 | 2026-10-27T00:00:00 | 1 | 0 | 1 | 168.93 | 168.93 | 55316-3157 | USA | N45 | 1501 | ABB INDUSTRIAL CONNECTIONS AND SOLUTIONS | 27511 | 77312-AF76STN-04P-4N-1 | Front: AF76STN | Buy | Front: AF76STN | EA | EA |  | TRUE |  | P | B/W | 100
135114 | 46 | 1 | States | Champlin | Hayley Fabian | TRUE | 2026-07-30T00:00:00 | 2026-10-28T00:00:00 | 2026-10-28T00:00:00 | 1 | 0 | 1 | 8451.3 | 8451.3 | 55316-3157 | USA | N45 | 1501 | ABB INDUSTRIAL CONNECTIONS AND SOLUTIONS | 27511 | 77311-PPXT FA INT-05MECH-04 | PPXT FA INT | Buy | PPXT FA INT | EA | EA |  | TRUE |  | P | B/W | 100
135114 | 9 | 1 | States | Champlin | Hayley Fabian | TRUE | 2026-07-30T00:00:00 | 2026-10-27T00:00:00 | 2026-10-27T00:00:00 | 1 | 0 | 1 | 122.27 | 122.27 | 55316-3157 | USA | N45 | 1501 | ABB INDUSTRIAL CONNECTIONS AND SOLUTIONS | 27511 | 77311-AB76B-05P-BB.1-11 | Box: AB76B | Buy | Box: AB76B | EA | EA |  | TRUE |  | P | B/W | 100
135114 | 48 | 1 | States | Champlin | Hayley Fabian | TRUE | 2026-07-30T00:00:00 | 2026-10-27T00:00:00 | 2026-10-27T00:00:00 | 1 | 0 | 1 | 3425.64 | 3425.64 | 55316-3157 | USA | N45 | 1501 | ABB INDUSTRIAL CONNECTIONS AND SOLUTIONS | 27511 | 77311-RQFC-INTERIOR-03P-BB.1-11 | Interior : AQF3422JBX AXS5N2MSPS | Buy | Interior : AQF3422JBX AXS5N2MSPS | EA | EA |  | TRUE |  | P | B/W | 100
135114 | 52 | 1 | States | Champlin | Hayley Fabian | TRUE | 2026-07-30T00:00:00 | 2026-10-27T00:00:00 | 2026-10-27T00:00:00 | 1 | 0 | 1 | 3446.51 | 3446.51 | 55316-3157 | USA | N45 | 1501 | ABB INDUSTRIAL CONNECTIONS AND SOLUTIONS | 27511 | 77311-RQF-SLT-INT-04P-2N-1 | Interior : AQF3422JBX AXS5N2MSPS | Buy | Interior : AQF3422JBX AXS5N2MSPS | EA | EA |  | TRUE |  | P | B/W | 100
135114 | 24 | 1 | States | Champlin | Hayley Fabian | TRUE | 2026-07-30T00:00:00 | 2026-11-03T00:00:00 | 2026-11-03T00:00:00 | 1 | 0 | 1 | 290.59 | 290.59 | 55316-3157 | USA | N45 | 1501 | ABB INDUSTRIAL CONNECTIONS AND SOLUTIONS | 27511 | 77311-PPXT FA BOX-04MECH-02 | PPXT FA BOX | Buy | PPXT FA BOX | EA | EA |  | TRUE |  | P | B/W | 100
135114 | 14 | 1 | States | Champlin | Hayley Fabian | TRUE | 2026-07-30T00:00:00 | 2026-10-27T00:00:00 | 2026-10-27T00:00:00 | 1 | 0 | 1 | 102.6 | 102.6 | 55316-3157 | USA | N45 | 1501 | ABB INDUSTRIAL CONNECTIONS AND SOLUTIONS | 27511 | 77311-AF76SN-05P-2N-1 | Front: AF76SN | Buy | Front: AF76SN | EA | EA |  | TRUE |  | P | B/W | 100
135114 | 47 | 1 | States | Champlin | Hayley Fabian | TRUE | 2026-07-30T00:00:00 | 2026-10-28T00:00:00 | 2026-10-28T00:00:00 | 1 | 0 | 1 | 8451.3 | 8451.3 | 55316-3157 | USA | N45 | 1501 | ABB INDUSTRIAL CONNECTIONS AND SOLUTIONS | 27511 | 77311-PPXT FA INT-05MECH-05 | PPXT FA INT | Buy | PPXT FA INT | EA | EA |  | TRUE |  | P | B/W | 100
135114 | 43 | 1 | States | Champlin | Hayley Fabian | TRUE | 2026-07-30T00:00:00 | 2026-10-28T00:00:00 | 2026-10-28T00:00:00 | 1 | 0 | 1 | 8451.3 | 8451.3 | 55316-3157 | USA | N45 | 1501 | ABB INDUSTRIAL CONNECTIONS AND SOLUTIONS | 27511 | 77311-PPXT FA INT-05MECH-01 | PPXT FA INT | Buy | PPXT FA INT | EA | EA |  | TRUE |  | P | B/W | 100
135114 | 12 | 1 | States | Champlin | Hayley Fabian | TRUE | 2026-07-30T00:00:00 | 2026-10-27T00:00:00 | 2026-10-27T00:00:00 | 1 | 0 | 1 | 102.6 | 102.6 | 55316-3157 | USA | N45 | 1501 | ABB INDUSTRIAL CONNECTIONS AND SOLUTIONS | 27511 | 77311-AF76SN-04P-2N-1 | Front: AF76SN | Buy | Front: AF76SN | EA | EA |  | TRUE |  | P | B/W | 100
135114 | 27 | 1 | States | Champlin | Hayley Fabian | TRUE | 2026-07-30T00:00:00 | 2026-11-03T00:00:00 | 2026-11-03T00:00:00 | 1 | 0 | 1 | 290.59 | 290.59 | 55316-3157 | USA | N45 | 1501 | ABB INDUSTRIAL CONNECTIONS AND SOLUTIONS | 27511 | 77311-PPXT FA BOX-04MECH-05 | PPXT FA BOX | Buy | PPXT FA BOX | EA | EA |  | TRUE |  | P | B/W | 100
135114 | 23 | 1 | States | Champlin | Hayley Fabian | TRUE | 2026-07-30T00:00:00 | 2026-11-03T00:00:00 | 2026-11-03T00:00:00 | 1 | 0 | 1 | 290.59 | 290.59 | 55316-3157 | USA | N45 | 1501 | ABB INDUSTRIAL CONNECTIONS AND SOLUTIONS | 27511 | 77311-PPXT FA BOX-04MECH-01 | PPXT FA BOX | Buy | PPXT FA BOX | EA | EA |  | TRUE |  | P | B/W | 100
135114 | 38 | 1 | States | Champlin | Hayley Fabian | TRUE | 2026-07-30T00:00:00 | 2026-10-28T00:00:00 | 2026-10-28T00:00:00 | 1 | 0 | 1 | 8451.3 | 8451.3 | 55316-3157 | USA | N45 | 1501 | ABB INDUSTRIAL CONNECTIONS AND SOLUTIONS | 27511 | 77311-PPXT FA INT-04MECH-01 | PPXT FA INT | Buy | PPXT FA INT | EA | EA |  | TRUE |  | P | B/W | 100
135114 | 25 | 1 | States | Champlin | Hayley Fabian | TRUE | 2026-07-30T00:00:00 | 2026-11-03T00:00:00 | 2026-11-03T00:00:00 | 1 | 0 | 1 | 290.59 | 290.59 | 55316-3157 | USA | N45 | 1501 | ABB INDUSTRIAL CONNECTIONS AND SOLUTIONS | 27511 | 77311-PPXT FA BOX-04MECH-03 | PPXT FA BOX | Buy | PPXT FA BOX | EA | EA |  | TRUE |  | P | B/W | 100
135114 | 2 | 1 | States | Champlin | Hayley Fabian | TRUE | 2026-07-30T00:00:00 | 2026-10-27T00:00:00 | 2026-10-27T00:00:00 | 1 | 0 | 1 | 134.21 | 134.21 | 55316-3157 | USA | N45 | 1501 | ABB INDUSTRIAL CONNECTIONS AND SOLUTIONS | 27511 | 77311-AB76B-03P-4N-1 | Box: AB76B | Buy | Box: AB76B | EA | EA |  | TRUE |  | P | B/W | 100
135114 | 13 | 1 | States | Champlin | Hayley Fabian | TRUE | 2026-07-30T00:00:00 | 2026-10-27T00:00:00 | 2026-10-27T00:00:00 | 1 | 0 | 1 | 102.6 | 102.6 | 55316-3157 | USA | N45 | 1501 | ABB INDUSTRIAL CONNECTIONS AND SOLUTIONS | 27511 | 77311-AF76SN-04P-BB.1-11 | Front: AF76SN | Buy | Front: AF76SN | EA | EA |  | TRUE |  | P | B/W | 100
135114 | 50 | 1 | States | Champlin | Hayley Fabian | TRUE | 2026-07-30T00:00:00 | 2026-10-27T00:00:00 | 2026-10-27T00:00:00 | 1 | 0 | 1 | 3425.64 | 3425.64 | 55316-3157 | USA | N45 | 1501 | ABB INDUSTRIAL CONNECTIONS AND SOLUTIONS | 27511 | 77311-RQFC-INTERIOR-05P-BB.1-11 | Interior : AQF3422JBX AXS5N2MSPS | Buy | Interior : AQF3422JBX AXS5N2MSPS | EA | EA |  | TRUE |  | P | B/W | 100
135114 | 44 | 1 | States | Champlin | Hayley Fabian | TRUE | 2026-07-30T00:00:00 | 2026-10-28T00:00:00 | 2026-10-28T00:00:00 | 1 | 0 | 1 | 8451.3 | 8451.3 | 55316-3157 | USA | N45 | 1501 | ABB INDUSTRIAL CONNECTIONS AND SOLUTIONS | 27511 | 77311-PPXT FA INT-05MECH-02 | PPXT FA INT | Buy | PPXT FA INT | EA | EA |  | TRUE |  | P | B/W | 100
135114 | 1 | 1 | States | Champlin | Hayley Fabian | TRUE | 2026-07-30T00:00:00 | 2026-10-27T00:00:00 | 2026-10-27T00:00:00 | 1 | 0 | 1 | 122.27 | 122.27 | 55316-3157 | USA | N45 | 1501 | ABB INDUSTRIAL CONNECTIONS AND SOLUTIONS | 27511 | 77311-AB76B-03P-2N-1 | Box: AB76B | Buy | Box: AB76B | EA | EA |  | TRUE |  | P | B/W | 100
135114 | 30 | 1 | States | Champlin | Hayley Fabian | TRUE | 2026-07-30T00:00:00 | 2026-11-03T00:00:00 | 2026-11-03T00:00:00 | 1 | 0 | 1 | 290.59 | 290.59 | 55316-3157 | USA | N45 | 1501 | ABB INDUSTRIAL CONNECTIONS AND SOLUTIONS | 27511 | 77311-PPXT FA BOX-05MECH-03 | PPXT FA BOX | Buy | PPXT FA BOX | EA | EA |  | TRUE |  | P | B/W | 100
135114 | 34 | 1 | States | Champlin | Hayley Fabian | TRUE | 2026-07-30T00:00:00 | 2026-10-28T00:00:00 | 2026-10-28T00:00:00 | 1 | 0 | 1 | 8451.3 | 8451.3 | 55316-3157 | USA | N45 | 1501 | ABB INDUSTRIAL CONNECTIONS AND SOLUTIONS | 27511 | 77311-PPXT FA INT-03MECH-02 | PPXT FA INT | Buy | PPXT FA INT | EA | EA |  | TRUE |  | P | B/W | 100
135114 | 49 | 1 | States | Champlin | Hayley Fabian | TRUE | 2026-07-30T00:00:00 | 2026-10-27T00:00:00 | 2026-10-27T00:00:00 | 1 | 0 | 1 | 3425.64 | 3425.64 | 55316-3157 | USA | N45 | 1501 | ABB INDUSTRIAL CONNECTIONS AND SOLUTIONS | 27511 | 77311-RQFC-INTERIOR-04P-BB.1-11 | Interior : AQF3422JBX AXS5N2MSPS | Buy | Interior : AQF3422JBX AXS5N2MSPS | EA | EA |  | TRUE |  | P | B/W | 100
135114 | 18 | 1 | States | Champlin | Hayley Fabian | TRUE | 2026-07-30T00:00:00 | 2026-11-03T00:00:00 | 2026-11-03T00:00:00 | 1 | 0 | 1 | 290.59 | 290.59 | 55316-3157 | USA | N45 | 1501 | ABB INDUSTRIAL CONNECTIONS AND SOLUTIONS | 27511 | 77311-PPXT FA BOX-03MECH-01 | PPXT FA BOX | Buy | PPXT FA BOX | EA | EA |  | TRUE |  | P | B/W | 100
135114 | 53 | 1 | States | Champlin | Hayley Fabian | TRUE | 2026-07-30T00:00:00 | 2026-10-27T00:00:00 | 2026-10-27T00:00:00 | 1 | 0 | 1 | 3427.35 | 3427.35 | 55316-3157 | USA | N45 | 1501 | ABB INDUSTRIAL CONNECTIONS AND SOLUTIONS | 27511 | 77311-RQF-SLT-INT-05P-2N-1 | Interior : AQF3422JBX AXS5N2MSPS | Buy | Interior : AQF3422JBX AXS5N2MSPS | EA | EA |  | TRUE |  | P | B/W | 100
135114 | 22 | 1 | States | Champlin | Hayley Fabian | TRUE | 2026-07-30T00:00:00 | 2026-11-03T00:00:00 | 2026-11-03T00:00:00 | 1 | 0 | 1 | 290.59 | 290.59 | 55316-3157 | USA | N45 | 1501 | ABB INDUSTRIAL CONNECTIONS AND SOLUTIONS | 27511 | 77311-PPXT FA BOX-03MECH-05 | PPXT FA BOX | Buy | PPXT FA BOX | EA | EA |  | TRUE |  | P | B/W | 100
135114 | 33 | 1 | States | Champlin | Hayley Fabian | TRUE | 2026-07-30T00:00:00 | 2026-10-28T00:00:00 | 2026-10-28T00:00:00 | 1 | 0 | 1 | 8451.3 | 8451.3 | 55316-3157 | USA | N45 | 1501 | ABB INDUSTRIAL CONNECTIONS AND SOLUTIONS | 27511 | 77311-PPXT FA INT-03MECH-01 | PPXT FA INT | Buy | PPXT FA INT | EA | EA |  | TRUE |  | P | B/W | 100
135114 | 4 | 1 | States | Champlin | Hayley Fabian | TRUE | 2026-07-30T00:00:00 | 2026-10-27T00:00:00 | 2026-10-27T00:00:00 | 1 | 0 | 1 | 122.27 | 122.27 | 55316-3157 | USA | N45 | 1501 | ABB INDUSTRIAL CONNECTIONS AND SOLUTIONS | 27511 | 77311-AB76B-04P-2N-1 | Box: AB76B | Buy | Box: AB76B | EA | EA |  | TRUE |  | P | B/W | 100
135114 | 15 | 1 | States | Champlin | Hayley Fabian | TRUE | 2026-07-30T00:00:00 | 2026-10-27T00:00:00 | 2026-10-27T00:00:00 | 1 | 0 | 1 | 102.6 | 102.6 | 55316-3157 | USA | N45 | 1501 | ABB INDUSTRIAL CONNECTIONS AND SOLUTIONS | 27511 | 77311-AF76SN-05P-BB.1-11 | Front: AF76SN | Buy | Front: AF76SN | EA | EA |  | TRUE |  | P | B/W | 100
135114 | 54 | 1 | States | Champlin | Hayley Fabian | TRUE | 2026-07-30T00:00:00 | 2026-10-27T00:00:00 | 2026-10-27T00:00:00 | 1 | 0 | 1 | 7669.8 | 7669.8 | 55316-3157 | USA | N45 | 1501 | ABB INDUSTRIAL CONNECTIONS AND SOLUTIONS | 27511 | 77311-RSF-SLT-INT-03P-4N-1 | Interior : ASF3424KBX AXS5N2MSPS | Buy | Interior : ASF3424KBX AXS5N2MSPS | EA | EA |  | TRUE |  | P | B/W | 100
135114 | 29 | 1 | States | Champlin | Hayley Fabian | TRUE | 2026-07-30T00:00:00 | 2026-11-03T00:00:00 | 2026-11-03T00:00:00 | 1 | 0 | 1 | 290.59 | 290.59 | 55316-3157 | USA | N45 | 1501 | ABB INDUSTRIAL CONNECTIONS AND SOLUTIONS | 27511 | 77311-PPXT FA BOX-05MECH-02 | PPXT FA BOX | Buy | PPXT FA BOX | EA | EA |  | TRUE |  | P | B/W | 100
135114 | 20 | 1 | States | Champlin | Hayley Fabian | TRUE | 2026-07-30T00:00:00 | 2026-11-03T00:00:00 | 2026-11-03T00:00:00 | 1 | 0 | 1 | 290.59 | 290.59 | 55316-3157 | USA | N45 | 1501 | ABB INDUSTRIAL CONNECTIONS AND SOLUTIONS | 27511 | 77311-PPXT FA BOX-03MECH-03 | PPXT FA BOX | Buy | PPXT FA BOX | EA | EA |  | TRUE |  | P | B/W | 100
135114 | 26 | 1 | States | Champlin | Hayley Fabian | TRUE | 2026-07-30T00:00:00 | 2026-11-03T00:00:00 | 2026-11-03T00:00:00 | 1 | 0 | 1 | 290.59 | 290.59 | 55316-3157 | USA | N45 | 1501 | ABB INDUSTRIAL CONNECTIONS AND SOLUTIONS | 27511 | 77311-PPXT FA BOX-04MECH-04 | PPXT FA BOX | Buy | PPXT FA BOX | EA | EA |  | TRUE |  | P | B/W | 100
135114 | 28 | 1 | States | Champlin | Hayley Fabian | TRUE | 2026-07-30T00:00:00 | 2026-11-03T00:00:00 | 2026-11-03T00:00:00 | 1 | 0 | 1 | 290.59 | 290.59 | 55316-3157 | USA | N45 | 1501 | ABB INDUSTRIAL CONNECTIONS AND SOLUTIONS | 27511 | 77311-PPXT FA BOX-05MECH-01 | PPXT FA BOX | Buy | PPXT FA BOX | EA | EA |  | TRUE |  | P | B/W | 100
135114 | 11 | 1 | States | Champlin | Hayley Fabian | TRUE | 2026-07-30T00:00:00 | 2026-10-27T00:00:00 | 2026-10-27T00:00:00 | 1 | 0 | 1 | 102.6 | 102.6 | 55316-3157 | USA | N45 | 1501 | ABB INDUSTRIAL CONNECTIONS AND SOLUTIONS | 27511 | 77311-AF76SN-03P-BB.1-11 | Front: AF76SN | Buy | Front: AF76SN | EA | EA |  | TRUE |  | P | B/W | 100
135114 | 41 | 1 | States | Champlin | Hayley Fabian | TRUE | 2026-07-30T00:00:00 | 2026-10-28T00:00:00 | 2026-10-28T00:00:00 | 1 | 0 | 1 | 8451.3 | 8451.3 | 55316-3157 | USA | N45 | 1501 | ABB INDUSTRIAL CONNECTIONS AND SOLUTIONS | 27511 | 77311-PPXT FA INT-04MECH-04 | PPXT FA INT | Buy | PPXT FA INT | EA | EA |  | TRUE |  | P | B/W | 100
135114 | 45 | 1 | States | Champlin | Hayley Fabian | TRUE | 2026-07-30T00:00:00 | 2026-10-28T00:00:00 | 2026-10-28T00:00:00 | 1 | 0 | 1 | 8451.3 | 8451.3 | 55316-3157 | USA | N45 | 1501 | ABB INDUSTRIAL CONNECTIONS AND SOLUTIONS | 27511 | 77311-PPXT FA INT-05MECH-03 | PPXT FA INT | Buy | PPXT FA INT | EA | EA |  | TRUE |  | P | B/W | 100
135114 | 17 | 1 | States | Champlin | Hayley Fabian | TRUE | 2026-07-30T00:00:00 | 2026-10-27T00:00:00 | 2026-10-27T00:00:00 | 1 | 0 | 1 | 168.93 | 168.93 | 55316-3157 | USA | N45 | 1501 | ABB INDUSTRIAL CONNECTIONS AND SOLUTIONS | 27511 | 77311-AF76STN-04P-4N-1 | Front: AF76STN | Buy | Front: AF76STN | EA | EA |  | TRUE |  | P | B/W | 100
135114 | 40 | 1 | States | Champlin | Hayley Fabian | TRUE | 2026-07-30T00:00:00 | 2026-10-28T00:00:00 | 2026-10-28T00:00:00 | 1 | 0 | 1 | 8451.3 | 8451.3 | 55316-3157 | USA | N45 | 1501 | ABB INDUSTRIAL CONNECTIONS AND SOLUTIONS | 27511 | 77311-PPXT FA INT-04MECH-03 | PPXT FA INT | Buy | PPXT FA INT | EA | EA |  | TRUE |  | P | B/W | 100
135114 | 42 | 1 | States | Champlin | Hayley Fabian | TRUE | 2026-07-30T00:00:00 | 2026-10-28T00:00:00 | 2026-10-28T00:00:00 | 1 | 0 | 1 | 8451.3 | 8451.3 | 55316-3157 | USA | N45 | 1501 | ABB INDUSTRIAL CONNECTIONS AND SOLUTIONS | 27511 | 77311-PPXT FA INT-04MECH-05 | PPXT FA INT | Buy | PPXT FA INT | EA | EA |  | TRUE |  | P | B/W | 100
135114 | 6 | 1 | States | Champlin | Hayley Fabian | TRUE | 2026-07-30T00:00:00 | 2026-10-27T00:00:00 | 2026-10-27T00:00:00 | 1 | 0 | 1 | 122.27 | 122.27 | 55316-3157 | USA | N45 | 1501 | ABB INDUSTRIAL CONNECTIONS AND SOLUTIONS | 27511 | 77311-AB76B-04P-BB.1-11 | Box: AB76B | Buy | Box: AB76B | EA | EA |  | TRUE |  | P | B/W | 100
135114 | 8 | 1 | States | Champlin | Hayley Fabian | TRUE | 2026-07-30T00:00:00 | 2026-10-27T00:00:00 | 2026-10-27T00:00:00 | 1 | 0 | 1 | 134.21 | 134.21 | 55316-3157 | USA | N45 | 1501 | ABB INDUSTRIAL CONNECTIONS AND SOLUTIONS | 27511 | 77311-AB76B-05P-4N-1 | Box: AB76B | Buy | Box: AB76B | EA | EA |  | TRUE |  | P | B/W | 100
135114 | 16 | 1 | States | Champlin | Hayley Fabian | TRUE | 2026-07-30T00:00:00 | 2026-10-27T00:00:00 | 2026-10-27T00:00:00 | 1 | 0 | 1 | 168.93 | 168.93 | 55316-3157 | USA | N45 | 1501 | ABB INDUSTRIAL CONNECTIONS AND SOLUTIONS | 27511 | 77311-AF76STN-03P-4N-1 | Front: AF76STN | Buy | Front: AF76STN | EA | EA |  | TRUE |  | P | B/W | 100
134496 | 4 | 1 | States | Champlin | Hayley Fabian | TRUE | 2026-07-02T00:00:00 | 2026-09-18T00:00:00 | 2026-09-18T00:00:00 | 1 | 0 | 1 | 100.98 | 100.98 | 55316-3157 | USA | N45 | 1501 | ABB INDUSTRIAL CONNECTIONS AND SOLUTIONS | 27511 | ZEAPWRSD | EKIP 24VDC SUPPLY | PUR | EKIP 24VDC SUPPLY | EA | EA |  | TRUE |  | P | B/W | 100
134496 | 7 | 1 | States | Champlin | Hayley Fabian | TRUE | 2026-07-02T00:00:00 | 2026-11-18T00:00:00 | 2026-11-18T00:00:00 | 3 | 0 | 3 | 4912.62 | 14737.86 | 55316-3157 | USA | N45 | 1501 | ABB INDUSTRIAL CONNECTIONS AND SOLUTIONS | 27511 | Z2SDUHJJ53LA0AA025XX | E2.2S-A 1200 EKIP HI-TOUCH LSI 3P FHR | PUR | E2.2S-A 1200 EKIP HI-TOUCH LSI 3P FHR | EA | EA |  | TRUE |  | P | B/W | 100
134496 | 6 | 1 | States | Champlin | Hayley Fabian | TRUE | 2026-07-02T00:00:00 | 2026-12-08T00:00:00 | 2026-10-14T00:00:00 | 33 | 0 | 33 | 2780.89 | 91769.37 | 55316-3157 | USA | N45 | 1501 | ABB INDUSTRIAL CONNECTIONS AND SOLUTIONS | 27511 | XT5HU340ARYN050XXX | 1XT5H 400 BREAKING PART 3P F F UL/CSA (1SDA102683R1)1SDA102683R11EKIP TOUCH MEAS.LSI IN400 XT5 3P UL/CSA (1SDA102729R1)1SDA102729R11NEXT XT5 LSC 3000257980A001 (1SDA114243R1)1SDA114243R11FCCUAL 2X2/0-500KCMIL XT5 3PUL (1SDA113066R1)1SDA113066R1KXT5CUAL2X500K-3PC1EKIP COM MODBUS TCP XT5 INT (1SDA105189R1)1SDA105189R1KXT5COMIMBTCP | PUR | 1XT5H 400 BREAKING PART 3P F F UL/CSA (1SDA102683R1)1SDA102683R11EKIP TOUCH MEAS.LSI IN400 XT5 3P UL/CSA (1SDA102729R1)1SDA102729R11NEXT XT5 LSC 3000257980A001 (1SDA114243R1)1SDA114243R11FCCUAL 2X2/0-500KCMIL XT5 3PUL (1SDA113066R1)1SDA113066R1KXT5CUAL2X500K-3PC1EKIP COM MODBUS TCP XT5 INT (1SDA105189R1)1SDA105189R1KXT5COMIMBTCP | EA | EA |  | TRUE |  | P | B/W | 100
134330 | 11 | 1 | States | Champlin | Hayley Fabian | TRUE | 2026-06-24T00:00:00 | 2026-10-19T00:00:00 | 2026-10-19T00:00:00 | 1 | 0 | 1 | 3739.35 | 3739.35 | 55316-3157 | USA | N45 | 1501 | ABB INDUSTRIAL CONNECTIONS AND SOLUTIONS | 27511 | Z2SDUHJX30LB000008KX | 1200AT / 1200AF, 3P, 480V, 65kAIC, Manually-Operated Fixed-Mounted (MOFX), 100% Rated ACB • EKIP Touch LSIG Protection • RELT Switch (Arc Flash Reduction) • 24V AUX Contacts • Digital 24V Bell Alarm • 24VDC EKIP Supply (Relt Switch) • 8mm Padlockable Push-Button Cover • Test Report | PUR | 1200AT / 1200AF, 3P, 480V, 65kAIC, Manually-Operated Fixed-Mounted (MOFX), 100% Rated ACB • EKIP Touch LSIG Protection • RELT Switch (Arc Flash Reduction) • 24V AUX Contacts • Digital 24V Bell Alarm • 24VDC EKIP Supply (Relt Switch) • 8mm Padlockable Push-Button Cover • Test Report | EA | EA |  | TRUE |  | P | B/W | 100
134330 | 17 | 1 | States | Champlin | Hayley Fabian | TRUE | 2026-06-24T00:00:00 | 2026-10-26T00:00:00 | 2026-10-26T00:00:00 | 6 | 0 | 6 | 3050.01 | 18300.06 | 55316-3157 | USA | N45 | 1501 | ABB INDUSTRIAL CONNECTIONS AND SOLUTIONS | 27511 | Z2SCUFJX000B000000KX | 800AT / 800AF Emax Breakers, 3P, 480V, 65kAIC, Manually-Operated Fixed-Mounted (MOFX), 100% Rated ACB • EKIP Touch LSIG Protection • Four (4) 24V AUX Contacts • Digital 24V Bell Alarm • 8mm Padlockable Push-Button Cover • Test Report | PUR | 800AT / 800AF Emax Breakers, 3P, 480V, 65kAIC, Manually-Operated Fixed-Mounted (MOFX), 100% Rated ACB • EKIP Touch LSIG Protection • Four (4) 24V AUX Contacts • Digital 24V Bell Alarm • 8mm Padlockable Push-Button Cover • Test Report | EA | EA |  | TRUE |  | P | B/W | 100
134330 | 6 | 1 | States | Champlin | Hayley Fabian | TRUE | 2026-06-24T00:00:00 | 2026-10-19T00:00:00 | 2026-10-19T00:00:00 | 2 | 0 | 2 | 1263.52 | 2527.04 | 55316-3157 | USA | N45 | 1501 | ABB INDUSTRIAL CONNECTIONS AND SOLUTIONS | 27511 | XT5HU340AFFN0HHXXX | 400AT / 400AF, 3P, 480V, 65kAIC, Distribution Feeder Circuit Breaker • 480V, 3Ø, 3P, 80% Rated • EKIP DIP, LSI • 3Q+1SY 24VDC AUX Contacts • Padlock Device in Open Position • Amp Trip: 400 • Amp Frame: 400 • Bolt-on, Molded Case Circuit Breaker (MCCB) • Circuit Breaker Frame: XT5 | PUR | 400AT / 400AF, 3P, 480V, 65kAIC, Distribution Feeder Circuit Breaker • 480V, 3Ø, 3P, 80% Rated • EKIP DIP, LSI • 3Q+1SY 24VDC AUX Contacts • Padlock Device in Open Position • Amp Trip: 400 • Amp Frame: 400 • Bolt-on, Molded Case Circuit Breaker (MCCB) • Circuit Breaker Frame: XT5 | EA | EA |  | TRUE |  | P | B/W | 100
134330 | 4 | 1 | States | Champlin | Hayley Fabian | TRUE | 2026-06-24T00:00:00 | 2026-11-24T00:00:00 | 2026-10-19T00:00:00 | 1 | 0 | 1 | 806.94 | 806.94 | 55316-3157 | USA | N45 | 1501 | ABB INDUSTRIAL CONNECTIONS AND SOLUTIONS | 27511 | XT4HU32501F80HHXXX | 250AT / 250AF, 3P, 480V, 65kAIC, Distribution Feeder Circuit Breaker • 480V, 3Ø, 3P, 80% Rated • EKIP DIP, LSI • 3Q+1SY 24VDC AUX Contacts • Padlock Device in Open Position • Amp Trip: 250 • Amp Frame: 250 • Bolt-on, Molded Case Circuit Breaker (MCCB) • Circuit Breaker Frame: XT4 | PUR | 250AT / 250AF, 3P, 480V, 65kAIC, Distribution Feeder Circuit Breaker • 480V, 3Ø, 3P, 80% Rated • EKIP DIP, LSI • 3Q+1SY 24VDC AUX Contacts • Padlock Device in Open Position • Amp Trip: 250 • Amp Frame: 250 • Bolt-on, Molded Case Circuit Breaker (MCCB) • Circuit Breaker Frame: XT4 | EA | EA |  | TRUE |  | P | B/W | 100
134330 | 8 | 1 | States | Champlin | Hayley Fabian | TRUE | 2026-06-24T00:00:00 | 2026-10-19T00:00:00 | 2026-10-19T00:00:00 | 1 | 0 | 1 | 2101.8 | 2101.8 | 55316-3157 | USA | N45 | 1501 | ABB INDUSTRIAL CONNECTIONS AND SOLUTIONS | 27511 | XT6HU3800FFU0HHXXX | 800AT / 800AF, 3P, 480V, 65kAIC, Distribution Feeder Circuit Breaker • 480V, 3Ø, 3P, 65kAIC, 80% Rated • EKIP DIP, LSI • AUX 4Q 24VDC Contacts • Padlock Device in Open Position • Amp Trip: 800 • Amp Frame: 800 • Bolt-on Molded-Case Circuit Breaker (MCCB) • Circuit Breaker Frame: XT6 | PUR | 800AT / 800AF, 3P, 480V, 65kAIC, Distribution Feeder Circuit Breaker • 480V, 3Ø, 3P, 65kAIC, 80% Rated • EKIP DIP, LSI • AUX 4Q 24VDC Contacts • Padlock Device in Open Position • Amp Trip: 800 • Amp Frame: 800 • Bolt-on Molded-Case Circuit Breaker (MCCB) • Circuit Breaker Frame: XT6 | EA | EA |  | TRUE |  | P | B/W | 100
134330 | 14 | 1 | States | Champlin | Hayley Fabian | TRUE | 2026-06-24T00:00:00 | 2026-10-26T00:00:00 | 2026-10-26T00:00:00 | 6 | 0 | 6 | 11246.83 | 67480.98 | 55316-3157 | USA | N45 | 1501 | ABB INDUSTRIAL CONNECTIONS AND SOLUTIONS | 27511 | Z6HJURJX30LB0AA025KX | 4000AT / 4000AF, 4P, 480V, 100kAIC, Electrically-Operated Draw-Out (MODO), 100% Rated ACB • EKIP Touch LSIG Protection • RELT Switch (Arc Flash Reduction) • 24V AUX Contacts • Digital 24V Bell Alarm • 24V Closing Coil, Shunt Trip, Spring Charging Motor • 24VDC EKIP Supply (Relt Switch) • 8mm Padlockable Push-Button Cover • Test Report | PUR | 4000AT / 4000AF, 4P, 480V, 100kAIC, Electrically-Operated Draw-Out (MODO), 100% Rated ACB • EKIP Touch LSIG Protection • RELT Switch (Arc Flash Reduction) • 24V AUX Contacts • Digital 24V Bell Alarm • 24V Closing Coil, Shunt Trip, Spring Charging Motor • 24VDC EKIP Supply (Relt Switch) • 8mm Padlockable Push-Button Cover • Test Report | EA | EA |  | TRUE |  | P | B/W | 100
134330 | 1 | 1 | States | Champlin | Hayley Fabian | TRUE | 2026-06-24T00:00:00 | 2027-01-14T00:00:00 | 2026-10-19T00:00:00 | 9 | 0 | 9 | 639.72 | 5757.48 | 55316-3157 | USA | N45 | 1501 | ABB INDUSTRIAL CONNECTIONS AND SOLUTIONS | 27511 | XT2HU31001FD0HHXXX | 80AT / 125AF, 3P, 480V, 65kAIC, Distribution Feeder Circuit Breaker • 480V, 3Ø, 3P, 80% Rated • EKIP DIP, LSI • 3Q+1SY 24VDC AUX Contacts • Padlock Device in Open Position • Amp Trip: 100 (Dialed Down up to 80A) • Amp Frame: 125 • Bolt-on, Molded Case Circuit Breaker (MCCB) • Circuit Breaker Frame: XT2 | PUR | 80AT / 125AF, 3P, 480V, 65kAIC, Distribution Feeder Circuit Breaker • 480V, 3Ø, 3P, 80% Rated • EKIP DIP, LSI • 3Q+1SY 24VDC AUX Contacts • Padlock Device in Open Position • Amp Trip: 100 (Dialed Down up to 80A) • Amp Frame: 125 • Bolt-on, Molded Case Circuit Breaker (MCCB) • Circuit Breaker Frame: XT2 | EA | EA |  | TRUE |  | P | B/W | 100
134330 | 12 | 1 | States | Champlin | Hayley Fabian | TRUE | 2026-06-24T00:00:00 | 2026-10-26T00:00:00 | 2026-10-26T00:00:00 | 6 | 0 | 6 | 6998.72 | 41992.32 | 55316-3157 | USA | N45 | 1501 | ABB INDUSTRIAL CONNECTIONS AND SOLUTIONS | 27511 | ZEA50A0XX | 6.2 Emax Draw-out Breaker Craddle | PUR | 6.2 Emax Draw-out Breaker Craddle | EA | EA |  | TRUE |  | P | B/W | 100
134330 | 19 | 1 | States | Champlin | Hayley Fabian | TRUE | 2026-06-24T00:00:00 | 2026-11-23T00:00:00 | 2026-10-26T00:00:00 | 3 | 0 | 3 | 4184.39 | 12553.17 | 55316-3157 | USA | N45 | 1501 | ABB INDUSTRIAL CONNECTIONS AND SOLUTIONS | 27511 | XT7LU310DQFWEBJXXX | 1000AT / 1000AF, 3P, 480V, 100kAIC, Distribution Feeder Circuit Breaker • 480V, 3Ø, 3P, 100kAIC, 80% Rated • EKIP Touch, LSIG, (G Protection can be disabled) • AUX 4Q 24VDC Contacts • Padlock Device in Open Position • Amp Trip: 1000 • Amp Frame: 1000 • Bolt-on Molded-Case Circuit Breaker (MCCB) • 120VAC Shunt Trip • Circuit Breaker Frame: XT7 | PUR | 1000AT / 1000AF, 3P, 480V, 100kAIC, Distribution Feeder Circuit Breaker • 480V, 3Ø, 3P, 100kAIC, 80% Rated • EKIP Touch, LSIG, (G Protection can be disabled) • AUX 4Q 24VDC Contacts • Padlock Device in Open Position • Amp Trip: 1000 • Amp Frame: 1000 • Bolt-on Molded-Case Circuit Breaker (MCCB) • 120VAC Shunt Trip • Circuit Breaker Frame: XT7 | EA | EA |  | TRUE |  | P | B/W | 100
134330 | 7 | 1 | States | Champlin | Hayley Fabian | TRUE | 2026-06-24T00:00:00 | 2026-11-24T00:00:00 | 2026-10-19T00:00:00 | 1 | 0 | 1 | 1784.41 | 1784.41 | 55316-3157 | USA | N45 | 1501 | ABB INDUSTRIAL CONNECTIONS AND SOLUTIONS | 27511 | XT5HU360BFFN0HHXXX | 600AT / 600AF, 3P, 480V, 65kAIC, Distribution Feeder Circuit Breaker • 480V, 3Ø, 3P, 65kAIC, 80% Rated • EKIP DIP, LSI • 3Q+1SY 24VDC AUX Contacts • Padlock Device in Open Position • Amp Trip: 600 • Amp Frame: 600 • Bolt-on, Molded Case Circuit Breaker (MCCB) • Circuit Breaker Frame: XT5 | PUR | 600AT / 600AF, 3P, 480V, 65kAIC, Distribution Feeder Circuit Breaker • 480V, 3Ø, 3P, 65kAIC, 80% Rated • EKIP DIP, LSI • 3Q+1SY 24VDC AUX Contacts • Padlock Device in Open Position • Amp Trip: 600 • Amp Frame: 600 • Bolt-on, Molded Case Circuit Breaker (MCCB) • Circuit Breaker Frame: XT5 | EA | EA |  | TRUE |  | P | B/W | 100
134330 | 18 | 1 | States | Champlin | Hayley Fabian | TRUE | 2026-06-24T00:00:00 | 2026-10-26T00:00:00 | 2026-10-26T00:00:00 | 3 | 0 | 3 | 1219.48 | 3658.44 | 55316-3157 | USA | N45 | 1501 | ABB INDUSTRIAL CONNECTIONS AND SOLUTIONS | 27511 | XT5HU340AFF80HHXXX | 400AT / 400AF, 3P, 480V, 65kAIC, Distribution Feeder Circuit Breaker • 480V, 3Ø, 3P, 65kAIC, 80% Rated • EKIP DIP, LSI • 3Q+1SY 24VDC AUX Contacts • Padlock Device in Open Position • Amp Trip: 400 • Amp Frame: 400 • Bolt-on, Molded Case Circuit Breaker (MCCB) • Circuit Breaker Frame: XT5 | PUR | 400AT / 400AF, 3P, 480V, 65kAIC, Distribution Feeder Circuit Breaker • 480V, 3Ø, 3P, 65kAIC, 80% Rated • EKIP DIP, LSI • 3Q+1SY 24VDC AUX Contacts • Padlock Device in Open Position • Amp Trip: 400 • Amp Frame: 400 • Bolt-on, Molded Case Circuit Breaker (MCCB) • Circuit Breaker Frame: XT5 | EA | EA |  | TRUE |  | P | B/W | 100
134330 | 5 | 1 | States | Champlin | Hayley Fabian | TRUE | 2026-06-24T00:00:00 | 2026-11-03T00:00:00 | 2026-10-19T00:00:00 | 3 | 0 | 3 | 806.85 | 10489.05 | 55316-3157 | USA | N45 | 1501 | ABB INDUSTRIAL CONNECTIONS AND SOLUTIONS | 27511 | XT4HU32501FJ0HHXXX | 250AT / 250AF, 3P, 480V, 65kAIC, Distribution Feeder Circuit Breaker • 480V, 3Ø, 3P, 80% Rated • EKIP DIP, LSI • 3Q+1SY 24VDC AUX Contacts • Padlock Device in Open Position • Amp Trip: 250 • Amp Frame: 250 • Bolt-on, Molded Case Circuit Breaker (MCCB) • Circuit Breaker Frame: XT4 | PUR | 250AT / 250AF, 3P, 480V, 65kAIC, Distribution Feeder Circuit Breaker • 480V, 3Ø, 3P, 80% Rated • EKIP DIP, LSI • 3Q+1SY 24VDC AUX Contacts • Padlock Device in Open Position • Amp Trip: 250 • Amp Frame: 250 • Bolt-on, Molded Case Circuit Breaker (MCCB) • Circuit Breaker Frame: XT4 | EA | EA |  | TRUE |  | P | B/W | 100
134330 | 9 | 1 | States | Champlin | Hayley Fabian | TRUE | 2026-06-24T00:00:00 | 2026-11-13T00:00:00 | 2026-10-26T00:00:00 | 1 | 0 | 1 | 3814.33 | 3814.33 | 55316-3157 | USA | N45 | 1501 | ABB INDUSTRIAL CONNECTIONS AND SOLUTIONS | 27511 | XT7HQ310DQFW0BJXXX | 1000AT / 1000AF, 3P, 480V, 65kAIC, Distribution Feeder Circuit Breaker • 480V, 3Ø, 3P, 65kAIC, 100% Rated • EKIP Touch, LSIG, (G Protection can be disabled) • AUX 4Q 24VDC Contacts • Padlock Device in Open Position • Amp Trip: 1000 • Amp Frame: 1000 • Bolt-on Molded-Case Circuit Breaker (MCCB) • Circuit Breaker Frame: XT7 | PUR | 1000AT / 1000AF, 3P, 480V, 65kAIC, Distribution Feeder Circuit Breaker • 480V, 3Ø, 3P, 65kAIC, 100% Rated • EKIP Touch, LSIG, (G Protection can be disabled) • AUX 4Q 24VDC Contacts • Padlock Device in Open Position • Amp Trip: 1000 • Amp Frame: 1000 • Bolt-on Molded-Case Circuit Breaker (MCCB) • Circuit Breaker Frame: XT7 | EA | EA |  | TRUE |  | P | B/W | 100
134330 | 2 | 1 | States | Champlin | Hayley Fabian | TRUE | 2026-06-24T00:00:00 | 2026-11-24T00:00:00 | 2026-10-19T00:00:00 | 1 | 0 | 1 | 740.01 | 740.01 | 55316-3157 | USA | N45 | 1501 | ABB INDUSTRIAL CONNECTIONS AND SOLUTIONS | 27511 | XT4HU31501F80HHXXX | 150AT / 250AF, 3P, 480V, 65kAIC, Distribution Feeder Circuit Breaker • 480V, 3Ø, 3P, 65kAIC, 80% Rated • EKIP DIP, LSI • 3Q+1SY 24VDC AUX Contacts • Padlock Device in Open Position • Amp Trip: 150 • Amp Frame: 250 • Bolt-on, Molded Case Circuit Breaker (MCCB) • Circuit Breaker Frame: XT4 | PUR | 150AT / 250AF, 3P, 480V, 65kAIC, Distribution Feeder Circuit Breaker • 480V, 3Ø, 3P, 65kAIC, 80% Rated • EKIP DIP, LSI • 3Q+1SY 24VDC AUX Contacts • Padlock Device in Open Position • Amp Trip: 150 • Amp Frame: 250 • Bolt-on, Molded Case Circuit Breaker (MCCB) • Circuit Breaker Frame: XT4 | EA | EA |  | TRUE |  | P | B/W | 100
134330 | 13 | 1 | States | Champlin | Hayley Fabian | TRUE | 2026-06-24T00:00:00 | 2026-10-26T00:00:00 | 2026-10-26T00:00:00 | 7 | 0 | 7 | 890.95 | 6236.65 | 55316-3157 | USA | N45 | 1501 | ABB INDUSTRIAL CONNECTIONS AND SOLUTIONS | 27511 | XT2LU31002FD0HHXXX | 100AT / 125AF, 3P, 480V, 100kAIC, Distribution Feeder Circuit Breaker • 480V, 3Ø, 3P, 100kAIC, 80% Rated • EKIP DIP, LSIG, (G Protection can be disabled) • 3Q+1SY 24VDC AUX Contacts • Padlock Device in Open Position • Amp Trip: 100 • Amp Frame: 125 • Bolt-on, Molded Case Circuit Breaker (MCCB) • Circuit Breaker Frame: XT2 | PUR | 100AT / 125AF, 3P, 480V, 100kAIC, Distribution Feeder Circuit Breaker • 480V, 3Ø, 3P, 100kAIC, 80% Rated • EKIP DIP, LSIG, (G Protection can be disabled) • 3Q+1SY 24VDC AUX Contacts • Padlock Device in Open Position • Amp Trip: 100 • Amp Frame: 125 • Bolt-on, Molded Case Circuit Breaker (MCCB) • Circuit Breaker Frame: XT2 | EA | EA |  | TRUE |  | P | B/W | 100
134330 | 3 | 1 | States | Champlin | Hayley Fabian | TRUE | 2026-06-24T00:00:00 | 2026-10-19T00:00:00 | 2026-10-19T00:00:00 | 7 | 0 | 7 | 747 | 5229 | 55316-3157 | USA | N45 | 1501 | ABB INDUSTRIAL CONNECTIONS AND SOLUTIONS | 27511 | XT4HU31501FA0HHXXX | 150AT / 250AF, 3P, 480V, 65kAIC, Distribution Feeder Circuit Breaker • 480V, 3Ø, 3P, 80% Rated • EKIP DIP, LSI • 3Q+1SY 24VDC AUX Contacts • Padlock Device in Open Position • Amp Trip: 150 • Amp Frame: 250 • Bolt-on, Molded Case Circuit Breaker (MCCB) • Circuit Breaker Frame: XT4 | PUR | 150AT / 250AF, 3P, 480V, 65kAIC, Distribution Feeder Circuit Breaker • 480V, 3Ø, 3P, 80% Rated • EKIP DIP, LSI • 3Q+1SY 24VDC AUX Contacts • Padlock Device in Open Position • Amp Trip: 150 • Amp Frame: 250 • Bolt-on, Molded Case Circuit Breaker (MCCB) • Circuit Breaker Frame: XT4 | EA | EA |  | TRUE |  | P | B/W | 100
134330 | 20 | 1 | States | Champlin | Hayley Fabian | TRUE | 2026-06-24T00:00:00 | 2026-12-16T00:00:00 | 2026-10-26T00:00:00 | 16 | 0 | 16 | 1148.97 | 18383.52 | 55316-3157 | USA | N45 | 1501 | ABB INDUSTRIAL CONNECTIONS AND SOLUTIONS | 27511 | XT4LU32502FA0HHXXX | 150AT / 250AF, 3P, 480V, 100kAIC, Distribution Feeder Circuit Breaker • 480V, 3Ø, 3P, 100kAIC, 80% Rated • EKIP DIP, LSIG, (G Protection can be disabled) • 3Q+1SY 24VDC AUX Contacts • Padlock Device in Open Position • Amp Trip: 250 (Dialed Down up to 150A) • Amp Frame: 250 • Bolt-on, Molded Case Circuit Breaker (MCCB) • Circuit Breaker Frame: XT4 | PUR | 150AT / 250AF, 3P, 480V, 100kAIC, Distribution Feeder Circuit Breaker • 480V, 3Ø, 3P, 100kAIC, 80% Rated • EKIP DIP, LSIG, (G Protection can be disabled) • 3Q+1SY 24VDC AUX Contacts • Padlock Device in Open Position • Amp Trip: 250 (Dialed Down up to 150A) • Amp Frame: 250 • Bolt-on, Molded Case Circuit Breaker (MCCB) • Circuit Breaker Frame: XT4 | EA | EA |  | TRUE |  | P | B/W | 100
134330 | 10 | 1 | States | Champlin | Hayley Fabian | TRUE | 2026-06-24T00:00:00 | 2026-11-24T00:00:00 | 2026-10-19T00:00:00 | 3 | 0 | 3 | 1177.68 | 3533.04 | 55316-3157 | USA | N45 | 1501 | ABB INDUSTRIAL CONNECTIONS AND SOLUTIONS | 27511 | XT5HU325AFFN0HHXXX | 250AT / 400AF, 3P, 480V, 65kAIC, Distribution Feeder Circuit Breaker • 480V, 3Ø, 3P, 80% Rated • EKIP DIP, LSI • 3Q+1SY 24VDC AUX Contacts • Padlock Device in Open Position • Amp Trip: 250 • Amp Frame: 400 • Bolt-on, Molded Case Circuit Breaker (MCCB) • Circuit Breaker Frame: XT5 | PUR | 250AT / 400AF, 3P, 480V, 65kAIC, Distribution Feeder Circuit Breaker • 480V, 3Ø, 3P, 80% Rated • EKIP DIP, LSI • 3Q+1SY 24VDC AUX Contacts • Padlock Device in Open Position • Amp Trip: 250 • Amp Frame: 400 • Bolt-on, Molded Case Circuit Breaker (MCCB) • Circuit Breaker Frame: XT5 | EA | EA |  | TRUE |  | P | B/W | 100
134330 | 5 | 3 | States | Champlin | Hayley Fabian | TRUE | 2026-06-24T00:00:00 | 2026-12-16T00:00:00 | 2026-11-16T00:00:00 | 3 | 0 | 3 | 806.85 | 10489.05 | 55316-3157 | USA | N45 | 1501 | ABB INDUSTRIAL CONNECTIONS AND SOLUTIONS | 27511 | XT4HU32501FJ0HHXXX | 250AT / 250AF, 3P, 480V, 65kAIC, Distribution Feeder Circuit Breaker • 480V, 3Ø, 3P, 80% Rated • EKIP DIP, LSI • 3Q+1SY 24VDC AUX Contacts • Padlock Device in Open Position • Amp Trip: 250 • Amp Frame: 250 • Bolt-on, Molded Case Circuit Breaker (MCCB) • Circuit Breaker Frame: XT4 | PUR | 250AT / 250AF, 3P, 480V, 65kAIC, Distribution Feeder Circuit Breaker • 480V, 3Ø, 3P, 80% Rated • EKIP DIP, LSI • 3Q+1SY 24VDC AUX Contacts • Padlock Device in Open Position • Amp Trip: 250 • Amp Frame: 250 • Bolt-on, Molded Case Circuit Breaker (MCCB) • Circuit Breaker Frame: XT4 | EA | EA |  | TRUE |  | P | B/W | 100
134330 | 15 | 1 | States | Champlin | Hayley Fabian | TRUE | 2026-06-24T00:00:00 | 2026-11-23T00:00:00 | 2026-10-26T00:00:00 | 3 | 0 | 3 | 2438.1 | 7314.3 | 55316-3157 | USA | N45 | 1501 | ABB INDUSTRIAL CONNECTIONS AND SOLUTIONS | 27511 | XT7LU380CFFW0BJGXX | 800AT / 800AF, 3P, 480V, 100kAIC, Distribution Feeder Circuit Breaker • 480V, 3Ø, 3P, 100kAIC, 80% Rated • EKIP DIP, LSI • AUX 4Q 24VDC Contacts • Padlock Device in Open Position • Amp Trip: 800 • Amp Frame: 800 • Bolt-on Molded-Case Circuit Breaker (MCCB) • Kirk Key Provisions • Circuit Breaker Frame: XT7 | PUR | 800AT / 800AF, 3P, 480V, 100kAIC, Distribution Feeder Circuit Breaker • 480V, 3Ø, 3P, 100kAIC, 80% Rated • EKIP DIP, LSI • AUX 4Q 24VDC Contacts • Padlock Device in Open Position • Amp Trip: 800 • Amp Frame: 800 • Bolt-on Molded-Case Circuit Breaker (MCCB) • Kirk Key Provisions • Circuit Breaker Frame: XT7 | EA | EA |  | TRUE |  | P | B/W | 100
134330 | 5 | 2 | States | Champlin | Hayley Fabian | TRUE | 2026-06-24T00:00:00 | 2026-11-24T00:00:00 | 2026-10-29T00:00:00 | 7 | 0 | 7 | 806.85 | 10489.05 | 55316-3157 | USA | N45 | 1501 | ABB INDUSTRIAL CONNECTIONS AND SOLUTIONS | 27511 | XT4HU32501FJ0HHXXX | 250AT / 250AF, 3P, 480V, 65kAIC, Distribution Feeder Circuit Breaker • 480V, 3Ø, 3P, 80% Rated • EKIP DIP, LSI • 3Q+1SY 24VDC AUX Contacts • Padlock Device in Open Position • Amp Trip: 250 • Amp Frame: 250 • Bolt-on, Molded Case Circuit Breaker (MCCB) • Circuit Breaker Frame: XT4 | PUR | 250AT / 250AF, 3P, 480V, 65kAIC, Distribution Feeder Circuit Breaker • 480V, 3Ø, 3P, 80% Rated • EKIP DIP, LSI • 3Q+1SY 24VDC AUX Contacts • Padlock Device in Open Position • Amp Trip: 250 • Amp Frame: 250 • Bolt-on, Molded Case Circuit Breaker (MCCB) • Circuit Breaker Frame: XT4 | EA | EA |  | TRUE |  | P | B/W | 100
134330 | 16 | 1 | States | Champlin | Hayley Fabian | TRUE | 2026-06-24T00:00:00 | 2026-10-26T00:00:00 | 2026-10-26T00:00:00 | 3 | 0 | 3 | 2846.69 | 8540.07 | 55316-3157 | USA | N45 | 1501 | ABB INDUSTRIAL CONNECTIONS AND SOLUTIONS | 27511 | Z2SCUFJW000B00000CKX | 800AT / 800AF Emax Breakers, 3P, 480V, 65kAIC, Manually-Operated Fixed-Mounted (MOFX), 100% Rated ACB • EKIP Touch LSI Protection • Four (4) 24V AUX Contacts • Digital 24V Bell Alarm • Kirk Key Provisions • 8mm Padlockable Push-Button Cover • Test Report | PUR | 800AT / 800AF Emax Breakers, 3P, 480V, 65kAIC, Manually-Operated Fixed-Mounted (MOFX), 100% Rated ACB • EKIP Touch LSI Protection • Four (4) 24V AUX Contacts • Digital 24V Bell Alarm • Kirk Key Provisions • 8mm Padlockable Push-Button Cover • Test Report | EA | EA |  | TRUE |  | P | B/W | 100
135318 | 3 | 1 | States | Champlin | Hayley Fabian | TRUE | 2026-08-10T00:00:00 | 2026-11-02T00:00:00 | 2026-11-02T00:00:00 | 74 | 0 | 74 | 23.31 | 1724.94 | 55316-3157 | USA | N45 | 1501 | ABB INDUSTRIAL CONNECTIONS AND SOLUTIONS | 27511 | MLBL-01R | Pilot Light: 24VDC, Red LED power module, 22.5mm | PUR | Pilot Light: 24VDC, Red LED power module, 22.5mm | EA | EA |  | TRUE |  | P | B/W | 100
135318 | 10 | 1 | States | Champlin | Hayley Fabian | TRUE | 2026-08-10T00:00:00 | 2026-11-02T00:00:00 | 2026-11-02T00:00:00 | 74 | 0 | 74 | 3.92 | 290.08 | 55316-3157 | USA | N45 | 1501 | ABB INDUSTRIAL CONNECTIONS AND SOLUTIONS | 27511 | ML1-100Y | Pilot Light: Plastic, Yellow, 22.5mm, Does not include power module | PUR | Pilot Light: Plastic, Yellow, 22.5mm, Does not include power module | EA | EA |  | TRUE |  | P | B/W | 100
135318 | 6 | 1 | States | Champlin | Hayley Fabian | TRUE | 2026-08-10T00:00:00 | 2026-11-02T00:00:00 | 2026-11-02T00:00:00 | 106 | 0 | 106 | 7.31 | 774.86 | 55316-3157 | USA | N45 | 1501 | ABB INDUSTRIAL CONNECTIONS AND SOLUTIONS | 27511 | MCB-01 | Single contact NC for use with selector switch holder | PUR | Single contact NC for use with selector switch holder | EA | EA |  | TRUE |  | P | B/W | 100
135318 | 5 | 1 | States | Champlin | Hayley Fabian | TRUE | 2026-08-10T00:00:00 | 2026-11-02T00:00:00 | 2026-11-02T00:00:00 | 106 | 0 | 106 | 7.31 | 774.86 | 55316-3157 | USA | N45 | 1501 | ABB INDUSTRIAL CONNECTIONS AND SOLUTIONS | 27511 | MCB-10 | Single contact NO for use with selector switch holder | PUR | Single contact NO for use with selector switch holder | EA | EA |  | TRUE |  | P | B/W | 100
135318 | 7 | 1 | States | Champlin | Hayley Fabian | TRUE | 2026-08-10T00:00:00 | 2026-11-02T00:00:00 | 2026-11-02T00:00:00 | 106 | 0 | 106 | 2.08 | 220.48 | 55316-3157 | USA | N45 | 1501 | ABB INDUSTRIAL CONNECTIONS AND SOLUTIONS | 27511 | MCBH-00 | 3-Position Selector Switch Holder | PUR | 3-Position Selector Switch Holder | EA | EA |  | TRUE |  | P | B/W | 100
135318 | 1 | 1 | States | Champlin | Hayley Fabian | TRUE | 2026-08-10T00:00:00 | 2026-11-02T00:00:00 | 2026-11-02T00:00:00 | 74 | 0 | 74 | 23.31 | 1724.94 | 55316-3157 | USA | N45 | 1501 | ABB INDUSTRIAL CONNECTIONS AND SOLUTIONS | 27511 | MLBL-01G | Pilot Light: 24VDC, Green LED power module, 22.5mm | PUR | Pilot Light: 24VDC, Green LED power module, 22.5mm | EA | EA |  | TRUE |  | P | B/W | 100
135318 | 9 | 1 | States | Champlin | Hayley Fabian | TRUE | 2026-08-10T00:00:00 | 2026-11-02T00:00:00 | 2026-11-02T00:00:00 | 74 | 0 | 74 | 3.92 | 290.08 | 55316-3157 | USA | N45 | 1501 | ABB INDUSTRIAL CONNECTIONS AND SOLUTIONS | 27511 | ML1-100R | Pilot Light: Plastic, Red, 22.5mm, Does not include power module | PUR | Pilot Light: Plastic, Red, 22.5mm, Does not include power module | EA | EA |  | TRUE |  | P | B/W | 100
135318 | 4 | 1 | States | Champlin | Hayley Fabian | TRUE | 2026-08-10T00:00:00 | 2026-11-02T00:00:00 | 2026-11-02T00:00:00 | 68 | 0 | 68 | 23.31 | 1585.08 | 55316-3157 | USA | N45 | 1501 | ABB INDUSTRIAL CONNECTIONS AND SOLUTIONS | 27511 | MLBL-01W | Pilot Light: 24VDC, White LED power module, 22.5mm | PUR | Pilot Light: 24VDC, White LED power module, 22.5mm | EA | EA |  | TRUE |  | P | B/W | 100
135318 | 2 | 1 | States | Champlin | Hayley Fabian | TRUE | 2026-08-10T00:00:00 | 2026-11-02T00:00:00 | 2026-11-02T00:00:00 | 106 | 0 | 106 | 23.31 | 2470.86 | 55316-3157 | USA | N45 | 1501 | ABB INDUSTRIAL CONNECTIONS AND SOLUTIONS | 27511 | MLBL-01L | Pilot Light: 24VDC, Blue LED power module, 22.5mm | PUR | Pilot Light: 24VDC, Blue LED power module, 22.5mm | EA | EA |  | TRUE |  | P | B/W | 100
135318 | 8 | 1 | States | Champlin | Hayley Fabian | TRUE | 2026-08-10T00:00:00 | 2026-11-02T00:00:00 | 2026-11-02T00:00:00 | 74 | 0 | 74 | 3.92 | 290.08 | 55316-3157 | USA | N45 | 1501 | ABB INDUSTRIAL CONNECTIONS AND SOLUTIONS | 27511 | ML1-100G | Pilot Light: Plastic, Green, 22.5mm, Does not include power module | PUR | Pilot Light: Plastic, Green, 22.5mm, Does not include power module | EA | EA |  | TRUE |  | P | B/W | 100
135652 | 4 | 4 | States | Champlin | Hayley Fabian | TRUE | 2026-08-21T00:00:00 | 2026-12-22T00:00:00 | 2026-12-22T00:00:00 | 20 | 0 | 20 | 768.37 | 61469.6 | 55316 | USA | N45 | 1501 | ABB INDUSTRIAL CONNECTIONS AND SOLUTIONS | 27511 | Z2A20JCXX | Cradle With Rear Horizontal Terminal, For Use With SACE Emax 2 E2.2-A Frame 2000 A 3-Pole Circuit Breaker, 104 deg F | PUR | Cradle With Rear Horizontal Terminal, For Use With SACE Emax 2 E2.2-A Frame 2000 A 3-Pole Circuit Breaker, 104 deg F | EA | EA |  | TRUE |  | P | B/W | 100
135652 | 4 | 5 | States | Champlin | Hayley Fabian | TRUE | 2026-08-21T00:00:00 | 2026-12-28T00:00:00 | 2026-12-28T00:00:00 | 1 | 0 | 1 | 768.37 | 61469.6 | 55316 | USA | N45 | 1501 | ABB INDUSTRIAL CONNECTIONS AND SOLUTIONS | 27511 | Z2A20JCXX | Cradle With Rear Horizontal Terminal, For Use With SACE Emax 2 E2.2-A Frame 2000 A 3-Pole Circuit Breaker, 104 deg F | PUR | Cradle With Rear Horizontal Terminal, For Use With SACE Emax 2 E2.2-A Frame 2000 A 3-Pole Circuit Breaker, 104 deg F | EA | EA |  | TRUE |  | P | B/W | 100
135652 | 2 | 3 | States | Champlin | Hayley Fabian | TRUE | 2026-08-21T00:00:00 | 2026-11-19T00:00:00 | 2026-11-19T00:00:00 | 6 | 0 | 6 | 280 | 29120 | 55316 | USA | N45 | 1501 | ABB INDUSTRIAL CONNECTIONS AND SOLUTIONS | 27511 | 1SDA085530R1 | Kit for fixing RRD on E2.2…E6.2 | PUR | Kit for fixing RRD on E2.2…E6.2 | EA | EA |  | TRUE |  | P | B/W | 100
135652 | 1 | 1 | States | Champlin | Hayley Fabian | TRUE | 2026-08-21T00:00:00 | 2026-12-07T00:00:00 | 2026-12-07T00:00:00 | 13 | 0 | 13 | 68.75 | 893.75 | 55316 | USA | N45 | 1501 | ABB INDUSTRIAL CONNECTIONS AND SOLUTIONS | 27511 | 1SDA081454R1 | LIFTING PLATES E2.2-E6.2 | PUR | LIFTING PLATES E2.2-E6.2 | EA | EA |  | TRUE |  | P | B/W | 100
135652 | 3 | 2 | States | Champlin | Hayley Fabian | TRUE | 2026-08-21T00:00:00 | 2026-10-12T00:00:00 | 2026-10-12T00:00:00 | 5 | 0 | 5 | 247.29 | 1978.32 | 55316 | USA | N45 | 1501 | ABB INDUSTRIAL CONNECTIONS AND SOLUTIONS | 27511 | AF80-22-00-13 | Contactor, 4-pole, 2-NO & 2 NC main contacts, 100-250vac coil, 80A | PUR | Contactor, 4-pole, 2-NO & 2 NC main contacts, 100-250vac coil, 80A | EA | EA |  | TRUE |  | P | B/W | 100
135652 | 7 | 1 | States | Champlin | Hayley Fabian | TRUE | 2026-08-21T00:00:00 | 2027-01-04T00:00:00 | 2027-01-04T00:00:00 | 1 | 0 | 1 | 6285.86 | 6285.86 | 55316 | USA | N45 | 1501 | ABB INDUSTRIAL CONNECTIONS AND SOLUTIONS | 27511 | ZEBRRD | RRD Emax2 E2.2...E6.2 110 Vac/dc, 1SDA085528R1 ***SHIPPED LOOSE | PUR | RRD Emax2 E2.2...E6.2 110 Vac/dc, 1SDA085528R1 ***SHIPPED LOOSE | EA | EA |  | TRUE |  | P | B/W | 100
135652 | 5 | 4 | States | Champlin | Hayley Fabian | TRUE | 2026-08-21T00:00:00 | 2027-01-04T00:00:00 | 2027-01-04T00:00:00 | 3 | 0 | 3 | 927.02 | 11124.24 | 55316 | USA | N45 | 1501 | ABB INDUSTRIAL CONNECTIONS AND SOLUTIONS | 27511 | ZBA20JCXX | Cradle, E2.2-A W FP 2000 4P - E2.2-A W FP 2000 4P HR HR (1SDA079699R1)ZBA20A0XX - AUP 5 CONT. 400VAC SX E2.2...E6.2 UL (1SDA080373R1)ZEBAUP-L - KIT VR SUP E2.2 W FP 4PCS UL INST (1SDA079847R1)1SDA079847R1 - KIT VR INF E2.2 W FP 4PCS UL INST (1SDA079849R1) | PUR | Cradle, E2.2-A W FP 2000 4P - E2.2-A W FP 2000 4P HR HR (1SDA079699R1)ZBA20A0XX - AUP 5 CONT. 400VAC SX E2.2...E6.2 UL (1SDA080373R1)ZEBAUP-L - KIT VR SUP E2.2 W FP 4PCS UL INST (1SDA079847R1)1SDA079847R1 - KIT VR INF E2.2 W FP 4PCS UL INST (1SDA079849R1) | EA | EA |  | TRUE |  | P | B/W | 100
135652 | 2 | 4 | States | Champlin | Hayley Fabian | TRUE | 2026-08-21T00:00:00 | 2026-12-03T00:00:00 | 2026-12-03T00:00:00 | 64 | 0 | 64 | 280 | 29120 | 55316 | USA | N45 | 1501 | ABB INDUSTRIAL CONNECTIONS AND SOLUTIONS | 27511 | 1SDA085530R1 | Kit for fixing RRD on E2.2…E6.2 | PUR | Kit for fixing RRD on E2.2…E6.2 | EA | EA |  | TRUE |  | P | B/W | 100
135652 | 4 | 2 | States | Champlin | Hayley Fabian | TRUE | 2026-08-21T00:00:00 | 2026-12-18T00:00:00 | 2026-12-18T00:00:00 | 22 | 0 | 22 | 768.37 | 61469.6 | 55316 | USA | N45 | 1501 | ABB INDUSTRIAL CONNECTIONS AND SOLUTIONS | 27511 | Z2A20JCXX | Cradle With Rear Horizontal Terminal, For Use With SACE Emax 2 E2.2-A Frame 2000 A 3-Pole Circuit Breaker, 104 deg F | PUR | Cradle With Rear Horizontal Terminal, For Use With SACE Emax 2 E2.2-A Frame 2000 A 3-Pole Circuit Breaker, 104 deg F | EA | EA |  | TRUE |  | P | B/W | 100
135652 | 5 | 2 | States | Champlin | Hayley Fabian | TRUE | 2026-08-21T00:00:00 | 2026-12-22T00:00:00 | 2026-12-22T00:00:00 | 3 | 0 | 3 | 927.02 | 11124.24 | 55316 | USA | N45 | 1501 | ABB INDUSTRIAL CONNECTIONS AND SOLUTIONS | 27511 | ZBA20JCXX | Cradle, E2.2-A W FP 2000 4P - E2.2-A W FP 2000 4P HR HR (1SDA079699R1)ZBA20A0XX - AUP 5 CONT. 400VAC SX E2.2...E6.2 UL (1SDA080373R1)ZEBAUP-L - KIT VR SUP E2.2 W FP 4PCS UL INST (1SDA079847R1)1SDA079847R1 - KIT VR INF E2.2 W FP 4PCS UL INST (1SDA079849R1) | PUR | Cradle, E2.2-A W FP 2000 4P - E2.2-A W FP 2000 4P HR HR (1SDA079699R1)ZBA20A0XX - AUP 5 CONT. 400VAC SX E2.2...E6.2 UL (1SDA080373R1)ZEBAUP-L - KIT VR SUP E2.2 W FP 4PCS UL INST (1SDA079847R1)1SDA079847R1 - KIT VR INF E2.2 W FP 4PCS UL INST (1SDA079849R1) | EA | EA |  | TRUE |  | P | B/W | 100
135652 | 4 | 1 | States | Champlin | Hayley Fabian | TRUE | 2026-08-21T00:00:00 | 2026-12-17T00:00:00 | 2026-12-17T00:00:00 | 17 | 0 | 17 | 768.37 | 61469.6 | 55316 | USA | N45 | 1501 | ABB INDUSTRIAL CONNECTIONS AND SOLUTIONS | 27511 | Z2A20JCXX | Cradle With Rear Horizontal Terminal, For Use With SACE Emax 2 E2.2-A Frame 2000 A 3-Pole Circuit Breaker, 104 deg F | PUR | Cradle With Rear Horizontal Terminal, For Use With SACE Emax 2 E2.2-A Frame 2000 A 3-Pole Circuit Breaker, 104 deg F | EA | EA |  | TRUE |  | P | B/W | 100
135652 | 4 | 3 | States | Champlin | Hayley Fabian | TRUE | 2026-08-21T00:00:00 | 2026-12-21T00:00:00 | 2026-12-21T00:00:00 | 20 | 0 | 20 | 768.37 | 61469.6 | 55316 | USA | N45 | 1501 | ABB INDUSTRIAL CONNECTIONS AND SOLUTIONS | 27511 | Z2A20JCXX | Cradle With Rear Horizontal Terminal, For Use With SACE Emax 2 E2.2-A Frame 2000 A 3-Pole Circuit Breaker, 104 deg F | PUR | Cradle With Rear Horizontal Terminal, For Use With SACE Emax 2 E2.2-A Frame 2000 A 3-Pole Circuit Breaker, 104 deg F | EA | EA |  | TRUE |  | P | B/W | 100
135652 | 5 | 3 | States | Champlin | Hayley Fabian | TRUE | 2026-08-21T00:00:00 | 2026-12-22T00:00:00 | 2026-12-22T00:00:00 | 3 | 0 | 3 | 927.02 | 11124.24 | 55316 | USA | N45 | 1501 | ABB INDUSTRIAL CONNECTIONS AND SOLUTIONS | 27511 | ZBA20JCXX | Cradle, E2.2-A W FP 2000 4P - E2.2-A W FP 2000 4P HR HR (1SDA079699R1)ZBA20A0XX - AUP 5 CONT. 400VAC SX E2.2...E6.2 UL (1SDA080373R1)ZEBAUP-L - KIT VR SUP E2.2 W FP 4PCS UL INST (1SDA079847R1)1SDA079847R1 - KIT VR INF E2.2 W FP 4PCS UL INST (1SDA079849R1) | PUR | Cradle, E2.2-A W FP 2000 4P - E2.2-A W FP 2000 4P HR HR (1SDA079699R1)ZBA20A0XX - AUP 5 CONT. 400VAC SX E2.2...E6.2 UL (1SDA080373R1)ZEBAUP-L - KIT VR SUP E2.2 W FP 4PCS UL INST (1SDA079847R1)1SDA079847R1 - KIT VR INF E2.2 W FP 4PCS UL INST (1SDA079849R1) | EA | EA |  | TRUE |  | P | B/W | 100
135652 | 2 | 2 | States | Champlin | Hayley Fabian | TRUE | 2026-08-21T00:00:00 | 2026-11-13T00:00:00 | 2026-11-13T00:00:00 | 20 | 0 | 20 | 280 | 29120 | 55316 | USA | N45 | 1501 | ABB INDUSTRIAL CONNECTIONS AND SOLUTIONS | 27511 | 1SDA085530R1 | Kit for fixing RRD on E2.2…E6.2 | PUR | Kit for fixing RRD on E2.2…E6.2 | EA | EA |  | TRUE |  | P | B/W | 100
135652 | 6 | 1 | States | Champlin | Hayley Fabian | TRUE | 2026-08-21T00:00:00 | 2026-11-19T00:00:00 | 2026-11-19T00:00:00 | 86 | 0 | 86 | 180.22 | 15498.92 | 55316 | USA | N45 | 1501 | ABB INDUSTRIAL CONNECTIONS AND SOLUTIONS | 27511 | ZE1NCT | ABB Neutral CT For Ground Fault Sensing | SRPP | ABB Neutral CT For Ground Fault Sensing | EA | EA |  | TRUE |  | P | B/W | 100
135652 | 2 | 1 | States | Champlin | Hayley Fabian | TRUE | 2026-08-21T00:00:00 | 2026-10-19T00:00:00 | 2026-10-19T00:00:00 | 14 | 0 | 14 | 280 | 29120 | 55316 | USA | N45 | 1501 | ABB INDUSTRIAL CONNECTIONS AND SOLUTIONS | 27511 | 1SDA085530R1 | Kit for fixing RRD on E2.2…E6.2 | PUR | Kit for fixing RRD on E2.2…E6.2 | EA | EA |  | TRUE |  | P | B/W | 100
135652 | 3 | 3 | States | Champlin | Hayley Fabian | TRUE | 2026-08-21T00:00:00 | 2026-12-07T00:00:00 | 2026-12-07T00:00:00 | 2 | 0 | 2 | 247.29 | 1978.32 | 55316 | USA | N45 | 1501 | ABB INDUSTRIAL CONNECTIONS AND SOLUTIONS | 27511 | AF80-22-00-13 | Contactor, 4-pole, 2-NO & 2 NC main contacts, 100-250vac coil, 80A | PUR | Contactor, 4-pole, 2-NO & 2 NC main contacts, 100-250vac coil, 80A | EA | EA |  | TRUE |  | P | B/W | 100
135652 | 5 | 1 | States | Champlin | Hayley Fabian | TRUE | 2026-08-21T00:00:00 | 2026-12-22T00:00:00 | 2026-12-22T00:00:00 | 3 | 0 | 3 | 927.02 | 11124.24 | 55316 | USA | N45 | 1501 | ABB INDUSTRIAL CONNECTIONS AND SOLUTIONS | 27511 | ZBA20JCXX | Cradle, E2.2-A W FP 2000 4P - E2.2-A W FP 2000 4P HR HR (1SDA079699R1)ZBA20A0XX - AUP 5 CONT. 400VAC SX E2.2...E6.2 UL (1SDA080373R1)ZEBAUP-L - KIT VR SUP E2.2 W FP 4PCS UL INST (1SDA079847R1)1SDA079847R1 - KIT VR INF E2.2 W FP 4PCS UL INST (1SDA079849R1) | PUR | Cradle, E2.2-A W FP 2000 4P - E2.2-A W FP 2000 4P HR HR (1SDA079699R1)ZBA20A0XX - AUP 5 CONT. 400VAC SX E2.2...E6.2 UL (1SDA080373R1)ZEBAUP-L - KIT VR SUP E2.2 W FP 4PCS UL INST (1SDA079847R1)1SDA079847R1 - KIT VR INF E2.2 W FP 4PCS UL INST (1SDA079849R1) | EA | EA |  | TRUE |  | P | B/W | 100
133865 | 1 | 1 | States | Champlin | Hayley Fabian | TRUE | 2026-06-04T00:00:00 | 2026-09-18T00:00:00 | 2026-09-18T00:00:00 | 4 | 2 | 2 | 3837.43 | 15349.72 | 55316-3157 | USA | N45 | 1501 | ABB INDUSTRIAL CONNECTIONS AND SOLUTIONS | 27511 | Z2SEUJJF30LA00000WKX | 1600AT / 1600AF, 3P, 480V, 65kAIC, E2.2 Manually-Operated Fixed-Mounted (MOFX), 100% Rated ACBProvided with the following STANDARD features:• EKIP Touch LSIG Protection• RELT Switch (Arc Flash Reduction)• 400V AUX Contacts•Std 250V Bell AlarmProvided with the following OPTIONAL features:• 24VDC EKIP Supply (Relt Switch)• 8mm Padlockable Push-Button Cover• Kirk Key Provisions• Test Report | PUR | 1600AT / 1600AF, 3P, 480V, 65kAIC, E2.2 Manually-Operated Fixed-Mounted (MOFX), 100% Rated ACBProvided with the following STANDARD features:• EKIP Touch LSIG Protection• RELT Switch (Arc Flash Reduction)• 400V AUX Contacts•Std 250V Bell AlarmProvided with the following OPTIONAL features:• 24VDC EKIP Supply (Relt Switch)• 8mm Padlockable Push-Button Cover• Kirk Key Provisions• Test Report | EA | EA |  | TRUE |  | P | B/W | 100
135929 | 1 | 1 | States | Dayton | Hayley Fabian | TRUE | 2026-09-04T00:00:00 | 2026-10-05T00:00:00 | 2026-10-05T00:00:00 | 3 | 0 | 3 | 9.06 | 27.18 | 55369 | USA | N45 | 1501 | ABB INDUSTRIAL CONNECTIONS AND SOLUTIONS | 27511 | THQB1120 | THQB MCB 20A 10KA 1P 120/240V | PUR | THQB MCB 20A 10KA 1P 120/240V (HP-2OS-1) | EA | EA |  | TRUE |  | P | B/W
135929 | 3 | 1 | States | Dayton | Hayley Fabian | TRUE | 2026-09-04T00:00:00 | 2026-10-05T00:00:00 | 2026-10-05T00:00:00 | 1 | 0 | 1 | 162.31 | 162.31 | 55369 | USA | N45 | 1501 | ABB INDUSTRIAL CONNECTIONS AND SOLUTIONS | 27511 | TEYD3050B | TEYX CIRCUIT BREAKER 3P 50A | PUR | TEYX CIRCUIT BREAKER 3P 50A (HP4E-1) | EA | EA |  | TRUE |  | P | B/W
135929 | 2 | 1 | States | Dayton | Hayley Fabian | TRUE | 2026-09-04T00:00:00 | 2026-10-05T00:00:00 | 2026-10-05T00:00:00 | 1 | 0 | 1 | 90.69 | 90.69 | 55369 | USA | N45 | 1501 | ABB INDUSTRIAL CONNECTIONS AND SOLUTIONS | 27511 | THQB32030 | THQB MCB 30A 10KA 3P 240V | PUR | THQB MCB 30A 10KA 3P 240V (HP-2H-2) | EA | EA |  | TRUE |  | P | B/W
134978 | 3 | 1 | States | Champlin | Hayley Fabian | TRUE | 2026-07-23T00:00:00 | 2026-12-14T00:00:00 | 2026-12-14T00:00:00 | 100 | 0 | 100 | 15.83 | 1583 | 55316-3157 | USA | N45 | 1501 | ABB INDUSTRIAL CONNECTIONS AND SOLUTIONS | 27511 | E93/30CC | Fuse Holder: Finger-safe, 3-Pole, 600VAC/DC, 30A, Class CC, accepts rejection style fuse | PUR | Fuse Holder: Finger-safe, 3-Pole, 600VAC/DC, 30A, Class CC, accepts rejection style fuse | EA | EA |  | TRUE |  | P | B/W | 100
134978 | 4 | 1 | States | Champlin | Hayley Fabian | TRUE | 2026-07-23T00:00:00 | 2027-01-11T00:00:00 | 2027-01-11T00:00:00 | 41 | 0 | 41 | 505.05 | 20707.05 | 55316-3157 | USA | N45 | 1501 | ABB INDUSTRIAL CONNECTIONS AND SOLUTIONS | 27511 | ZEAMODTCP | EKIP MODBUS | PUR | EKIP MODBUS | EA | EA |  | TRUE |  | P | B/W | 100
134978 | 2 | 1 | States | Champlin | Hayley Fabian | TRUE | 2026-07-23T00:00:00 | 2026-11-30T00:00:00 | 2026-11-30T00:00:00 | 6 | 0 | 6 | 5826.47 | 34958.82 | 55316-3157 | USA | N45 | 1501 | ABB INDUSTRIAL CONNECTIONS AND SOLUTIONS | 27511 | Z4SGULJE63LA00A00WXX | 1E4.2S-A 2500 EKIP TOUCH LSI 3P FHR (1SDA078002R1)Z4SGULBE000A000000XX 1KIT VR SUP E4.2 F 2500A 3PCS UL INST (1SDA079862R1)1SDA079862R1 1KIT VR INF E4.2 F 2500A 3PCS UL INST (1SDA079864R1)1SDA079864R1 1YO E1.2..E6.2 24 V AC/DC (1SDA073668R1)ZEASA 1YC E1.2..E6.2 24 V AC/DC (1SDA073681R1)ZEACA 1M E2.2...E6.2 24-30 V AC/DC (1SDA073722R1)ZEBM2 1S51 250V E2.2...E6.2 (1SDA073778R1)ZEBBA 1PBC D=8mm E2.2...E6.2 (1SDA073861R1)ZEBPBC8 1Ekip Supply 24-48VDC (1SDA074173R1)ZEAPWRSD 1Ekip 2K-3 E1.2...E6.2 (1SDA074169R1)ZEB2K3 | PUR | 1E4.2S-A 2500 EKIP TOUCH LSI 3P FHR1SDA078002R1Z4SGULBE000A000000XX 1KIT VR SUP E4.2 F 2500A 3PCS UL INST1SDA079862R1 1KIT VR INF E4.2 F 2500A 3PCS UL INST1SDA079864R1 1YO E1.2..E6.2 24 V AC/DC1SDA073668R1ZEASA 1S51 250V E2.2...E6.21SDA073778R1ZEBBA 1KLC-A Kirk key lock in open position E2.2...E6.21SDA073798R1ZEBKLAK 1PBC D=8mm E2.2...E6.21SDA073861R1ZEBPBC8 1Ekip Supply 110-240VAC/DC1SDA074172R1ZEAPWRS 1Ekip Com Modbus TCP E1.2..E6.21SDA074151R1ZEAMODTCP 1Ekip 2K-3 E1.2...E6.21SDA074169R1ZEB2K3 | EA | EA |  | TRUE |  | P | B/W | 100
134978 | 1 | 1 | States | Champlin | Hayley Fabian | TRUE | 2026-07-23T00:00:00 | 2026-11-09T00:00:00 | 2026-11-09T00:00:00 | 2 | 0 | 2 | 12660.9 | 25321.8 | 55316-3157 | USA | N45 | 1501 | ABB INDUSTRIAL CONNECTIONS AND SOLUTIONS | 27511 | Z6HJURAK83LA000005XX | 4000A, 85kA, 3-Pole, Draw-Out, Ekip Hi-Touch LSIG, ModBus TCP, RELT, 120V Ekip Supply, 4 Aux Contacts, PushButton Cover | PUR | 4000A, 85kA, 3-Pole, Draw-Out, Ekip Hi-Touch LSIG, ModBus TCP, RELT, 120V Ekip Supply, 4 Aux Contacts, PushButton Cover | EA | EA |  | TRUE |  | P | B/W | 100
134961 | 6 | 1 | States | Champlin | Hayley Fabian | TRUE | 2026-07-22T00:00:00 | 2026-10-23T00:00:00 | 2026-10-23T00:00:00 | 1 | 0 | 1 | 102.6 | 102.6 | 55316-3157 | USA | N45 | 1501 | ABB INDUSTRIAL CONNECTIONS AND SOLUTIONS | 27511 | 77310-AF76SN-03P-BB.2-11 | Front: AF76SN | Buy | Front: AF76SN | EA | EA |  | TRUE |  | P | B/W | 100
134961 | 20 | 1 | States | Champlin | Hayley Fabian | TRUE | 2026-07-22T00:00:00 | 2026-10-23T00:00:00 | 2026-10-23T00:00:00 | 1 | 0 | 1 | 8451.3 | 8451.3 | 55316-3157 | USA | N45 | 1501 | ABB INDUSTRIAL CONNECTIONS AND SOLUTIONS | 27511 | 77310-PPXT FA INT-02MECH-02 | PPXT FA INT | Buy | PPXT FA INT | EA | EA |  | TRUE |  | P | B/W | 100
134961 | 46 | 1 | States | Champlin | Hayley Fabian | TRUE | 2026-07-22T00:00:00 | 2026-10-23T00:00:00 | 2026-10-23T00:00:00 | 1 | 0 | 1 | 134.21 | 134.21 | 55316-3157 | USA | N45 | 1501 | ABB INDUSTRIAL CONNECTIONS AND SOLUTIONS | 27511 | 77310-AB76B-02P-4N-1 | Box: AB76B | Buy | Box: AB76B | EA | EA |  | TRUE |  | P | B/W | CHAMPLIN
134961 | 11 | 1 | States | Champlin | Hayley Fabian | TRUE | 2026-07-22T00:00:00 | 2026-10-23T00:00:00 | 2026-10-23T00:00:00 | 1 | 0 | 1 | 290.59 | 290.59 | 55316-3157 | USA | N45 | 1501 | ABB INDUSTRIAL CONNECTIONS AND SOLUTIONS | 27511 | 77310-PPXT FA BOX-02MECH-03 | PPXT FA BOX | Buy | PPXT FA BOX | EA | EA |  | TRUE |  | P | B/W | 100
134961 | 41 | 1 | States | Champlin | Hayley Fabian | TRUE | 2026-07-22T00:00:00 | 2026-10-23T00:00:00 | 2026-10-23T00:00:00 | 1 | 0 | 1 | 8451.3 | 8451.3 | 55316-3157 | USA | N45 | 1501 | ABB INDUSTRIAL CONNECTIONS AND SOLUTIONS | 27511 | 77310-PPXT FA INT-02MECH-05 | PPXT FA INT | Buy | PPXT FA INT | EA | EA |  | TRUE |  | P | B/W | CHAMPLIN
134961 | 7 | 1 | States | Champlin | Hayley Fabian | TRUE | 2026-07-22T00:00:00 | 2026-10-23T00:00:00 | 2026-10-23T00:00:00 | 1 | 0 | 1 | 102.6 | 102.6 | 55316-3157 | USA | N45 | 1501 | ABB INDUSTRIAL CONNECTIONS AND SOLUTIONS | 27511 | 77310-AF76SN-04P-BB.2-11 | Front: AF76SN | Buy | Front: AF76SN | EA | EA |  | TRUE |  | P | B/W | 100
134961 | 28 | 1 | States | Champlin | Hayley Fabian | TRUE | 2026-07-22T00:00:00 | 2026-10-23T00:00:00 | 2026-10-23T00:00:00 | 1 | 0 | 1 | 3425.64 | 3425.64 | 55316-3157 | USA | N45 | 1501 | ABB INDUSTRIAL CONNECTIONS AND SOLUTIONS | 27511 | 77310-RQFC-INTERIOR-02P-BB.1 | Interior : AQF3422JBX AXS5N2MSPS | Buy | Interior : AQF3422JBX AXS5N2MSPS | EA | EA |  | TRUE |  | P | B/W | 100
134961 | 4 | 1 | States | Champlin | Hayley Fabian | TRUE | 2026-07-22T00:00:00 | 2026-10-23T00:00:00 | 2026-10-23T00:00:00 | 1 | 0 | 1 | 122.27 | 122.27 | 55316-3157 | USA | N45 | 1501 | ABB INDUSTRIAL CONNECTIONS AND SOLUTIONS | 27511 | 77310-AB76B-04P-BB.2-11 | Box: AB76B | Buy | Box: AB76B | EA | EA |  | TRUE |  | P | B/W | 100
134961 | 37 | 1 | States | Champlin | Hayley Fabian | TRUE | 2026-07-22T00:00:00 | 2026-10-23T00:00:00 | 2026-10-23T00:00:00 | 1 | 0 | 1 | 134.21 | 134.21 | 55316-3157 | USA | N45 | 1501 | ABB INDUSTRIAL CONNECTIONS AND SOLUTIONS | 27511 | 77310-AB76B-03P-4N-1 | Box: AB76B | Buy | Box: AB76B | EA | EA |  | TRUE |  | P | B/W | CHAMPLIN
134961 | 15 | 1 | States | Champlin | Hayley Fabian | TRUE | 2026-07-22T00:00:00 | 2026-10-23T00:00:00 | 2026-10-23T00:00:00 | 1 | 0 | 1 | 290.59 | 290.59 | 55316-3157 | USA | N45 | 1501 | ABB INDUSTRIAL CONNECTIONS AND SOLUTIONS | 27511 | 77310-PPXT FA BOX-04MECH-01 | PPXT FA BOX | Buy | PPXT FA BOX | EA | EA |  | TRUE |  | P | B/W | 100
134961 | 54 | 1 | States | Champlin | Hayley Fabian | TRUE | 2026-07-22T00:00:00 | 2026-10-23T00:00:00 | 2026-10-23T00:00:00 | 1 | 0 | 1 | 290.59 | 290.59 | 55316-3157 | USA | N45 | 1501 | ABB INDUSTRIAL CONNECTIONS AND SOLUTIONS | 27511 | 77310-PPXT FA BOX-03MECH-05 | PPXT FA BOX | Buy | PPXT FA BOX | EA | EA |  | TRUE |  | P | B/W | CHAMPLIN
134961 | 3 | 1 | States | Champlin | Hayley Fabian | TRUE | 2026-07-22T00:00:00 | 2026-10-23T00:00:00 | 2026-10-23T00:00:00 | 1 | 0 | 1 | 134.21 | 134.21 | 55316-3157 | USA | N45 | 1501 | ABB INDUSTRIAL CONNECTIONS AND SOLUTIONS | 27511 | 77310-AB76B-04P-4N-1 | Box: AB76B | Buy | Box: AB76B | EA | EA |  | TRUE |  | P | B/W | 100
134961 | 38 | 1 | States | Champlin | Hayley Fabian | TRUE | 2026-07-22T00:00:00 | 2026-10-23T00:00:00 | 2026-10-23T00:00:00 | 1 | 0 | 1 | 7669.8 | 7669.8 | 55316-3157 | USA | N45 | 1501 | ABB INDUSTRIAL CONNECTIONS AND SOLUTIONS | 27511 | 77310-RSF-SLT-INT-03P-4N-1 | Interior : ASF3424KBX AXS5N2MSPS | Buy | Interior : ASF3424KBX AXS5N2MSPS | EA | EA |  | TRUE |  | P | B/W | CHAMPLIN
134961 | 8 | 1 | States | Champlin | Hayley Fabian | TRUE | 2026-07-22T00:00:00 | 2026-10-23T00:00:00 | 2026-10-23T00:00:00 | 1 | 0 | 1 | 168.93 | 168.93 | 55316-3157 | USA | N45 | 1501 | ABB INDUSTRIAL CONNECTIONS AND SOLUTIONS | 27511 | 77310-AF76STN-02P-4N-1 | Front: AF76STN | Buy | Front: AF76STN | EA | EA |  | TRUE |  | P | B/W | 100
134961 | 33 | 1 | States | Champlin | Hayley Fabian | TRUE | 2026-07-22T00:00:00 | 2026-10-23T00:00:00 | 2026-10-23T00:00:00 | 1 | 0 | 1 | 8544.41 | 8544.41 | 55316-3157 | USA | N45 | 1501 | ABB INDUSTRIAL CONNECTIONS AND SOLUTIONS | 27511 | 77310-PPXT FA INT-04MECH-04 | PPXT FA INT | Buy | PPXT FA INT | EA | EA |  | TRUE |  | P | B/W | CHAMPLIN
134961 | 5 | 1 | States | Champlin | Hayley Fabian | TRUE | 2026-07-22T00:00:00 | 2026-10-23T00:00:00 | 2026-10-23T00:00:00 | 1 | 0 | 1 | 102.6 | 102.6 | 55316-3157 | USA | N45 | 1501 | ABB INDUSTRIAL CONNECTIONS AND SOLUTIONS | 27511 | 77310-AF76SN-02P-BB.1 | Front: AF76SN | Buy | Front: AF76SN | EA | EA |  | TRUE |  | P | B/W | 100
134961 | 16 | 1 | States | Champlin | Hayley Fabian | TRUE | 2026-07-22T00:00:00 | 2026-10-23T00:00:00 | 2026-10-23T00:00:00 | 1 | 0 | 1 | 290.59 | 290.59 | 55316-3157 | USA | N45 | 1501 | ABB INDUSTRIAL CONNECTIONS AND SOLUTIONS | 27511 | 77310-PPXT FA BOX-04MECH-03 | PPXT FA BOX | Buy | PPXT FA BOX | EA | EA |  | TRUE |  | P | B/W | 100
134961 | 43 | 1 | States | Champlin | Hayley Fabian | TRUE | 2026-07-22T00:00:00 | 2026-10-23T00:00:00 | 2026-10-23T00:00:00 | 1 | 0 | 1 | 3427.35 | 3427.35 | 55316-3157 | USA | N45 | 1501 | ABB INDUSTRIAL CONNECTIONS AND SOLUTIONS | 27511 | 77310-RQF-SLT-INT-02P-2N-1 | Interior : AQF3422JBX AXS5N2MSPS | Buy | Interior : AQF3422JBX AXS5N2MSPS | EA | EA |  | TRUE |  | P | B/W | CHAMPLIN
134961 | 10 | 1 | States | Champlin | Hayley Fabian | TRUE | 2026-07-22T00:00:00 | 2026-10-23T00:00:00 | 2026-10-23T00:00:00 | 1 | 0 | 1 | 290.59 | 290.59 | 55316-3157 | USA | N45 | 1501 | ABB INDUSTRIAL CONNECTIONS AND SOLUTIONS | 27511 | 77310-PPXT FA BOX-02MECH-02 | PPXT FA BOX | Buy | PPXT FA BOX | EA | EA |  | TRUE |  | P | B/W | 100
134961 | 18 | 1 | States | Champlin | Hayley Fabian | TRUE | 2026-07-22T00:00:00 | 2026-10-23T00:00:00 | 2026-10-23T00:00:00 | 1 | 0 | 1 | 290.59 | 290.59 | 55316-3157 | USA | N45 | 1501 | ABB INDUSTRIAL CONNECTIONS AND SOLUTIONS | 27511 | 77310-PPXT FA BOX-04MECH-05 | PPXT FA BOX | Buy | PPXT FA BOX | EA | EA |  | TRUE |  | P | B/W | 100
134961 | 39 | 1 | States | Champlin | Hayley Fabian | TRUE | 2026-07-22T00:00:00 | 2026-10-23T00:00:00 | 2026-10-23T00:00:00 | 1 | 0 | 1 | 122.27 | 122.27 | 55316-3157 | USA | N45 | 1501 | ABB INDUSTRIAL CONNECTIONS AND SOLUTIONS | 27511 | 77310-AB76B-02P-BB.1 | Box: AB76B | Buy | Box: AB76B | EA | EA |  | TRUE |  | P | B/W | CHAMPLIN
134961 | 9 | 1 | States | Champlin | Hayley Fabian | TRUE | 2026-07-22T00:00:00 | 2026-10-23T00:00:00 | 2026-10-23T00:00:00 | 1 | 0 | 1 | 168.93 | 168.93 | 55316-3157 | USA | N45 | 1501 | ABB INDUSTRIAL CONNECTIONS AND SOLUTIONS | 27511 | 77310-AF76STN-03P-4N-1 | Front: AF76STN | Buy | Front: AF76STN | EA | EA |  | TRUE |  | P | B/W | 100
134961 | 23 | 1 | States | Champlin | Hayley Fabian | TRUE | 2026-07-22T00:00:00 | 2026-10-23T00:00:00 | 2026-10-23T00:00:00 | 1 | 0 | 1 | 8451.3 | 8451.3 | 55316-3157 | USA | N45 | 1501 | ABB INDUSTRIAL CONNECTIONS AND SOLUTIONS | 27511 | 77310-PPXT FA INT-03MECH-04 | PPXT FA INT | Buy | PPXT FA INT | EA | EA |  | TRUE |  | P | B/W | 100
134961 | 48 | 1 | States | Champlin | Hayley Fabian | TRUE | 2026-07-22T00:00:00 | 2026-10-23T00:00:00 | 2026-10-23T00:00:00 | 1 | 0 | 1 | 122.27 | 122.27 | 55316-3157 | USA | N45 | 1501 | ABB INDUSTRIAL CONNECTIONS AND SOLUTIONS | 27511 | 77310-AB76B-03P-BB.2-11 | Box: AB76B | Buy | Box: AB76B | EA | EA |  | TRUE |  | P | B/W | CHAMPLIN
134961 | 56 | 1 | States | Champlin | Hayley Fabian | TRUE | 2026-07-22T00:00:00 | 2026-10-23T00:00:00 | 2026-10-23T00:00:00 | 1 | 0 | 1 | 122.27 | 122.27 | 55316-3157 | USA | N45 | 1501 | ABB INDUSTRIAL CONNECTIONS AND SOLUTIONS | 27511 | 77310-AB76B-03P-2N-1 | Box: AB76B | Buy | Box: AB76B | EA | EA |  | TRUE |  | P | B/W | CHAMPLIN
134961 | 57 | 1 | States | Champlin | Hayley Fabian | TRUE | 2026-07-22T00:00:00 | 2026-10-23T00:00:00 | 2026-10-23T00:00:00 | 1 | 0 | 1 | 102.6 | 102.6 | 55316-3157 | USA | N45 | 1501 | ABB INDUSTRIAL CONNECTIONS AND SOLUTIONS | 27511 | 77310-AF76SN-03P-2N-1 | Front: AF76SN | Buy | Front: AF76SN | EA | EA |  | TRUE |  | P | B/W | CHAMPLIN
134961 | 51 | 1 | States | Champlin | Hayley Fabian | TRUE | 2026-07-22T00:00:00 | 2026-10-23T00:00:00 | 2026-10-23T00:00:00 | 1 | 0 | 1 | 290.59 | 290.59 | 55316-3157 | USA | N45 | 1501 | ABB INDUSTRIAL CONNECTIONS AND SOLUTIONS | 27511 | 77310-PPXT FA BOX-03MECH-02 | PPXT FA BOX | Buy | PPXT FA BOX | EA | EA |  | TRUE |  | P | B/W | CHAMPLIN
134961 | 14 | 1 | States | Champlin | Hayley Fabian | TRUE | 2026-07-22T00:00:00 | 2026-10-23T00:00:00 | 2026-10-23T00:00:00 | 1 | 0 | 1 | 290.59 | 290.59 | 55316-3157 | USA | N45 | 1501 | ABB INDUSTRIAL CONNECTIONS AND SOLUTIONS | 27511 | 77310-PPXT FA BOX-03MECH-03 | PPXT FA BOX | Buy | PPXT FA BOX | EA | EA |  | TRUE |  | P | B/W | 100
134961 | 24 | 1 | States | Champlin | Hayley Fabian | TRUE | 2026-07-22T00:00:00 | 2026-10-23T00:00:00 | 2026-10-23T00:00:00 | 1 | 0 | 1 | 8451.3 | 8451.3 | 55316-3157 | USA | N45 | 1501 | ABB INDUSTRIAL CONNECTIONS AND SOLUTIONS | 27511 | 77310-PPXT FA INT-03MECH-05 | PPXT FA INT | Buy | PPXT FA INT | EA | EA |  | TRUE |  | P | B/W | 100
134961 | 50 | 1 | States | Champlin | Hayley Fabian | TRUE | 2026-07-22T00:00:00 | 2026-10-23T00:00:00 | 2026-10-23T00:00:00 | 1 | 0 | 1 | 8451.3 | 8451.3 | 55316-3157 | USA | N45 | 1501 | ABB INDUSTRIAL CONNECTIONS AND SOLUTIONS | 27511 | 77310-PPXT FA INT-03MECH-02 | PPXT FA INT | Buy | PPXT FA INT | EA | EA |  | TRUE |  | P | B/W | CHAMPLIN
134961 | 45 | 1 | States | Champlin | Hayley Fabian | TRUE | 2026-07-22T00:00:00 | 2026-10-23T00:00:00 | 2026-10-23T00:00:00 | 1 | 0 | 1 | 7669.8 | 7669.8 | 55316-3157 | USA | N45 | 1501 | ABB INDUSTRIAL CONNECTIONS AND SOLUTIONS | 27511 | 77310-RSF-SLT-INT-02P-4N-1 | Interior : ASF3424KBX AXS5N2MSPS | Buy | Interior : ASF3424KBX AXS5N2MSPS | EA | EA |  | TRUE |  | P | B/W | CHAMPLIN
134961 | 47 | 1 | States | Champlin | Hayley Fabian | TRUE | 2026-07-22T00:00:00 | 2026-10-23T00:00:00 | 2026-10-23T00:00:00 | 1 | 0 | 1 | 3425.64 | 3425.64 | 55316-3157 | USA | N45 | 1501 | ABB INDUSTRIAL CONNECTIONS AND SOLUTIONS | 27511 | 77310-RQFC-INTERIOR-03P-BB.2-11 | Interior : AQF3422JBX AXS5N2MSPS | Buy | Interior : AQF3422JBX AXS5N2MSPS | EA | EA |  | TRUE |  | P | B/W | CHAMPLIN
134961 | 32 | 1 | States | Champlin | Hayley Fabian | TRUE | 2026-07-22T00:00:00 | 2026-10-23T00:00:00 | 2026-10-23T00:00:00 | 1 | 0 | 1 | 102.6 | 102.6 | 55316-3157 | USA | N45 | 1501 | ABB INDUSTRIAL CONNECTIONS AND SOLUTIONS | 27511 | 77310-AF76SN-04P-2N-1 | Front: AF76SN | Buy | Front: AF76SN | EA | EA |  | TRUE |  | P | B/W | CHAMPLIN
134961 | 26 | 1 | States | Champlin | Hayley Fabian | TRUE | 2026-07-22T00:00:00 | 2026-10-23T00:00:00 | 2026-10-23T00:00:00 | 1 | 0 | 1 | 8544.41 | 8544.41 | 55316-3157 | USA | N45 | 1501 | ABB INDUSTRIAL CONNECTIONS AND SOLUTIONS | 27511 | 77310-PPXT FA INT-04MECH-02 | PPXT FA INT | Buy | PPXT FA INT | EA | EA |  | TRUE |  | P | B/W | 100
134961 | 35 | 1 | States | Champlin | Hayley Fabian | TRUE | 2026-07-22T00:00:00 | 2026-10-23T00:00:00 | 2026-10-23T00:00:00 | 1 | 0 | 1 | 290.59 | 290.59 | 55316-3157 | USA | N45 | 1501 | ABB INDUSTRIAL CONNECTIONS AND SOLUTIONS | 27511 | 77310-PPXT FA BOX-04MECH-02 | PPXT FA BOX | Buy | PPXT FA BOX | EA | EA |  | TRUE |  | P | B/W | CHAMPLIN
134961 | 44 | 1 | States | Champlin | Hayley Fabian | TRUE | 2026-07-22T00:00:00 | 2026-10-23T00:00:00 | 2026-10-23T00:00:00 | 1 | 0 | 1 | 102.6 | 102.6 | 55316-3157 | USA | N45 | 1501 | ABB INDUSTRIAL CONNECTIONS AND SOLUTIONS | 27511 | 77310-AF76SN-02P-2N-1 | Front: AF76SN | Buy | Front: AF76SN | EA | EA |  | TRUE |  | P | B/W | CHAMPLIN
134961 | 42 | 1 | States | Champlin | Hayley Fabian | TRUE | 2026-07-22T00:00:00 | 2026-10-23T00:00:00 | 2026-10-23T00:00:00 | 1 | 0 | 1 | 290.59 | 290.59 | 55316-3157 | USA | N45 | 1501 | ABB INDUSTRIAL CONNECTIONS AND SOLUTIONS | 27511 | 77310-PPXT FA BOX-02MECH-05 | PPXT FA BOX | Buy | PPXT FA BOX | EA | EA |  | TRUE |  | P | B/W | CHAMPLIN
134961 | 49 | 1 | States | Champlin | Hayley Fabian | TRUE | 2026-07-22T00:00:00 | 2026-10-23T00:00:00 | 2026-10-23T00:00:00 | 1 | 0 | 1 | 8451.3 | 8451.3 | 55316-3157 | USA | N45 | 1501 | ABB INDUSTRIAL CONNECTIONS AND SOLUTIONS | 27511 | 77310-PPXT FA INT-03MECH-01 | PPXT FA INT | Buy | PPXT FA INT | EA | EA |  | TRUE |  | P | B/W | CHAMPLIN
134961 | 34 | 1 | States | Champlin | Hayley Fabian | TRUE | 2026-07-22T00:00:00 | 2026-10-23T00:00:00 | 2026-10-23T00:00:00 | 1 | 0 | 1 | 8544.41 | 8544.41 | 55316-3157 | USA | N45 | 1501 | ABB INDUSTRIAL CONNECTIONS AND SOLUTIONS | 27511 | 77310-PPXT FA INT-04MECH-03 | PPXT FA INT | Buy | PPXT FA INT | EA | EA |  | TRUE |  | P | B/W | CHAMPLIN
134961 | 40 | 1 | States | Champlin | Hayley Fabian | TRUE | 2026-07-22T00:00:00 | 2026-10-23T00:00:00 | 2026-10-23T00:00:00 | 1 | 0 | 1 | 290.59 | 290.59 | 55316-3157 | USA | N45 | 1501 | ABB INDUSTRIAL CONNECTIONS AND SOLUTIONS | 27511 | 77310-PPXT FA BOX-02MECH-01 | PPXT FA BOX | Buy | PPXT FA BOX | EA | EA |  | TRUE |  | P | B/W | CHAMPLIN
134961 | 36 | 1 | States | Champlin | Hayley Fabian | TRUE | 2026-07-22T00:00:00 | 2026-10-23T00:00:00 | 2026-10-23T00:00:00 | 1 | 0 | 1 | 3425.64 | 3425.64 | 55316-3157 | USA | N45 | 1501 | ABB INDUSTRIAL CONNECTIONS AND SOLUTIONS | 27511 | 77310-RQFC-INTERIOR-04P-BB.2-11 | Interior : AQF3422JBX AXS5N2MSPS | Buy | Interior : AQF3422JBX AXS5N2MSPS | EA | EA |  | TRUE |  | P | B/W | CHAMPLIN
134961 | 52 | 1 | States | Champlin | Hayley Fabian | TRUE | 2026-07-22T00:00:00 | 2026-10-23T00:00:00 | 2026-10-23T00:00:00 | 1 | 0 | 1 | 9185.11 | 9185.11 | 55316-3157 | USA | N45 | 1501 | ABB INDUSTRIAL CONNECTIONS AND SOLUTIONS | 27511 | 77310-PPXT FA INT-03MECH-03 | PPXT FA INT | Buy | PPXT FA INT | EA | EA |  | TRUE |  | P | B/W | CHAMPLIN
134961 | 53 | 1 | States | Champlin | Hayley Fabian | TRUE | 2026-07-22T00:00:00 | 2026-10-23T00:00:00 | 2026-10-23T00:00:00 | 1 | 0 | 1 | 290.59 | 290.59 | 55316-3157 | USA | N45 | 1501 | ABB INDUSTRIAL CONNECTIONS AND SOLUTIONS | 27511 | 77310-PPXT FA BOX-03MECH-04 | PPXT FA BOX | Buy | PPXT FA BOX | EA | EA |  | TRUE |  | P | B/W | CHAMPLIN
134961 | 17 | 1 | States | Champlin | Hayley Fabian | TRUE | 2026-07-22T00:00:00 | 2026-10-23T00:00:00 | 2026-10-23T00:00:00 | 1 | 0 | 1 | 290.59 | 290.59 | 55316-3157 | USA | N45 | 1501 | ABB INDUSTRIAL CONNECTIONS AND SOLUTIONS | 27511 | 77310-PPXT FA BOX-04MECH-04 | PPXT FA BOX | Buy | PPXT FA BOX | EA | EA |  | TRUE |  | P | B/W | 100
134961 | 27 | 1 | States | Champlin | Hayley Fabian | TRUE | 2026-07-22T00:00:00 | 2026-10-23T00:00:00 | 2026-10-23T00:00:00 | 1 | 0 | 1 | 8544.41 | 8544.41 | 55316-3157 | USA | N45 | 1501 | ABB INDUSTRIAL CONNECTIONS AND SOLUTIONS | 27511 | 77310-PPXT FA INT-04MECH-05 | PPXT FA INT | Buy | PPXT FA INT | EA | EA |  | TRUE |  | P | B/W | 100
134961 | 29 | 1 | States | Champlin | Hayley Fabian | TRUE | 2026-07-22T00:00:00 | 2026-10-23T00:00:00 | 2026-10-23T00:00:00 | 1 | 0 | 1 | 3427.35 | 3427.35 | 55316-3157 | USA | N45 | 1501 | ABB INDUSTRIAL CONNECTIONS AND SOLUTIONS | 27511 | 77310-RQF-SLT-INT-04P-2N-1 | Interior : AQF3422JBX AXS5N2MSPS | Buy | Interior : AQF3422JBX AXS5N2MSPS | EA | EA |  | TRUE |  | P | B/W | 100
134961 | 31 | 1 | States | Champlin | Hayley Fabian | TRUE | 2026-07-22T00:00:00 | 2026-10-23T00:00:00 | 2026-10-23T00:00:00 | 1 | 0 | 1 | 168.93 | 168.93 | 55316-3157 | USA | N45 | 1501 | ABB INDUSTRIAL CONNECTIONS AND SOLUTIONS | 27511 | 77310-AF76STN-04P-4N-1 | Front: AF76STN | Buy | Front: AF76STN | EA | EA |  | TRUE |  | P | B/W | CHAMPLIN
134961 | 21 | 1 | States | Champlin | Hayley Fabian | TRUE | 2026-07-22T00:00:00 | 2026-10-23T00:00:00 | 2026-10-23T00:00:00 | 1 | 0 | 1 | 8451.3 | 8451.3 | 55316-3157 | USA | N45 | 1501 | ABB INDUSTRIAL CONNECTIONS AND SOLUTIONS | 27511 | 77310-PPXT FA INT-02MECH-03 | PPXT FA INT | Buy | PPXT FA INT | EA | EA |  | TRUE |  | P | B/W | 100
134961 | 19 | 1 | States | Champlin | Hayley Fabian | TRUE | 2026-07-22T00:00:00 | 2026-10-23T00:00:00 | 2026-10-23T00:00:00 | 1 | 0 | 1 | 8451.3 | 8451.3 | 55316-3157 | USA | N45 | 1501 | ABB INDUSTRIAL CONNECTIONS AND SOLUTIONS | 27511 | 77310-PPXT FA INT-02MECH-01 | PPXT FA INT | Buy | PPXT FA INT | EA | EA |  | TRUE |  | P | B/W | 100
134961 | 12 | 1 | States | Champlin | Hayley Fabian | TRUE | 2026-07-22T00:00:00 | 2026-10-23T00:00:00 | 2026-10-23T00:00:00 | 1 | 0 | 1 | 290.59 | 290.59 | 55316-3157 | USA | N45 | 1501 | ABB INDUSTRIAL CONNECTIONS AND SOLUTIONS | 27511 | 77310-PPXT FA BOX-02MECH-04 | PPXT FA BOX | Buy | PPXT FA BOX | EA | EA |  | TRUE |  | P | B/W | 100
134961 | 13 | 1 | States | Champlin | Hayley Fabian | TRUE | 2026-07-22T00:00:00 | 2026-10-23T00:00:00 | 2026-10-23T00:00:00 | 1 | 0 | 1 | 290.59 | 290.59 | 55316-3157 | USA | N45 | 1501 | ABB INDUSTRIAL CONNECTIONS AND SOLUTIONS | 27511 | 77310-PPXT FA BOX-03MECH-01 | PPXT FA BOX | Buy | PPXT FA BOX | EA | EA |  | TRUE |  | P | B/W | 100
134961 | 1 | 1 | States | Champlin | Hayley Fabian | TRUE | 2026-07-22T00:00:00 | 2026-10-23T00:00:00 | 2026-10-23T00:00:00 | 1 | 0 | 1 | 122.27 | 122.27 | 55316-3157 | USA | N45 | 1501 | ABB INDUSTRIAL CONNECTIONS AND SOLUTIONS | 27511 | 77310-AB76B-02P-2N-1 | Box: AB76B | Buy | Box: AB76B | EA | EA |  | TRUE |  | P | B/W | 100
134961 | 55 | 1 | States | Champlin | Hayley Fabian | TRUE | 2026-07-22T00:00:00 | 2026-10-23T00:00:00 | 2026-10-23T00:00:00 | 1 | 0 | 1 | 3427.35 | 3427.35 | 55316-3157 | USA | N45 | 1501 | ABB INDUSTRIAL CONNECTIONS AND SOLUTIONS | 27511 | 77310-RQF-SLT-INT-03P-2N-1 | Interior : AQF3422JBX AXS5N2MSPS | Buy | Interior : AQF3422JBX AXS5N2MSPS | EA | EA |  | TRUE |  | P | B/W | CHAMPLIN
134961 | 22 | 1 | States | Champlin | Hayley Fabian | TRUE | 2026-07-22T00:00:00 | 2026-10-23T00:00:00 | 2026-10-23T00:00:00 | 1 | 0 | 1 | 8451.3 | 8451.3 | 55316-3157 | USA | N45 | 1501 | ABB INDUSTRIAL CONNECTIONS AND SOLUTIONS | 27511 | 77310-PPXT FA INT-02MECH-04 | PPXT FA INT | Buy | PPXT FA INT | EA | EA |  | TRUE |  | P | B/W | 100
134961 | 30 | 1 | States | Champlin | Hayley Fabian | TRUE | 2026-07-22T00:00:00 | 2026-10-23T00:00:00 | 2026-10-23T00:00:00 | 1 | 0 | 1 | 7669.8 | 7669.8 | 55316-3157 | USA | N45 | 1501 | ABB INDUSTRIAL CONNECTIONS AND SOLUTIONS | 27511 | 77310-RSF-SLT-INT-04P-4N-1 | Interior : ASF3424KBX AXS5N2MSPS | Buy | Interior : ASF3424KBX AXS5N2MSPS | EA | EA |  | TRUE |  | P | B/W | 100
134961 | 25 | 1 | States | Champlin | Hayley Fabian | TRUE | 2026-07-22T00:00:00 | 2026-10-23T00:00:00 | 2026-10-23T00:00:00 | 1 | 0 | 1 | 8544.41 | 8544.41 | 55316-3157 | USA | N45 | 1501 | ABB INDUSTRIAL CONNECTIONS AND SOLUTIONS | 27511 | 77310-PPXT FA INT-04MECH-01 | PPXT FA INT | Buy | PPXT FA INT | EA | EA |  | TRUE |  | P | B/W | 100
134961 | 2 | 1 | States | Champlin | Hayley Fabian | TRUE | 2026-07-22T00:00:00 | 2026-10-23T00:00:00 | 2026-10-23T00:00:00 | 1 | 0 | 1 | 122.27 | 122.27 | 55316-3157 | USA | N45 | 1501 | ABB INDUSTRIAL CONNECTIONS AND SOLUTIONS | 27511 | 77310-AB76B-04P-2N-1 | Box: AB76B | Buy | Box: AB76B | EA | EA |  | TRUE |  | P | B/W | 100
134243 | 5 | 3 | States | Champlin | Hayley Fabian | TRUE | 2026-06-19T00:00:00 | 2027-06-17T00:00:00 | 2027-06-17T00:00:00 | 10 | 0 | 10 | 720.37 | 104453.65 | 55316-3157 | USA | N45 | 1501 | ABB INDUSTRIAL CONNECTIONS AND SOLUTIONS | 27511 | ZE6NCTF | CS N E6.2 100% UL | PUR | CS N E6.2 100% UL | EA | EA |  | TRUE |  | P | B/W | 100
134243 | 2 | 1 | States | Champlin | Hayley Fabian | TRUE | 2026-06-19T00:00:00 | 2026-11-03T00:00:00 | 2026-11-03T00:00:00 | 3 | 0 | 3 | 1896.84 | 5690.52 | 55316-3157 | USA | N45 | 1501 | ABB INDUSTRIAL CONNECTIONS AND SOLUTIONS | 27511 | XT5LQ340AGFN0HHXXX | Distribution Feeder Circuit Breaker (400A)• 480V, 3Ø, 3P, 100kAIC, 100% Rated• EKIP DIP, LSIG, (G Protection can be disabled)• 3Q+1SY 24VDC AUX Contacts• Padlock Device in Open Position• Amp Trip: 400• Amp Frame: 400• Bolt-on, Molded Case Circuit Breaker (MCCB)• Circuit Breaker Frame: XT5 | PUR | Distribution Feeder Circuit Breaker (400A)• 480V, 3Ø, 3P, 100kAIC, 100% Rated• EKIP DIP, LSIG, (G Protection can be disabled)• 3Q+1SY 24VDC AUX Contacts• Padlock Device in Open Position• Amp Trip: 400• Amp Frame: 400• Bolt-on, Molded Case Circuit Breaker (MCCB)• Circuit Breaker Frame: XT5 | EA | EA |  | TRUE |  | P | B/W | 100
134243 | 5 | 6 | States | Champlin | Hayley Fabian | TRUE | 2026-06-19T00:00:00 | 2027-09-17T00:00:00 | 2027-09-17T00:00:00 | 34 | 0 | 34 | 720.37 | 104453.65 | 55316-3157 | USA | N45 | 1501 | ABB INDUSTRIAL CONNECTIONS AND SOLUTIONS | 27511 | ZE6NCTF | CS N E6.2 100% UL | PUR | CS N E6.2 100% UL | EA | EA |  | TRUE |  | P | B/W | 100
134243 | 5 | 2 | States | Champlin | Hayley Fabian | TRUE | 2026-06-19T00:00:00 | 2027-05-18T00:00:00 | 2027-05-18T00:00:00 | 37 | 0 | 37 | 720.37 | 104453.65 | 55316-3157 | USA | N45 | 1501 | ABB INDUSTRIAL CONNECTIONS AND SOLUTIONS | 27511 | ZE6NCTF | CS N E6.2 100% UL | PUR | CS N E6.2 100% UL | EA | EA |  | TRUE |  | P | B/W | 100
134243 | 6 | 1 | States | Champlin | Hayley Fabian | TRUE | 2026-06-19T00:00:00 | 2026-10-27T00:00:00 | 2026-10-27T00:00:00 | 8 | 0 | 8 | 495.29 | 3962.32 | 55316-3157 | USA | N45 | 1501 | ABB INDUSTRIAL CONNECTIONS AND SOLUTIONS | 27511 | ZE6NCT | EXT CS N ALL E4.2 E6.2 50%UL ONLY | PUR | EXT CS N ALL E4.2 E6.2 50%UL ONLY | EA | EA |  | TRUE |  | P | B/W | 100
134243 | 5 | 5 | States | Champlin | Hayley Fabian | TRUE | 2026-06-19T00:00:00 | 2027-08-18T00:00:00 | 2027-08-18T00:00:00 | 24 | 0 | 24 | 720.37 | 104453.65 | 55316-3157 | USA | N45 | 1501 | ABB INDUSTRIAL CONNECTIONS AND SOLUTIONS | 27511 | ZE6NCTF | CS N E6.2 100% UL | PUR | CS N E6.2 100% UL | EA | EA |  | TRUE |  | P | B/W | 100
134243 | 4 | 1 | States | Champlin | Hayley Fabian | TRUE | 2026-06-19T00:00:00 | 2026-10-20T00:00:00 | 2026-10-20T00:00:00 | 10 | 0 | 10 | 180.22 | 3604.4 | 55316-3157 | USA | N45 | 1501 | ABB INDUSTRIAL CONNECTIONS AND SOLUTIONS | 27511 | ZE1NCT | ABB Neutral CT For Ground Fault Sensing | SRPP | ABB Neutral CT For Ground Fault Sensing | EA | EA |  | TRUE |  | P | B/W | 100
134243 | 4 | 2 | States | Champlin | Hayley Fabian | TRUE | 2026-06-19T00:00:00 | 2027-02-15T00:00:00 | 2027-02-15T00:00:00 | 10 | 0 | 10 | 180.22 | 3604.4 | 55316-3157 | USA | N45 | 1501 | ABB INDUSTRIAL CONNECTIONS AND SOLUTIONS | 27511 | ZE1NCT | ABB Neutral CT For Ground Fault Sensing | SRPP | ABB Neutral CT For Ground Fault Sensing | EA | EA |  | TRUE |  | P | B/W | 100
134243 | 5 | 4 | States | Champlin | Hayley Fabian | TRUE | 2026-06-19T00:00:00 | 2027-07-19T00:00:00 | 2027-07-19T00:00:00 | 34 | 0 | 34 | 720.37 | 104453.65 | 55316-3157 | USA | N45 | 1501 | ABB INDUSTRIAL CONNECTIONS AND SOLUTIONS | 27511 | ZE6NCTF | CS N E6.2 100% UL | PUR | CS N E6.2 100% UL | EA | EA |  | TRUE |  | P | B/W | 100
134243 | 3 | 1 | States | Champlin | Hayley Fabian | TRUE | 2026-06-19T00:00:00 | 2026-11-03T00:00:00 | 2026-11-03T00:00:00 | 6 | 0 | 6 | 5315.31 | 31891.86 | 55316-3157 | USA | N45 | 1501 | ABB INDUSTRIAL CONNECTIONS AND SOLUTIONS | 27511 | XT7LQ312EQFWYSJXXX | 1200AT/1200AF, 100kAIC, 480V, LSIG, 100% Rated• 480V, 3Ø, 3P, 100kAIC, 100% Rated• EKIP Touch, LSIG, (G Protection can be disabled)• EKIP RELT 2K-3 with EKIP Supply 24-48VDC (E1.2)• AUX 4Q 24VDC Contacts• Padlock Device in Open Position• Amp Trip: 1200• Amp Frame: 1200• Bolt-on Molded-Case Circuit Breaker (MCCB)• Circuit Breaker Frame: XT7 | PUR | 1200AT/1200AF, 100kAIC, 480V, LSIG, 100% Rated• 480V, 3Ø, 3P, 100kAIC, 100% Rated• EKIP Touch, LSIG, (G Protection can be disabled)• EKIP RELT 2K-3 with EKIP Supply 24-48VDC (E1.2)• AUX 4Q 24VDC Contacts• Padlock Device in Open Position• Amp Trip: 1200• Amp Frame: 1200• Bolt-on Molded-Case Circuit Breaker (MCCB)• Circuit Breaker Frame: XT7 | EA | EA |  | TRUE |  | P | B/W | 100
136140 | 1 | 1 | States | Champlin | Hayley Fabian | TRUE | 2026-09-15T00:00:00 | 2027-04-06T00:00:00 | 2027-04-06T00:00:00 | 1 | 0 | 1 | 1908.22 | 1908.22 | 55316 | USA | N45 | 1501 | ABB INDUSTRIAL CONNECTIONS AND SOLUTIONS | 27511 | XT2HU3100RYD050XXX | RGXT2H 125 E.TCHM LSI 100 3P UL | PUR | RGXT2H 125 E.TCHM LSI 100 3P UL | EA | EA |  | TRUE |  | P | B/W | 100
135904 | 2 | 1 | States | Champlin | Hayley Fabian | TRUE | 2026-09-04T00:00:00 | 2027-01-11T00:00:00 | 2027-01-11T00:00:00 | 2 | 0 | 2 | 151.45 | 302.9 | 55316 | USA | N45 | 1501 | ABB INDUSTRIAL CONNECTIONS AND SOLUTIONS | 27511 | XT1HU3060AAA000XXX | XT1H 125 TMF 60-600 3P F F UL/CSA | MEC | XT1H 125 TMF 60-600 3P F F UL/CSA | EA | EA |  | TRUE |  | P | B/W | 100
135904 | 1 | 1 | States | Champlin | Hayley Fabian | TRUE | 2026-09-04T00:00:00 | 2027-01-19T00:00:00 | 2027-01-19T00:00:00 | 60 | 0 | 60 | 4113.77 | 452514.7 | 55316 | USA | N45 | 1501 | ABB INDUSTRIAL CONNECTIONS AND SOLUTIONS | 27511 | XT7HQ310DQFWYSJXXX | 1000AT / 1000AF, 3P, 480V, 65kAIC, Distribution Feeder Circuit Breaker, 100% Rated MCCB• 480V, 3Ø, 3P, 65kAIC, 100% Rated• EKIP Touch, LSIG, (G Protection can be disabled)• EKIP RELT 2K-3 with EKIP Supply 24-48VDC (E1.2)• AUX 4Q 24VDC Contacts• Padlock Device in Open Position• Amp Trip: 1000• Amp Frame: 1000• Bolt-on Molded-Case Circuit Breaker (MCCB)• Circuit Breaker Frame: XT7 | PUR | 1000AT / 1000AF, 3P, 480V, 65kAIC, Distribution Feeder Circuit Breaker, 100% Rated MCCB• 480V, 3Ø, 3P, 65kAIC, 100% Rated• EKIP Touch, LSIG, (G Protection can be disabled)• EKIP RELT 2K-3 with EKIP Supply 24-48VDC (E1.2)• AUX 4Q 24VDC Contacts• Padlock Device in Open Position• Amp Trip: 1000• Amp Frame: 1000• Bolt-on Molded-Case Circuit Breaker (MCCB)• Circuit Breaker Frame: XT7 | EA | EA |  | TRUE |  | P | B/W | 100
135904 | 1 | 2 | States | Champlin | Hayley Fabian | TRUE | 2026-09-04T00:00:00 | 2027-03-10T00:00:00 | 2027-03-10T00:00:00 | 50 | 0 | 50 | 4113.77 | 452514.7 | 55316 | USA | N45 | 1501 | ABB INDUSTRIAL CONNECTIONS AND SOLUTIONS | 27511 | XT7HQ310DQFWYSJXXX | 1000AT / 1000AF, 3P, 480V, 65kAIC, Distribution Feeder Circuit Breaker, 100% Rated MCCB• 480V, 3Ø, 3P, 65kAIC, 100% Rated• EKIP Touch, LSIG, (G Protection can be disabled)• EKIP RELT 2K-3 with EKIP Supply 24-48VDC (E1.2)• AUX 4Q 24VDC Contacts• Padlock Device in Open Position• Amp Trip: 1000• Amp Frame: 1000• Bolt-on Molded-Case Circuit Breaker (MCCB)• Circuit Breaker Frame: XT7 | PUR | 1000AT / 1000AF, 3P, 480V, 65kAIC, Distribution Feeder Circuit Breaker, 100% Rated MCCB• 480V, 3Ø, 3P, 65kAIC, 100% Rated• EKIP Touch, LSIG, (G Protection can be disabled)• EKIP RELT 2K-3 with EKIP Supply 24-48VDC (E1.2)• AUX 4Q 24VDC Contacts• Padlock Device in Open Position• Amp Trip: 1000• Amp Frame: 1000• Bolt-on Molded-Case Circuit Breaker (MCCB)• Circuit Breaker Frame: XT7 | EA | EA |  | TRUE |  | P | B/W | 100
135761 | 2 | 1 | States | Champlin | Hayley Fabian | TRUE | 2026-08-27T00:00:00 | 2026-10-26T00:00:00 | 2026-10-26T00:00:00 | 2 | 0 | 2 | 188.54 | 377.08 | 55316 | USA | N45 | 1501 | ABB INDUSTRIAL CONNECTIONS AND SOLUTIONS | 27511 | XT1HU3060AYD000XXX | RGXT1H 125 TMF 60-600 3P UL/CSA | MEC | RGXT1H 125 TMF 60-600 3P UL/CSA | EA | EA |  | TRUE |  | P | B/W | 100
135761 | 1 | 1 | States | Champlin | Hayley Fabian | TRUE | 2026-08-27T00:00:00 | 2027-01-04T00:00:00 | 2027-01-04T00:00:00 | 27 | 0 | 27 | 299.27 | 8080.29 | 55316 | USA | N45 | 1501 | ABB INDUSTRIAL CONNECTIONS AND SOLUTIONS | 27511 | XT1HU3030AYD0A0XXX | 1XT1H 125 TMF 30-500 3P F F UL/CSA (1SDA074697R1)1SDA074697R1XT1HU3030AFF000XXX1NEXT XT1 LSC 3000257978A001 (1SDA114241R1)1SDA114241R11KIT FC CUAL 10-2/0 AWG XT1 3PCS UL (1SDA075837R1)1SDA075837R1KXT1CUAL1-3PC1AUX-C 1Q+1SY 250 V XT1..XT4 F/P (1SDA066431R1)1SDA066431R1KXTAAXCQSYFP | PUR | 1XT1H 125 TMF 30-500 3P F F UL/CSA (1SDA074697R1)1SDA074697R1XT1HU3030AFF000XXX1NEXT XT1 LSC 3000257978A001 (1SDA114241R1)1SDA114241R11KIT FC CUAL 10-2/0 AWG XT1 3PCS UL (1SDA075837R1)1SDA075837R1KXT1CUAL1-3PC1AUX-C 1Q+1SY 250 V XT1..XT4 F/P (1SDA066431R1)1SDA066431R1KXTAAXCQSYFP | EA | EA |  | TRUE |  | P | B/W | 100
133966 | 2 | 4 | States | Champlin | Hayley Fabian | TRUE | 2026-06-09T00:00:00 | 2027-01-05T00:00:00 | 2027-01-05T00:00:00 | 15 | 0 | 15 | 3806.39 | 258834.52 | 55316-3157 | USA | N45 | 1501 | ABB INDUSTRIAL CONNECTIONS AND SOLUTIONS | 27511 | IN4812SU3B3XS | SB INT 1200A 48X 3P CENUPR 1S/2S DNST AG | MEC | SB INT 1200A 48X 3P CENUPR 1S/2S DNST AG | EA | EA |  | TRUE |  | P | B/W | 100
133966 | 2 | 3 | States | Champlin | Hayley Fabian | TRUE | 2026-06-09T00:00:00 | 2026-11-18T00:00:00 | 2026-11-18T00:00:00 | 12 | 0 | 12 | 3806.39 | 258834.52 | 55316-3157 | USA | N45 | 1501 | ABB INDUSTRIAL CONNECTIONS AND SOLUTIONS | 27511 | IN4812SU3B3XS | SB INT 1200A 48X 3P CENUPR 1S/2S DNST AG | MEC | SB INT 1200A 48X 3P CENUPR 1S/2S DNST AG | EA | EA |  | TRUE |  | P | B/W | 100
133966 | 2 | 2 | States | Champlin | Hayley Fabian | TRUE | 2026-06-09T00:00:00 | 2026-10-28T00:00:00 | 2026-10-28T00:00:00 | 29 | 22 | 7 | 3806.39 | 258834.52 | 55316-3157 | USA | N45 | 1501 | ABB INDUSTRIAL CONNECTIONS AND SOLUTIONS | 27511 | IN4812SU3B3XS | SB INT 1200A 48X 3P CENUPR 1S/2S DNST AG | MEC | SB INT 1200A 48X 3P CENUPR 1S/2S DNST AG | EA | EA |  | TRUE |  | P | B/W | 100
135880 | 2 | 1 | States | Dayton | Hayley Fabian | TRUE | 2026-09-03T00:00:00 | 2026-09-24T00:00:00 | 2026-09-24T00:00:00 | 8 | 0 | 8 | 75.61 | 604.88 | 55369 | USA | N45 | 1501 | ABB INDUSTRIAL CONNECTIONS AND SOLUTIONS | 27511 | AB31B | RLP BOX N1 31.5L X 20W | PUR | RLP BOX N1 31.5L X 20W | EA | EA |  | TRUE |  | P | B/W | DAYTON
135880 | 1 | 1 | States | Dayton | Hayley Fabian | TRUE | 2026-09-03T00:00:00 | 2026-09-24T00:00:00 | 2026-09-24T00:00:00 | 8 | 0 | 8 | 2003 | 16024 | 55369 | USA | N45 | 1501 | ABB INDUSTRIAL CONNECTIONS AND SOLUTIONS | 27511 | AEF1301BT-001 | Panelboard interior | PUR | Panelboard interior | EA | EA |  | TRUE |  | P | B/W | DAYTON
135880 | 3 | 1 | States | Dayton | Hayley Fabian | TRUE | 2026-09-03T00:00:00 | 2026-09-24T00:00:00 | 2026-09-24T00:00:00 | 8 | 0 | 8 | 117.84 | 942.72 | 55369 | USA | N45 | 1501 | ABB INDUSTRIAL CONNECTIONS AND SOLUTIONS | 27511 | AF31SN | PRLP FRONT 31.5 X 20 SURF N | PUR | PRLP FRONT 31.5 X 20 SURF N | EA | EA |  | TRUE |  | P | B/W | DAYTON
135149 | 45 | 1 | States | Champlin | Hayley Fabian | TRUE | 2026-07-31T00:00:00 | 2026-11-17T00:00:00 | 2026-11-17T00:00:00 | 1 | 0 | 1 | 7381.86 | 7381.86 | 55316-3157 | USA | N45 | 1501 | ABB INDUSTRIAL CONNECTIONS AND SOLUTIONS | 27511 | 77312-PPXT FA INT-04MECH-02 | PPXT FA INT | Buy | PPXT FA INT | EA | EA |  | TRUE |  | P | B/W | 100
135149 | 16 | 1 | States | Champlin | Hayley Fabian | TRUE | 2026-07-31T00:00:00 | 2026-11-18T00:00:00 | 2026-11-18T00:00:00 | 1 | 0 | 1 | 153.9 | 153.9 | 55316-3157 | USA | N45 | 1501 | ABB INDUSTRIAL CONNECTIONS AND SOLUTIONS | 27511 | 77312-AF76STN-04P-2N-1 | Front: AF76STN | Buy | Front: AF76STN | EA | EA |  | TRUE |  | P | B/W | 100
135149 | 52 | 1 | States | Champlin | Hayley Fabian | TRUE | 2026-07-31T00:00:00 | 2026-11-18T00:00:00 | 2026-11-18T00:00:00 | 1 | 0 | 1 | 3425.64 | 3425.64 | 55316-3157 | USA | N45 | 1501 | ABB INDUSTRIAL CONNECTIONS AND SOLUTIONS | 27511 | 77312-RQFC-INTERIOR-03P-BB.2-12 | Interior : AQF3422JBX AXS5N2MSPS | Buy | Interior : AQF3422JBX AXS5N2MSPS | EA | EA |  | TRUE |  | P | B/W | 100
135149 | 25 | 1 | States | Champlin | Hayley Fabian | TRUE | 2026-07-31T00:00:00 | 2026-11-26T00:00:00 | 2026-11-26T00:00:00 | 1 | 0 | 1 | 305.06 | 305.06 | 55316-3157 | USA | N45 | 1501 | ABB INDUSTRIAL CONNECTIONS AND SOLUTIONS | 27511 | 77312-PPXT FA BOX-03MECH-02 | PPXT FA BOX | Buy | PPXT FA BOX | EA | EA |  | TRUE |  | P | B/W | 100
135149 | 17 | 1 | States | Champlin | Hayley Fabian | TRUE | 2026-07-31T00:00:00 | 2026-11-18T00:00:00 | 2026-11-18T00:00:00 | 1 | 0 | 1 | 168.93 | 168.93 | 55316-3157 | USA | N45 | 1501 | ABB INDUSTRIAL CONNECTIONS AND SOLUTIONS | 27511 | 77312-AF76STN-04P-4N-1 | Front: AF76STN | Buy | Front: AF76STN | EA | EA |  | TRUE |  | P | B/W | 100
135149 | 22 | 1 | States | Champlin | Hayley Fabian | TRUE | 2026-07-31T00:00:00 | 2026-11-26T00:00:00 | 2026-11-26T00:00:00 | 1 | 0 | 1 | 290.59 | 290.59 | 55316-3157 | USA | N45 | 1501 | ABB INDUSTRIAL CONNECTIONS AND SOLUTIONS | 27511 | 77312-PPXT FA BOX-02MECH-04 | PPXT FA BOX | Buy | PPXT FA BOX | EA | EA |  | TRUE |  | P | B/W | 100
135149 | 41 | 1 | States | Champlin | Hayley Fabian | TRUE | 2026-07-31T00:00:00 | 2026-11-17T00:00:00 | 2026-11-17T00:00:00 | 1 | 0 | 1 | 7381.86 | 7381.86 | 55316-3157 | USA | N45 | 1501 | ABB INDUSTRIAL CONNECTIONS AND SOLUTIONS | 27511 | 77312-PPXT FA INT-03MECH-03 | PPXT FA INT | Buy | PPXT FA INT | EA | EA |  | TRUE |  | P | B/W | 100
135149 | 46 | 1 | States | Champlin | Hayley Fabian | TRUE | 2026-07-31T00:00:00 | 2026-11-17T00:00:00 | 2026-11-17T00:00:00 | 1 | 0 | 1 | 7381.86 | 7381.86 | 55316-3157 | USA | N45 | 1501 | ABB INDUSTRIAL CONNECTIONS AND SOLUTIONS | 27511 | 77312-PPXT FA INT-04MECH-03 | PPXT FA INT | Buy | PPXT FA INT | EA | EA |  | TRUE |  | P | B/W | 100
135149 | 30 | 1 | States | Champlin | Hayley Fabian | TRUE | 2026-07-31T00:00:00 | 2026-11-26T00:00:00 | 2026-11-26T00:00:00 | 1 | 0 | 1 | 305.06 | 305.06 | 55316-3157 | USA | N45 | 1501 | ABB INDUSTRIAL CONNECTIONS AND SOLUTIONS | 27511 | 77312-PPXT FA BOX-04MECH-02 | PPXT FA BOX | Buy | PPXT FA BOX | EA | EA |  | TRUE |  | P | B/W | 100
135149 | 39 | 1 | States | Champlin | Hayley Fabian | TRUE | 2026-07-31T00:00:00 | 2026-11-17T00:00:00 | 2026-11-17T00:00:00 | 1 | 0 | 1 | 7381.86 | 7381.86 | 55316-3157 | USA | N45 | 1501 | ABB INDUSTRIAL CONNECTIONS AND SOLUTIONS | 27511 | 77312-PPXT FA INT-03MECH-01 | PPXT FA INT | Buy | PPXT FA INT | EA | EA |  | TRUE |  | P | B/W | 100
135149 | 9 | 1 | States | Champlin | Hayley Fabian | TRUE | 2026-07-31T00:00:00 | 2026-11-18T00:00:00 | 2026-11-18T00:00:00 | 1 | 0 | 1 | 144.53 | 144.53 | 55316-3157 | USA | N45 | 1501 | ABB INDUSTRIAL CONNECTIONS AND SOLUTIONS | 27511 | 77312-AB82B-02P-4N-1 | Box: AB82B | Buy | Box: AB82B | EA | EA |  | TRUE |  | P | B/W | 100
135149 | 24 | 1 | States | Champlin | Hayley Fabian | TRUE | 2026-07-31T00:00:00 | 2026-11-26T00:00:00 | 2026-11-26T00:00:00 | 1 | 0 | 1 | 305.06 | 305.06 | 55316-3157 | USA | N45 | 1501 | ABB INDUSTRIAL CONNECTIONS AND SOLUTIONS | 27511 | 77312-PPXT FA BOX-03MECH-01 | PPXT FA BOX | Buy | PPXT FA BOX | EA | EA |  | TRUE |  | P | B/W | 100
135149 | 53 | 1 | States | Champlin | Hayley Fabian | TRUE | 2026-07-31T00:00:00 | 2026-11-18T00:00:00 | 2026-11-18T00:00:00 | 1 | 0 | 1 | 3425.64 | 3425.64 | 55316-3157 | USA | N45 | 1501 | ABB INDUSTRIAL CONNECTIONS AND SOLUTIONS | 27511 | 77312-RQFC-INTERIOR-04P-BB.2-12 | Interior : AQF3422JBX AXS5N2MSPS | Buy | Interior : AQF3422JBX AXS5N2MSPS | EA | EA |  | TRUE |  | P | B/W | 100
135149 | 37 | 1 | States | Champlin | Hayley Fabian | TRUE | 2026-07-31T00:00:00 | 2026-11-17T00:00:00 | 2026-11-17T00:00:00 | 1 | 0 | 1 | 8451.3 | 8451.3 | 55316-3157 | USA | N45 | 1501 | ABB INDUSTRIAL CONNECTIONS AND SOLUTIONS | 27511 | 77312-PPXT FA INT-02MECH-04 | PPXT FA INT | Buy | PPXT FA INT | EA | EA |  | TRUE |  | P | B/W | 100
135149 | 8 | 1 | States | Champlin | Hayley Fabian | TRUE | 2026-07-31T00:00:00 | 2026-11-18T00:00:00 | 2026-11-18T00:00:00 | 1 | 0 | 1 | 122.27 | 122.27 | 55316-3157 | USA | N45 | 1501 | ABB INDUSTRIAL CONNECTIONS AND SOLUTIONS | 27511 | 77312-AB76B-04P-BB.2-12 | Box: AB76B | Buy | Box: AB76B | EA | EA |  | TRUE |  | P | B/W | 100
135149 | 43 | 1 | States | Champlin | Hayley Fabian | TRUE | 2026-07-31T00:00:00 | 2026-11-17T00:00:00 | 2026-11-17T00:00:00 | 1 | 0 | 1 | 7381.86 | 7381.86 | 55316-3157 | USA | N45 | 1501 | ABB INDUSTRIAL CONNECTIONS AND SOLUTIONS | 27511 | 77312-PPXT FA INT-03MECH-05 | PPXT FA INT | Buy | PPXT FA INT | EA | EA |  | TRUE |  | P | B/W | 100
135149 | 21 | 1 | States | Champlin | Hayley Fabian | TRUE | 2026-07-31T00:00:00 | 2026-11-26T00:00:00 | 2026-11-26T00:00:00 | 1 | 0 | 1 | 290.59 | 290.59 | 55316-3157 | USA | N45 | 1501 | ABB INDUSTRIAL CONNECTIONS AND SOLUTIONS | 27511 | 77312-PPXT FA BOX-02MECH-03 | PPXT FA BOX | Buy | PPXT FA BOX | EA | EA |  | TRUE |  | P | B/W | 100
135149 | 49 | 1 | States | Champlin | Hayley Fabian | TRUE | 2026-07-31T00:00:00 | 2026-11-18T00:00:00 | 2026-11-18T00:00:00 | 1 | 0 | 1 | 6936.94 | 6936.94 | 55316-3157 | USA | N45 | 1501 | ABB INDUSTRIAL CONNECTIONS AND SOLUTIONS | 27511 | 77312-REF-SLT-INT-03P-4N-1 | Interior : AEF3424KBX AXS5N2MSPS | Buy | Interior : AEF3424KBX AXS5N2MSPS | EA | EA |  | TRUE |  | P | B/W | 100
135149 | 13 | 1 | States | Champlin | Hayley Fabian | TRUE | 2026-07-31T00:00:00 | 2026-11-18T00:00:00 | 2026-11-18T00:00:00 | 1 | 0 | 1 | 102.6 | 102.6 | 55316-3157 | USA | N45 | 1501 | ABB INDUSTRIAL CONNECTIONS AND SOLUTIONS | 27511 | 77312-AF76SN-04P-BB.2-12 | Front: AF76SN | Buy | Front: AF76SN | EA | EA |  | TRUE |  | P | B/W | 100
135149 | 32 | 1 | States | Champlin | Hayley Fabian | TRUE | 2026-07-31T00:00:00 | 2026-11-26T00:00:00 | 2026-11-26T00:00:00 | 1 | 0 | 1 | 305.06 | 305.06 | 55316-3157 | USA | N45 | 1501 | ABB INDUSTRIAL CONNECTIONS AND SOLUTIONS | 27511 | 77312-PPXT FA BOX-04MECH-04 | PPXT FA BOX | Buy | PPXT FA BOX | EA | EA |  | TRUE |  | P | B/W | 100
135149 | 51 | 1 | States | Champlin | Hayley Fabian | TRUE | 2026-07-31T00:00:00 | 2026-11-18T00:00:00 | 2026-11-18T00:00:00 | 1 | 0 | 1 | 3425.64 | 3425.64 | 55316-3157 | USA | N45 | 1501 | ABB INDUSTRIAL CONNECTIONS AND SOLUTIONS | 27511 | 77312-RQFC-INTERIOR-02P-BB.1 | Interior : AQF3422JBX AXS5N2MSPS | Buy | Interior : AQF3422JBX AXS5N2MSPS | EA | EA |  | TRUE |  | P | B/W | 100
135149 | 7 | 1 | States | Champlin | Hayley Fabian | TRUE | 2026-07-31T00:00:00 | 2026-11-18T00:00:00 | 2026-11-18T00:00:00 | 1 | 0 | 1 | 134.21 | 134.21 | 55316-3157 | USA | N45 | 1501 | ABB INDUSTRIAL CONNECTIONS AND SOLUTIONS | 27511 | 77312-AB76B-04P-4N-1 | Box: AB76B | Buy | Box: AB76B | EA | EA |  | TRUE |  | P | B/W | 100
135149 | 48 | 1 | States | Champlin | Hayley Fabian | TRUE | 2026-07-31T00:00:00 | 2026-11-17T00:00:00 | 2026-11-17T00:00:00 | 1 | 0 | 1 | 7381.86 | 7381.86 | 55316-3157 | USA | N45 | 1501 | ABB INDUSTRIAL CONNECTIONS AND SOLUTIONS | 27511 | 77312-PPXT FA INT-04MECH-05 | PPXT FA INT | Buy | PPXT FA INT | EA | EA |  | TRUE |  | P | B/W | 100
135149 | 1 | 1 | States | Champlin | Hayley Fabian | TRUE | 2026-07-31T00:00:00 | 2026-11-18T00:00:00 | 2026-11-18T00:00:00 | 1 | 0 | 1 | 122.27 | 122.27 | 55316-3157 | USA | N45 | 1501 | ABB INDUSTRIAL CONNECTIONS AND SOLUTIONS | 27511 | 77312-AB76B-02P-2N-1 | Box: AB76B | Buy | Box: AB76B | EA | EA |  | TRUE |  | P | B/W | 100
135149 | 23 | 1 | States | Champlin | Hayley Fabian | TRUE | 2026-07-31T00:00:00 | 2026-11-26T00:00:00 | 2026-11-26T00:00:00 | 1 | 0 | 1 | 290.59 | 290.59 | 55316-3157 | USA | N45 | 1501 | ABB INDUSTRIAL CONNECTIONS AND SOLUTIONS | 27511 | 77312-PPXT FA BOX-02MECH-05 | PPXT FA BOX | Buy | PPXT FA BOX | EA | EA |  | TRUE |  | P | B/W | 100
135149 | 50 | 1 | States | Champlin | Hayley Fabian | TRUE | 2026-07-31T00:00:00 | 2026-11-18T00:00:00 | 2026-11-18T00:00:00 | 1 | 0 | 1 | 7103.99 | 7103.99 | 55316-3157 | USA | N45 | 1501 | ABB INDUSTRIAL CONNECTIONS AND SOLUTIONS | 27511 | 77312-REF-SLT-INT-04P-4N-1 | Interior : AEF3424KBX AXS5N2MSPS | Buy | Interior : AEF3424KBX AXS5N2MSPS | EA | EA |  | TRUE |  | P | B/W | 100
135149 | 35 | 1 | States | Champlin | Hayley Fabian | TRUE | 2026-07-31T00:00:00 | 2026-11-17T00:00:00 | 2026-11-17T00:00:00 | 1 | 0 | 1 | 8451.3 | 8451.3 | 55316-3157 | USA | N45 | 1501 | ABB INDUSTRIAL CONNECTIONS AND SOLUTIONS | 27511 | 77312-PPXT FA INT-02MECH-02 | PPXT FA INT | Buy | PPXT FA INT | EA | EA |  | TRUE |  | P | B/W | 100
135149 | 26 | 1 | States | Champlin | Hayley Fabian | TRUE | 2026-07-31T00:00:00 | 2026-11-26T00:00:00 | 2026-11-26T00:00:00 | 1 | 0 | 1 | 305.06 | 305.06 | 55316-3157 | USA | N45 | 1501 | ABB INDUSTRIAL CONNECTIONS AND SOLUTIONS | 27511 | 77312-PPXT FA BOX-03MECH-03 | PPXT FA BOX | Buy | PPXT FA BOX | EA | EA |  | TRUE |  | P | B/W | 100
135149 | 31 | 1 | States | Champlin | Hayley Fabian | TRUE | 2026-07-31T00:00:00 | 2026-11-26T00:00:00 | 2026-11-26T00:00:00 | 1 | 0 | 1 | 305.06 | 305.06 | 55316-3157 | USA | N45 | 1501 | ABB INDUSTRIAL CONNECTIONS AND SOLUTIONS | 27511 | 77312-PPXT FA BOX-04MECH-03 | PPXT FA BOX | Buy | PPXT FA BOX | EA | EA |  | TRUE |  | P | B/W | 100
135149 | 6 | 1 | States | Champlin | Hayley Fabian | TRUE | 2026-07-31T00:00:00 | 2026-11-18T00:00:00 | 2026-11-18T00:00:00 | 1 | 0 | 1 | 122.27 | 122.27 | 55316-3157 | USA | N45 | 1501 | ABB INDUSTRIAL CONNECTIONS AND SOLUTIONS | 27511 | 77312-AB76B-04P-2N-1 | Box: AB76B | Buy | Box: AB76B | EA | EA |  | TRUE |  | P | B/W | 100
135149 | 42 | 1 | States | Champlin | Hayley Fabian | TRUE | 2026-07-31T00:00:00 | 2026-11-17T00:00:00 | 2026-11-17T00:00:00 | 1 | 0 | 1 | 7381.86 | 7381.86 | 55316-3157 | USA | N45 | 1501 | ABB INDUSTRIAL CONNECTIONS AND SOLUTIONS | 27511 | 77312-PPXT FA INT-03MECH-04 | PPXT FA INT | Buy | PPXT FA INT | EA | EA |  | TRUE |  | P | B/W | 100
135149 | 29 | 1 | States | Champlin | Hayley Fabian | TRUE | 2026-07-31T00:00:00 | 2026-11-26T00:00:00 | 2026-11-26T00:00:00 | 1 | 0 | 1 | 305.06 | 305.06 | 55316-3157 | USA | N45 | 1501 | ABB INDUSTRIAL CONNECTIONS AND SOLUTIONS | 27511 | 77312-PPXT FA BOX-04MECH-01 | PPXT FA BOX | Buy | PPXT FA BOX | EA | EA |  | TRUE |  | P | B/W | 100
135149 | 55 | 1 | States | Champlin | Hayley Fabian | TRUE | 2026-07-31T00:00:00 | 2026-11-18T00:00:00 | 2026-11-18T00:00:00 | 1 | 0 | 1 | 4130.63 | 4130.63 | 55316-3157 | USA | N45 | 1501 | ABB INDUSTRIAL CONNECTIONS AND SOLUTIONS | 27511 | 77312-RQF-SLT-INT-03P-2N-1 | Interior : AQF3424JBX AXS5N2MSPS | Buy | Interior : AQF3424JBX AXS5N2MSPS | EA | EA |  | TRUE |  | P | B/W | 100
135149 | 20 | 1 | States | Champlin | Hayley Fabian | TRUE | 2026-07-31T00:00:00 | 2026-11-26T00:00:00 | 2026-11-26T00:00:00 | 1 | 0 | 1 | 290.59 | 290.59 | 55316-3157 | USA | N45 | 1501 | ABB INDUSTRIAL CONNECTIONS AND SOLUTIONS | 27511 | 77312-PPXT FA BOX-02MECH-02 | PPXT FA BOX | Buy | PPXT FA BOX | EA | EA |  | TRUE |  | P | B/W | 100
135149 | 44 | 1 | States | Champlin | Hayley Fabian | TRUE | 2026-07-31T00:00:00 | 2026-11-17T00:00:00 | 2026-11-17T00:00:00 | 1 | 0 | 1 | 7381.86 | 7381.86 | 55316-3157 | USA | N45 | 1501 | ABB INDUSTRIAL CONNECTIONS AND SOLUTIONS | 27511 | 77312-PPXT FA INT-04MECH-01 | PPXT FA INT | Buy | PPXT FA INT | EA | EA |  | TRUE |  | P | B/W | 100
135149 | 27 | 1 | States | Champlin | Hayley Fabian | TRUE | 2026-07-31T00:00:00 | 2026-11-26T00:00:00 | 2026-11-26T00:00:00 | 1 | 0 | 1 | 305.06 | 305.06 | 55316-3157 | USA | N45 | 1501 | ABB INDUSTRIAL CONNECTIONS AND SOLUTIONS | 27511 | 77312-PPXT FA BOX-03MECH-04 | PPXT FA BOX | Buy | PPXT FA BOX | EA | EA |  | TRUE |  | P | B/W | 100
135149 | 33 | 1 | States | Champlin | Hayley Fabian | TRUE | 2026-07-31T00:00:00 | 2026-11-26T00:00:00 | 2026-11-26T00:00:00 | 1 | 0 | 1 | 305.06 | 305.06 | 55316-3157 | USA | N45 | 1501 | ABB INDUSTRIAL CONNECTIONS AND SOLUTIONS | 27511 | 77312-PPXT FA BOX-04MECH-05 | PPXT FA BOX | Buy | PPXT FA BOX | EA | EA |  | TRUE |  | P | B/W | 100
135149 | 11 | 1 | States | Champlin | Hayley Fabian | TRUE | 2026-07-31T00:00:00 | 2026-11-18T00:00:00 | 2026-11-18T00:00:00 | 1 | 0 | 1 | 102.6 | 102.6 | 55316-3157 | USA | N45 | 1501 | ABB INDUSTRIAL CONNECTIONS AND SOLUTIONS | 27511 | 77312-AF76SN-02P-BB.1 | Front: AF76SN | Buy | Front: AF76SN | EA | EA |  | TRUE |  | P | B/W | 100
135149 | 38 | 1 | States | Champlin | Hayley Fabian | TRUE | 2026-07-31T00:00:00 | 2026-11-17T00:00:00 | 2026-11-17T00:00:00 | 1 | 0 | 1 | 8451.3 | 8451.3 | 55316-3157 | USA | N45 | 1501 | ABB INDUSTRIAL CONNECTIONS AND SOLUTIONS | 27511 | 77312-PPXT FA INT-02MECH-05 | PPXT FA INT | Buy | PPXT FA INT | EA | EA |  | TRUE |  | P | B/W | 100
135149 | 12 | 1 | States | Champlin | Hayley Fabian | TRUE | 2026-07-31T00:00:00 | 2026-11-18T00:00:00 | 2026-11-18T00:00:00 | 1 | 0 | 1 | 102.6 | 102.6 | 55316-3157 | USA | N45 | 1501 | ABB INDUSTRIAL CONNECTIONS AND SOLUTIONS | 27511 | 77312-AF76SN-03P-BB.2-12 | Front: AF76SN | Buy | Front: AF76SN | EA | EA |  | TRUE |  | P | B/W | 100
135149 | 2 | 1 | States | Champlin | Hayley Fabian | TRUE | 2026-07-31T00:00:00 | 2026-11-18T00:00:00 | 2026-11-18T00:00:00 | 1 | 0 | 1 | 122.27 | 122.27 | 55316-3157 | USA | N45 | 1501 | ABB INDUSTRIAL CONNECTIONS AND SOLUTIONS | 27511 | 77312-AB76B-02P-BB.1 | Box: AB76B | Buy | Box: AB76B | EA | EA |  | TRUE |  | P | B/W | 100
135149 | 56 | 1 | States | Champlin | Hayley Fabian | TRUE | 2026-07-31T00:00:00 | 2026-11-18T00:00:00 | 2026-11-18T00:00:00 | 1 | 0 | 1 | 4130.63 | 4130.63 | 55316-3157 | USA | N45 | 1501 | ABB INDUSTRIAL CONNECTIONS AND SOLUTIONS | 27511 | 77312-RQF-SLT-INT-04P-2N-1 | Interior : AQF3424JBX AXS5N2MSPS | Buy | Interior : AQF3424JBX AXS5N2MSPS | EA | EA |  | TRUE |  | P | B/W | 100
135149 | 47 | 1 | States | Champlin | Hayley Fabian | TRUE | 2026-07-31T00:00:00 | 2026-11-17T00:00:00 | 2026-11-17T00:00:00 | 1 | 0 | 1 | 7381.86 | 7381.86 | 55316-3157 | USA | N45 | 1501 | ABB INDUSTRIAL CONNECTIONS AND SOLUTIONS | 27511 | 77312-PPXT FA INT-04MECH-04 | PPXT FA INT | Buy | PPXT FA INT | EA | EA |  | TRUE |  | P | B/W | 100
135149 | 34 | 1 | States | Champlin | Hayley Fabian | TRUE | 2026-07-31T00:00:00 | 2026-11-17T00:00:00 | 2026-11-17T00:00:00 | 1 | 0 | 1 | 8451.3 | 8451.3 | 55316-3157 | USA | N45 | 1501 | ABB INDUSTRIAL CONNECTIONS AND SOLUTIONS | 27511 | 77312-PPXT FA INT-02MECH-01 | PPXT FA INT | Buy | PPXT FA INT | EA | EA |  | TRUE |  | P | B/W | 100
135149 | 4 | 1 | States | Champlin | Hayley Fabian | TRUE | 2026-07-31T00:00:00 | 2026-11-18T00:00:00 | 2026-11-18T00:00:00 | 1 | 0 | 1 | 134.21 | 134.21 | 55316-3157 | USA | N45 | 1501 | ABB INDUSTRIAL CONNECTIONS AND SOLUTIONS | 27511 | 77312-AB76B-03P-4N-1 | Box: AB76B | Buy | Box: AB76B | EA | EA |  | TRUE |  | P | B/W | 100
135149 | 15 | 1 | States | Champlin | Hayley Fabian | TRUE | 2026-07-31T00:00:00 | 2026-11-18T00:00:00 | 2026-11-18T00:00:00 | 1 | 0 | 1 | 168.93 | 168.93 | 55316-3157 | USA | N45 | 1501 | ABB INDUSTRIAL CONNECTIONS AND SOLUTIONS | 27511 | 77312-AF76STN-03P-4N-1 | Front: AF76STN | Buy | Front: AF76STN | EA | EA |  | TRUE |  | P | B/W | 100
135149 | 28 | 1 | States | Champlin | Hayley Fabian | TRUE | 2026-07-31T00:00:00 | 2026-11-26T00:00:00 | 2026-11-26T00:00:00 | 1 | 0 | 1 | 305.06 | 305.06 | 55316-3157 | USA | N45 | 1501 | ABB INDUSTRIAL CONNECTIONS AND SOLUTIONS | 27511 | 77312-PPXT FA BOX-03MECH-05 | PPXT FA BOX | Buy | PPXT FA BOX | EA | EA |  | TRUE |  | P | B/W | 100
135149 | 54 | 1 | States | Champlin | Hayley Fabian | TRUE | 2026-07-31T00:00:00 | 2026-11-18T00:00:00 | 2026-11-18T00:00:00 | 1 | 0 | 1 | 3427.35 | 3427.35 | 55316-3157 | USA | N45 | 1501 | ABB INDUSTRIAL CONNECTIONS AND SOLUTIONS | 27511 | 77312-RQF-SLT-INT-02P-2N-1 | Interior : AQF3422JBX AXS5N2MSPS | Buy | Interior : AQF3422JBX AXS5N2MSPS | EA | EA |  | TRUE |  | P | B/W | 100
135149 | 36 | 1 | States | Champlin | Hayley Fabian | TRUE | 2026-07-31T00:00:00 | 2026-11-17T00:00:00 | 2026-11-17T00:00:00 | 1 | 0 | 1 | 8451.3 | 8451.3 | 55316-3157 | USA | N45 | 1501 | ABB INDUSTRIAL CONNECTIONS AND SOLUTIONS | 27511 | 77312-PPXT FA INT-02MECH-03 | PPXT FA INT | Buy | PPXT FA INT | EA | EA |  | TRUE |  | P | B/W | 100
135149 | 10 | 1 | States | Champlin | Hayley Fabian | TRUE | 2026-07-31T00:00:00 | 2026-11-18T00:00:00 | 2026-11-18T00:00:00 | 1 | 0 | 1 | 102.6 | 102.6 | 55316-3157 | USA | N45 | 1501 | ABB INDUSTRIAL CONNECTIONS AND SOLUTIONS | 27511 | 77312-AF76SN-02P-2N-1 | Front: AF76SN | Buy | Front: AF76SN | EA | EA |  | TRUE |  | P | B/W | 100
135149 | 19 | 1 | States | Champlin | Hayley Fabian | TRUE | 2026-07-31T00:00:00 | 2026-11-26T00:00:00 | 2026-11-26T00:00:00 | 1 | 0 | 1 | 290.59 | 290.59 | 55316-3157 | USA | N45 | 1501 | ABB INDUSTRIAL CONNECTIONS AND SOLUTIONS | 27511 | 77312-PPXT FA BOX-02MECH-01 | PPXT FA BOX | Buy | PPXT FA BOX | EA | EA |  | TRUE |  | P | B/W | 100
135149 | 40 | 1 | States | Champlin | Hayley Fabian | TRUE | 2026-07-31T00:00:00 | 2026-11-17T00:00:00 | 2026-11-17T00:00:00 | 1 | 0 | 1 | 7381.86 | 7381.86 | 55316-3157 | USA | N45 | 1501 | ABB INDUSTRIAL CONNECTIONS AND SOLUTIONS | 27511 | 77312-PPXT FA INT-03MECH-02 | PPXT FA INT | Buy | PPXT FA INT | EA | EA |  | TRUE |  | P | B/W | 100
135149 | 18 | 1 | States | Champlin | Hayley Fabian | TRUE | 2026-07-31T00:00:00 | 2026-11-18T00:00:00 | 2026-11-18T00:00:00 | 1 | 0 | 1 | 356.63 | 356.63 | 55316-3157 | USA | N45 | 1501 | ABB INDUSTRIAL CONNECTIONS AND SOLUTIONS | 27511 | 77312-AF82STN-02P-4N-1 | Front: AF82STN | Buy | Front: AF82STN | EA | EA |  | TRUE |  | P | B/W | 100
135149 | 57 | 1 | States | Champlin | Hayley Fabian | TRUE | 2026-07-31T00:00:00 | 2026-11-18T00:00:00 | 2026-11-18T00:00:00 | 1 | 0 | 1 | 7751.14 | 7751.14 | 55316-3157 | USA | N45 | 1501 | ABB INDUSTRIAL CONNECTIONS AND SOLUTIONS | 27511 | 77312-RSF-SLT-INT-02P-4N-1 | Interior : ASF3484KBX AXN2MSPS | Buy | Interior : ASF3484KBX AXN2MSPS | EA | EA |  | TRUE |  | P | B/W | 100
135149 | 3 | 1 | States | Champlin | Hayley Fabian | TRUE | 2026-07-31T00:00:00 | 2026-11-18T00:00:00 | 2026-11-18T00:00:00 | 1 | 0 | 1 | 122.27 | 122.27 | 55316-3157 | USA | N45 | 1501 | ABB INDUSTRIAL CONNECTIONS AND SOLUTIONS | 27511 | 77312-AB76B-03P-2N-1 | Box: AB76B | Buy | Box: AB76B | EA | EA |  | TRUE |  | P | B/W | 100
135149 | 5 | 1 | States | Champlin | Hayley Fabian | TRUE | 2026-07-31T00:00:00 | 2026-11-18T00:00:00 | 2026-11-18T00:00:00 | 1 | 0 | 1 | 122.27 | 122.27 | 55316-3157 | USA | N45 | 1501 | ABB INDUSTRIAL CONNECTIONS AND SOLUTIONS | 27511 | 77312-AB76B-03P-BB.2-12 | Box: AB76B | Buy | Box: AB76B | EA | EA |  | TRUE |  | P | B/W | 100
135149 | 14 | 1 | States | Champlin | Hayley Fabian | TRUE | 2026-07-31T00:00:00 | 2026-11-18T00:00:00 | 2026-11-18T00:00:00 | 1 | 0 | 1 | 153.9 | 153.9 | 55316-3157 | USA | N45 | 1501 | ABB INDUSTRIAL CONNECTIONS AND SOLUTIONS | 27511 | 77312-AF76STN-03P-2N-1 | Front: AF76STN | Buy | Front: AF76STN | EA | EA |  | TRUE |  | P | B/W | 100
132895 | 4 | 1 | States | Champlin | Hayley Fabian | TRUE | 2026-04-30T00:00:00 | 2026-10-26T00:00:00 | 2026-10-26T00:00:00 | 50 | 0 | 50 | 5.28 | 264 | 55316-3157 | USA | N45 | 1501 | ABB INDUSTRIAL CONNECTIONS AND SOLUTIONS | 27511 | E91/30CC | FUSE HOLDER: 30A, 1-POLE, E90 CLASS CC | FFB | FUSE HOLDER: 30A, 1-POLE, E90 CLASS CC | EA | EA |  | TRUE |  | P | B/W | 100
133007 | 4 | 1 | States | Champlin | Hayley Fabian | TRUE | 2026-05-05T00:00:00 | 2026-11-12T00:00:00 | 2026-10-14T00:00:00 | 3 | 0 | 3 | 1908.22 | 5724.66 | 55316-3157 | USA | N45 | 1501 | ABB INDUSTRIAL CONNECTIONS AND SOLUTIONS | 27511 | XT2HU3100RYD050XXX | RGXT2H 125 E.TCHM LSI 100 3P UL | PUR | RGXT2H 125 E.TCHM LSI 100 3P UL | EA | EA |  | TRUE |  | P | B/W | 100
133007 | 6 | 2 | States | Champlin | Hayley Fabian | TRUE | 2026-05-05T00:00:00 | 2026-10-30T00:00:00 | 2026-10-14T00:00:00 | 96 | 0 | 96 | 2780.89 | 542273.55 | 55316-3157 | USA | N45 | 1501 | ABB INDUSTRIAL CONNECTIONS AND SOLUTIONS | 27511 | XT5HU340ARYN050XXX | 1XT5H 400 BREAKING PART 3P F F UL/CSA (1SDA102683R1)1SDA102683R11EKIP TOUCH MEAS.LSI IN400 XT5 3P UL/CSA (1SDA102729R1)1SDA102729R11NEXT XT5 LSC 3000257980A001 (1SDA114243R1)1SDA114243R11FCCUAL 2X2/0-500KCMIL XT5 3PUL (1SDA113066R1)1SDA113066R1KXT5CUAL2X500K-3PC1EKIP COM MODBUS TCP XT5 INT (1SDA105189R1)1SDA105189R1KXT5COMIMBTCP | PUR | 1XT5H 400 BREAKING PART 3P F F UL/CSA (1SDA102683R1)1SDA102683R11EKIP TOUCH MEAS.LSI IN400 XT5 3P UL/CSA (1SDA102729R1)1SDA102729R11NEXT XT5 LSC 3000257980A001 (1SDA114243R1)1SDA114243R11FCCUAL 2X2/0-500KCMIL XT5 3PUL (1SDA113066R1)1SDA113066R1KXT5CUAL2X500K-3PC1EKIP COM MODBUS TCP XT5 INT (1SDA105189R1)1SDA105189R1KXT5COMIMBTCP | EA | EA |  | TRUE |  | P | B/W | 100
133007 | 1 | 1 | States | Champlin | Hayley Fabian | TRUE | 2026-05-05T00:00:00 | 2026-10-14T00:00:00 | 2026-10-14T00:00:00 | 5 | 0 | 5 | 3920.54 | 19602.7 | 55316-3157 | USA | N45 | 1501 | ABB INDUSTRIAL CONNECTIONS AND SOLUTIONS | 27511 | IN4820SU3B3XS | SB INT 2000A 48X 3P CENUPR 1S/2S DNST AG | MEC | SB INT 2000A 48X 3P CENUPR 1S/2S DNST AG | EA | EA |  | TRUE |  | P | B/W | 100
133007 | 2 | 1 | States | Champlin | Hayley Fabian | TRUE | 2026-05-05T00:00:00 | 2026-12-07T00:00:00 | 2026-12-07T00:00:00 | 18 | 0 | 18 | 3806.39 | 68515.02 | 55316-3157 | USA | N45 | 1501 | ABB INDUSTRIAL CONNECTIONS AND SOLUTIONS | 27511 | IN4812SU3B3XS | SB INT 1200A 48X 3P CENUPR 1S/2S DNST AG | MEC | SB INT 1200A 48X 3P CENUPR 1S/2S DNST AG | EA | EA |  | TRUE |  | P | B/W | 100
133007 | 7 | 1 | States | Champlin | Hayley Fabian | TRUE | 2026-05-05T00:00:00 | 2026-12-18T00:00:00 | 2026-12-18T00:00:00 | 15 | 0 | 15 | 377.07 | 5656.05 | 55316-3157 | USA | N45 | 1501 | ABB INDUSTRIAL CONNECTIONS AND SOLUTIONS | 27511 | XT1HU3125AYD000XXX | 125A, 65kA, ReliaGear, Thermal Mag, Load Lugs - 10-2/0 AWG | PUR | 125A, 65kA, ReliaGear, Thermal Mag, Load Lugs - 10-2/0 AWG | EA | EA |  | TRUE |  | P | B/W | 100
133007 | 6 | 1 | States | Champlin | Hayley Fabian | TRUE | 2026-05-05T00:00:00 | 2026-10-30T00:00:00 | 2026-09-21T00:00:00 | 99 | 0 | 99 | 2780.89 | 542273.55 | 55316-3157 | USA | N45 | 1501 | ABB INDUSTRIAL CONNECTIONS AND SOLUTIONS | 27511 | XT5HU340ARYN050XXX | 1XT5H 400 BREAKING PART 3P F F UL/CSA (1SDA102683R1)1SDA102683R11EKIP TOUCH MEAS.LSI IN400 XT5 3P UL/CSA (1SDA102729R1)1SDA102729R11NEXT XT5 LSC 3000257980A001 (1SDA114243R1)1SDA114243R11FCCUAL 2X2/0-500KCMIL XT5 3PUL (1SDA113066R1)1SDA113066R1KXT5CUAL2X500K-3PC1EKIP COM MODBUS TCP XT5 INT (1SDA105189R1)1SDA105189R1KXT5COMIMBTCP | PUR | 1XT5H 400 BREAKING PART 3P F F UL/CSA (1SDA102683R1)1SDA102683R11EKIP TOUCH MEAS.LSI IN400 XT5 3P UL/CSA (1SDA102729R1)1SDA102729R11NEXT XT5 LSC 3000257980A001 (1SDA114243R1)1SDA114243R11FCCUAL 2X2/0-500KCMIL XT5 3PUL (1SDA113066R1)1SDA113066R1KXT5CUAL2X500K-3PC1EKIP COM MODBUS TCP XT5 INT (1SDA105189R1)1SDA105189R1KXT5COMIMBTCP | EA | EA |  | TRUE |  | P | B/W | 100
133007 | 5 | 1 | States | Champlin | Hayley Fabian | TRUE | 2026-05-05T00:00:00 | 2026-10-14T00:00:00 | 2026-10-14T00:00:00 | 9 | 0 | 9 | 1729.02 | 15561.18 | 55316-3157 | USA | N45 | 1501 | ABB INDUSTRIAL CONNECTIONS AND SOLUTIONS | 27511 | XT5HU340AFYN0A0XXX | "1XT5H 400 EKIP DIP LSI IN400 3P UL (1SDA102529R1)1SDA102529R1XT5HU340AFFF000XXX 1NEXT XT5 LSC 3000257980A001 (1SDA114243R1)1SDA114243R1 1FCCUAL 2X2/0-500KCMIL XT5 3PUL (1SDA113066R1)1SDA113066R1KXT5CUAL2X500K-3PC 1AUX-C 1Q+1SY 250 V XT1..XT4 F/P (1SDA066431R1)1SDA066431R1KXTAAXCQSYFP" | PUR | "1XT5H 400 EKIP DIP LSI IN400 3P UL (1SDA102529R1)1SDA102529R1XT5HU340AFFF000XXX 1NEXT XT5 LSC 3000257980A001 (1SDA114243R1)1SDA114243R1 1FCCUAL 2X2/0-500KCMIL XT5 3PUL (1SDA113066R1)1SDA113066R1KXT5CUAL2X500K-3PC 1AUX-C 1Q+1SY 250 V XT1..XT4 F/P (1SDA066431R1)1SDA066431R1KXTAAXCQSYFP" | EA | EA |  | TRUE |  | P | B/W | 100
133007 | 3 | 1 | States | Champlin | Hayley Fabian | TRUE | 2026-05-05T00:00:00 | 2026-10-14T00:00:00 | 2026-10-14T00:00:00 | 6 | 0 | 6 | 299.27 | 1795.62 | 55316-3157 | USA | N45 | 1501 | ABB INDUSTRIAL CONNECTIONS AND SOLUTIONS | 27511 | XT1HU3060AYD0A0XXX | 1XT1H 125 TMF 60-600 3P F F UL/CSA (1SDA074702R1)1SDA074702R1XT1HU3060AFF000XXX001NEXT XT1 LSC 3000257978A001 (1SDA114241R1)1SDA114241R1001KIT FC CUAL 10-2/0 AWG XT1 3PCS UL (1SDA075837R1)1SDA075837R1KXT1CUAL1-3PC001AUX-C 1Q+1SY 250 V XT1..XT4 F/P (1SDA066431R1)1SDA066431R1KXTAAXCQSYFP | PUR | 1XT1H 125 TMF 60-600 3P F F UL/CSA (1SDA074702R1)1SDA074702R1XT1HU3060AFF000XXX001NEXT XT1 LSC 3000257978A001 (1SDA114241R1)1SDA114241R1001KIT FC CUAL 10-2/0 AWG XT1 3PCS UL (1SDA075837R1)1SDA075837R1KXT1CUAL1-3PC001AUX-C 1Q+1SY 250 V XT1..XT4 F/P (1SDA066431R1)1SDA066431R1KXTAAXCQSYFP | EA | EA |  | TRUE |  | P | B/W | 100
135700 | 3 | 2 | States | Champlin | Hayley Fabian | TRUE | 2026-08-24T00:00:00 | 2026-12-15T00:00:00 | 2026-12-15T00:00:00 | 10 | 0 | 10 | 95.29 | 4669.21 | 55316 | USA | N45 | 1501 | ABB INDUSTRIAL CONNECTIONS AND SOLUTIONS | 27511 | ZEASE | YO 110-120 V AC/DC Shunt trip module | PUR | YO 110-120 V AC/DC Shunt trip module | EA | EA |  | TRUE |  | P | B/W | 100
135700 | 3 | 3 | States | Champlin | Hayley Fabian | TRUE | 2026-08-24T00:00:00 | 2027-02-02T00:00:00 | 2027-02-02T00:00:00 | 20 | 0 | 20 | 95.29 | 4669.21 | 55316 | USA | N45 | 1501 | ABB INDUSTRIAL CONNECTIONS AND SOLUTIONS | 27511 | ZEASE | YO 110-120 V AC/DC Shunt trip module | PUR | YO 110-120 V AC/DC Shunt trip module | EA | EA |  | TRUE |  | P | B/W | 100
135700 | 5 | 1 | States | Champlin | Hayley Fabian | TRUE | 2026-08-24T00:00:00 | 2026-12-29T00:00:00 | 2026-12-29T00:00:00 | 4 | 0 | 4 | 940.9 | 3763.6 | 55316 | USA | N45 | 1501 | ABB INDUSTRIAL CONNECTIONS AND SOLUTIONS | 27511 | XT4HU32502FJ0HHXXX | 225AT / 250AF, 3P, 480V, 65kAIC, Distribution Feeder Circuit Breaker 80% Rated MCCB• 480V, 3Ø, 3P• EKIP DIP, LSIG, (G Protection can be disabled)• 3Q+1SY 24VDC AUX Contacts• Padlock Device in Open Position• Amp Trip: 250 (Dialed Down up to 225A)• Amp Frame: 250• Bolt-on, Molded Case Circuit Breaker (MCCB)• Circuit Breaker Frame: XT4 | PUR | 225AT / 250AF, 3P, 480V, 65kAIC, Distribution Feeder Circuit Breaker 80% Rated MCCB• 480V, 3Ø, 3P• EKIP DIP, LSIG, (G Protection can be disabled)• 3Q+1SY 24VDC AUX Contacts• Padlock Device in Open Position• Amp Trip: 250 (Dialed Down up to 225A)• Amp Frame: 250• Bolt-on, Molded Case Circuit Breaker (MCCB)• Circuit Breaker Frame: XT4 | EA | EA |  | TRUE |  | P | B/W | 100 | 2026-10-22T00:00:00
135700 | 4 | 1 | States | Champlin | Hayley Fabian | TRUE | 2026-08-24T00:00:00 | 2026-12-23T00:00:00 | 2026-12-23T00:00:00 | 12 | 0 | 12 | 1896.55 | 22758.6 | 55316 | USA | N45 | 1501 | ABB INDUSTRIAL CONNECTIONS AND SOLUTIONS | 27511 | ZCA32ACXX | "cradle, E4.2-A W FP IU=3200 4P VR VR UL (1SDX106823R1)ZCA32ACXX - E4.2-A W FP 3200 4P VR VR (1SDA079703R1)ZCA32A0XX - AUP 5 CONT. 400VAC SX E2.2...E6.2 UL (1SDA080373R1)" | PUR | "cradle, E4.2-A W FP IU=3200 4P VR VR UL (1SDX106823R1)ZCA32ACXX - E4.2-A W FP 3200 4P VR VR (1SDA079703R1)ZCA32A0XX - AUP 5 CONT. 400VAC SX E2.2...E6.2 UL (1SDA080373R1)" | EA | EA |  | TRUE |  | P | B/W | 100 | 2026-10-26T00:00:00
135700 | 6 | 1 | States | Champlin | Hayley Fabian | TRUE | 2026-08-24T00:00:00 | 2026-10-22T00:00:00 | 2026-10-22T00:00:00 | 4 | 0 | 4 | 9.69 | 38.76 | 55316 | USA | N45 | 1501 | ABB INDUSTRIAL CONNECTIONS AND SOLUTIONS | 27511 | KXT4CUAL2-3PC | Load side lug kit for XT7 breaker | PUR | Load side lug kit for XT7 breaker | EA | EA |  | TRUE |  | P | B/W | 100
135700 | 1 | 1 | States | Champlin | Hayley Fabian | TRUE | 2026-08-24T00:00:00 | 2026-12-21T00:00:00 | 2026-12-21T00:00:00 | 16 | 0 | 16 | 4722.15 | 75554.4 | 55316 | USA | N45 | 1501 | ABB INDUSTRIAL CONNECTIONS AND SOLUTIONS | 27511 | XT7HQ312EQFWYSJXXX | 1200AT/1200AF, 65kAIC, 480V, LSIG, 100% Rated • 480V, 3Ø, 3P • EKIP Touch, LSIG, (G Protection can be disabled) • EKIP RELT 2K-3 with EKIP Supply 24-48VDC (E1.2) • AUX 4Q 24VDC Contacts • Padlock Device in Open Position • Amp Trip: 1200 • Amp Frame: 1200 • Bolt-on Molded-Case Circuit Breaker (MCCB) • Circuit Breaker Frame: XT7 | PUR | 1200AT/1200AF, 65kAIC, 480V, LSIG, 100% Rated • 480V, 3Ø, 3P • EKIP Touch, LSIG, (G Protection can be disabled) • EKIP RELT 2K-3 with EKIP Supply 24-48VDC (E1.2) • AUX 4Q 24VDC Contacts • Padlock Device in Open Position • Amp Trip: 1200 • Amp Frame: 1200 • Bolt-on Molded-Case Circuit Breaker (MCCB) • Circuit Breaker Frame: XT7 | EA | EA |  | TRUE |  | P | B/W | 100 | 2026-10-12T00:00:00
135700 | 2 | 1 | States | Champlin | Hayley Fabian | TRUE | 2026-08-24T00:00:00 | 2026-12-21T00:00:00 | 2026-12-21T00:00:00 | 2 | 0 | 2 | 3799.98 | 7599.96 | 55316 | USA | N45 | 1501 | ABB INDUSTRIAL CONNECTIONS AND SOLUTIONS | 27511 | XT7HQ360CQFWYSGXXX | 400AT/800AF, 65kAIC, 480V, LSIG, 100% Rated • 480V, 3Ø, 3P • EKIP Touch, LSIG, (G Protection can be disabled) • EKIP RELT 2K-3 with EKIP Supply 24-48VDC (E1.2) • 4Q 24VDC AUX Contacts • Padlock Device in Open Position • Amp Trip: 600 (Dialed Down up to 400A) • Amp Frame: 800 • Bolt-on, Molded Case Circuit Breaker (MCCB) • Circuit Breaker Frame: XT7 | PUR | 400AT/800AF, 65kAIC, 480V, LSIG, 100% Rated • 480V, 3Ø, 3P • EKIP Touch, LSIG, (G Protection can be disabled) • EKIP RELT 2K-3 with EKIP Supply 24-48VDC (E1.2) • 4Q 24VDC AUX Contacts • Padlock Device in Open Position • Amp Trip: 600 (Dialed Down up to 400A) • Amp Frame: 800 • Bolt-on, Molded Case Circuit Breaker (MCCB) • Circuit Breaker Frame: XT7 | EA | EA |  | TRUE |  | P | B/W | 100 | 2026-10-12T00:00:00
135104 | 56 | 1 | States | Champlin | Hayley Fabian | TRUE | 2026-07-30T00:00:00 | 2026-12-21T00:00:00 | 2026-12-21T00:00:00 | 1 | 0 | 1 | 7809.23 | 7809.23 | 55316-3157 | USA | N45 | 1501 | ABB INDUSTRIAL CONNECTIONS AND SOLUTIONS | 27511 | 77304-PPXT FA INT-05MECH-04 | PPXT FA INT | Buy | PPXT FA INT | EA | EA |  | FALSE |  | P | B/W | 100
135104 | 3 | 1 | States | Champlin | Hayley Fabian | TRUE | 2026-07-30T00:00:00 | 2026-12-21T00:00:00 | 2026-12-21T00:00:00 | 1 | 0 | 1 | 122.27 | 122.27 | 55316-3157 | USA | N45 | 1501 | ABB INDUSTRIAL CONNECTIONS AND SOLUTIONS | 27511 | 77304-AB76B-02P-AB2.1 | Box: AB76B | Buy | Box: AB76B | EA | EA |  | FALSE |  | P | B/W | 100
135104 | 2 | 1 | States | Champlin | Hayley Fabian | TRUE | 2026-07-30T00:00:00 | 2026-12-21T00:00:00 | 2026-12-21T00:00:00 | 1 | 0 | 1 | 134.21 | 134.21 | 55316-3157 | USA | N45 | 1501 | ABB INDUSTRIAL CONNECTIONS AND SOLUTIONS | 27511 | 77304-AB76B-02P-4N-1 | Box: AB76B | Buy | Box: AB76B | EA | EA |  | FALSE |  | P | B/W | 100
135104 | 39 | 1 | States | Champlin | Hayley Fabian | TRUE | 2026-07-30T00:00:00 | 2026-12-21T00:00:00 | 2026-12-21T00:00:00 | 1 | 0 | 1 | 257.35 | 257.35 | 55316-3157 | USA | N45 | 1501 | ABB INDUSTRIAL CONNECTIONS AND SOLUTIONS | 27511 | 77304-PPXT FA BOX-05MECH-03 | PPXT FA BOX | Buy | PPXT FA BOX | EA | EA |  | FALSE |  | P | B/W | 100
135104 | 55 | 1 | States | Champlin | Hayley Fabian | TRUE | 2026-07-30T00:00:00 | 2026-12-21T00:00:00 | 2026-12-21T00:00:00 | 1 | 0 | 1 | 7809.23 | 7809.23 | 55316-3157 | USA | N45 | 1501 | ABB INDUSTRIAL CONNECTIONS AND SOLUTIONS | 27511 | 77304-PPXT FA INT-05MECH-03 | PPXT FA INT | Buy | PPXT FA INT | EA | EA |  | FALSE |  | P | B/W | 100
135104 | 17 | 1 | States | Champlin | Hayley Fabian | TRUE | 2026-07-30T00:00:00 | 2026-12-21T00:00:00 | 2026-12-21T00:00:00 | 1 | 0 | 1 | 102.6 | 102.6 | 55316-3157 | USA | N45 | 1501 | ABB INDUSTRIAL CONNECTIONS AND SOLUTIONS | 27511 | 77304-AF76SN-04P-2N-1 | Front: AF76SN | Buy | Front: AF76SN | EA | EA |  | FALSE |  | P | B/W | 100
135104 | 48 | 1 | States | Champlin | Hayley Fabian | TRUE | 2026-07-30T00:00:00 | 2026-12-21T00:00:00 | 2026-12-21T00:00:00 | 1 | 0 | 1 | 7685.71 | 7685.71 | 55316-3157 | USA | N45 | 1501 | ABB INDUSTRIAL CONNECTIONS AND SOLUTIONS | 27511 | 77304-PPXT FA INT-03MECH-04 | PPXT FA INT | Buy | PPXT FA INT | EA | EA |  | FALSE |  | P | B/W | 100
135104 | 22 | 1 | States | Champlin | Hayley Fabian | TRUE | 2026-07-30T00:00:00 | 2026-12-21T00:00:00 | 2026-12-21T00:00:00 | 1 | 0 | 1 | 168.93 | 168.93 | 55316-3157 | USA | N45 | 1501 | ABB INDUSTRIAL CONNECTIONS AND SOLUTIONS | 27511 | 77304-AF76STN-03P-4N-1 | Front: AF76STN | Buy | Front: AF76STN | EA | EA |  | FALSE |  | P | B/W | 100
135104 | 4 | 1 | States | Champlin | Hayley Fabian | TRUE | 2026-07-30T00:00:00 | 2026-12-21T00:00:00 | 2026-12-21T00:00:00 | 1 | 0 | 1 | 122.27 | 122.27 | 55316-3157 | USA | N45 | 1501 | ABB INDUSTRIAL CONNECTIONS AND SOLUTIONS | 27511 | 77304-AB76B-03P-2N-1 | Box: AB76B | Buy | Box: AB76B | EA | EA |  | FALSE |  | P | B/W | 100
135104 | 40 | 1 | States | Champlin | Hayley Fabian | TRUE | 2026-07-30T00:00:00 | 2026-12-21T00:00:00 | 2026-12-21T00:00:00 | 1 | 0 | 1 | 257.35 | 257.35 | 55316-3157 | USA | N45 | 1501 | ABB INDUSTRIAL CONNECTIONS AND SOLUTIONS | 27511 | 77304-PPXT FA BOX-05MECH-04 | PPXT FA BOX | Buy | PPXT FA BOX | EA | EA |  | FALSE |  | P | B/W | 100
135104 | 66 | 1 | States | Champlin | Hayley Fabian | TRUE | 2026-07-30T00:00:00 | 2026-12-21T00:00:00 | 2026-12-21T00:00:00 | 1 | 0 | 1 | 8349.27 | 8349.27 | 55316-3157 | USA | N45 | 1501 | ABB INDUSTRIAL CONNECTIONS AND SOLUTIONS | 27511 | 77304-RSF-SLT-INT-03P-4N-1 | Interior : ASF3424KBX AXS5N2MSPS | Buy | Interior : ASF3424KBX AXS5N2MSPS | EA | EA |  | FALSE |  | P | B/W | 100
135104 | 13 | 1 | States | Champlin | Hayley Fabian | TRUE | 2026-07-30T00:00:00 | 2026-12-21T00:00:00 | 2026-12-21T00:00:00 | 1 | 0 | 1 | 168.93 | 168.93 | 55316-3157 | USA | N45 | 1501 | ABB INDUSTRIAL CONNECTIONS AND SOLUTIONS | 27511 | 77304-AF76SN-02P-2N-1 | Front: AF76SN | Buy | Front: AF76SN | EA | EA |  | FALSE |  | P | B/W | 100
135104 | 46 | 1 | States | Champlin | Hayley Fabian | TRUE | 2026-07-30T00:00:00 | 2026-12-21T00:00:00 | 2026-12-21T00:00:00 | 1 | 0 | 1 | 7685.71 | 7685.71 | 55316-3157 | USA | N45 | 1501 | ABB INDUSTRIAL CONNECTIONS AND SOLUTIONS | 27511 | 77304-PPXT FA INT-03MECH-02 | PPXT FA INT | Buy | PPXT FA INT | EA | EA |  | FALSE |  | P | B/W | 100
135104 | 68 | 1 | States | Champlin | Hayley Fabian | TRUE | 2026-07-30T00:00:00 | 2026-12-21T00:00:00 | 2026-12-21T00:00:00 | 1 | 0 | 1 | 7608.61 | 7608.61 | 55316-3157 | USA | N45 | 1501 | ABB INDUSTRIAL CONNECTIONS AND SOLUTIONS | 27511 | 77304-RSF-SLT-INT-05P-4N-1 | Interior : ASF3424KBX AXS5N2MSPS | Buy | Interior : ASF3424KBX AXS5N2MSPS | EA | EA |  | FALSE |  | P | B/W | 100
135104 | 34 | 1 | States | Champlin | Hayley Fabian | TRUE | 2026-07-30T00:00:00 | 2026-12-21T00:00:00 | 2026-12-21T00:00:00 | 1 | 0 | 1 | 257.35 | 257.35 | 55316-3157 | USA | N45 | 1501 | ABB INDUSTRIAL CONNECTIONS AND SOLUTIONS | 27511 | 77304-PPXT FA BOX-04MECH-02 | PPXT FA BOX | Buy | PPXT FA BOX | EA | EA |  | FALSE |  | P | B/W | 100
135104 | 62 | 1 | States | Champlin | Hayley Fabian | TRUE | 2026-07-30T00:00:00 | 2026-12-21T00:00:00 | 2026-12-21T00:00:00 | 1 | 0 | 1 | 3427.35 | 3427.35 | 55316-3157 | USA | N45 | 1501 | ABB INDUSTRIAL CONNECTIONS AND SOLUTIONS | 27511 | 77304-RQF-SLT-INT-03P-2N-1 | Interior : AQF3422JBX AXS5N2MSPS | Buy | Interior : AQF3422JBX AXS5N2MSPS | EA | EA |  | FALSE |  | P | B/W | 100
135104 | 41 | 1 | States | Champlin | Hayley Fabian | TRUE | 2026-07-30T00:00:00 | 2026-12-21T00:00:00 | 2026-12-21T00:00:00 | 1 | 0 | 1 | 7809.23 | 7809.23 | 55316-3157 | USA | N45 | 1501 | ABB INDUSTRIAL CONNECTIONS AND SOLUTIONS | 27511 | 77304-PPXT FA INT-02MECH-01 | PPXT FA INT | Buy | PPXT FA INT | EA | EA |  | FALSE |  | P | B/W | 100
135104 | 38 | 1 | States | Champlin | Hayley Fabian | TRUE | 2026-07-30T00:00:00 | 2026-12-21T00:00:00 | 2026-12-21T00:00:00 | 1 | 0 | 1 | 278.09 | 278.09 | 55316-3157 | USA | N45 | 1501 | ABB INDUSTRIAL CONNECTIONS AND SOLUTIONS | 27511 | 77304-PPXT FA BOX-05MECH-02 | PPXT FA BOX | Buy | PPXT FA BOX | EA | EA |  | FALSE |  | P | B/W | 100
135104 | 59 | 1 | States | Champlin | Hayley Fabian | TRUE | 2026-07-30T00:00:00 | 2026-12-21T00:00:00 | 2026-12-21T00:00:00 | 1 | 0 | 1 | 3425.64 | 3425.64 | 55316-3157 | USA | N45 | 1501 | ABB INDUSTRIAL CONNECTIONS AND SOLUTIONS | 27511 | 77304-RQFC-INTERIOR-04P-AB2.1 | Interior : AQF3422JBX AXS5N2MSPS | Buy | Interior : AQF3422JBX AXS5N2MSPS | EA | EA |  | FALSE |  | P | B/W | 100
135104 | 61 | 1 | States | Champlin | Hayley Fabian | TRUE | 2026-07-30T00:00:00 | 2026-12-21T00:00:00 | 2026-12-21T00:00:00 | 1 | 0 | 1 | 3427.35 | 3427.35 | 55316-3157 | USA | N45 | 1501 | ABB INDUSTRIAL CONNECTIONS AND SOLUTIONS | 27511 | 77304-RQF-SLT-INT-02P-2N-1 | Interior : AQF3422JBX AXS5N2MSPS | Buy | Interior : AQF3422JBX AXS5N2MSPS | EA | EA |  | FALSE |  | P | B/W | 100
135104 | 11 | 1 | States | Champlin | Hayley Fabian | TRUE | 2026-07-30T00:00:00 | 2026-12-21T00:00:00 | 2026-12-21T00:00:00 | 1 | 0 | 1 | 134.21 | 134.21 | 55316-3157 | USA | N45 | 1501 | ABB INDUSTRIAL CONNECTIONS AND SOLUTIONS | 27511 | 77304-AB76B-05P-4N-1 | Box: AB76B | Buy | Box: AB76B | EA | EA |  | FALSE |  | P | B/W | 100
135104 | 33 | 1 | States | Champlin | Hayley Fabian | TRUE | 2026-07-30T00:00:00 | 2026-12-21T00:00:00 | 2026-12-21T00:00:00 | 1 | 0 | 1 | 257.35 | 257.35 | 55316-3157 | USA | N45 | 1501 | ABB INDUSTRIAL CONNECTIONS AND SOLUTIONS | 27511 | 77304-PPXT FA BOX-04MECH-01 | PPXT FA BOX | Buy | PPXT FA BOX | EA | EA |  | FALSE |  | P | B/W | 100
135104 | 60 | 1 | States | Champlin | Hayley Fabian | TRUE | 2026-07-30T00:00:00 | 2026-12-21T00:00:00 | 2026-12-21T00:00:00 | 1 | 0 | 1 | 3425.64 | 3425.64 | 55316-3157 | USA | N45 | 1501 | ABB INDUSTRIAL CONNECTIONS AND SOLUTIONS | 27511 | 77304-RQFC-INTERIOR-05P-AB2.1 | Interior : AQF3422JBX AXS5N2MSPS | Buy | Interior : AQF3422JBX AXS5N2MSPS | EA | EA |  | FALSE |  | P | B/W | 100
135104 | 51 | 1 | States | Champlin | Hayley Fabian | TRUE | 2026-07-30T00:00:00 | 2026-12-21T00:00:00 | 2026-12-21T00:00:00 | 1 | 0 | 1 | 7809.23 | 7809.23 | 55316-3157 | USA | N45 | 1501 | ABB INDUSTRIAL CONNECTIONS AND SOLUTIONS | 27511 | 77304-PPXT FA INT-04MECH-03 | PPXT FA INT | Buy | PPXT FA INT | EA | EA |  | FALSE |  | P | B/W | 100
135104 | 20 | 1 | States | Champlin | Hayley Fabian | TRUE | 2026-07-30T00:00:00 | 2026-12-21T00:00:00 | 2026-12-21T00:00:00 | 1 | 0 | 1 | 102.6 | 102.6 | 55316-3157 | USA | N45 | 1501 | ABB INDUSTRIAL CONNECTIONS AND SOLUTIONS | 27511 | 77304-AF76SN-05P-AB2.1 | Front: AF76SN | Buy | Front: AF76SN | EA | EA |  | FALSE |  | P | B/W | 100
135104 | 52 | 1 | States | Champlin | Hayley Fabian | TRUE | 2026-07-30T00:00:00 | 2026-12-21T00:00:00 | 2026-12-21T00:00:00 | 1 | 0 | 1 | 7809.23 | 7809.23 | 55316-3157 | USA | N45 | 1501 | ABB INDUSTRIAL CONNECTIONS AND SOLUTIONS | 27511 | 77304-PPXT FA INT-04MECH-04 | PPXT FA INT | Buy | PPXT FA INT | EA | EA |  | FALSE |  | P | B/W | 100
135104 | 44 | 1 | States | Champlin | Hayley Fabian | TRUE | 2026-07-30T00:00:00 | 2026-12-21T00:00:00 | 2026-12-21T00:00:00 | 1 | 0 | 1 | 6882.44 | 6882.44 | 55316-3157 | USA | N45 | 1501 | ABB INDUSTRIAL CONNECTIONS AND SOLUTIONS | 27511 | 77304-PPXT FA INT-02MECH-04 | PPXT FA INT | Buy | PPXT FA INT | EA | EA |  | FALSE |  | P | B/W | 100
135104 | 21 | 1 | States | Champlin | Hayley Fabian | TRUE | 2026-07-30T00:00:00 | 2026-12-21T00:00:00 | 2026-12-21T00:00:00 | 1 | 0 | 1 | 102.6 | 102.6 | 55316-3157 | USA | N45 | 1501 | ABB INDUSTRIAL CONNECTIONS AND SOLUTIONS | 27511 | 77304-AF76STN-02P-4N-1 | Front: AF76STN | Buy | Front: AF76STN | EA | EA |  | FALSE |  | P | B/W | 100
135104 | 63 | 1 | States | Champlin | Hayley Fabian | TRUE | 2026-07-30T00:00:00 | 2026-12-21T00:00:00 | 2026-12-21T00:00:00 | 1 | 0 | 1 | 3427.35 | 3427.35 | 55316-3157 | USA | N45 | 1501 | ABB INDUSTRIAL CONNECTIONS AND SOLUTIONS | 27511 | 77304-RQF-SLT-INT-04P-2N-1 | Interior : AQF3422JBX AXS5N2MSPS | Buy | Interior : AQF3422JBX AXS5N2MSPS | EA | EA |  | FALSE |  | P | B/W | 100
135104 | 10 | 1 | States | Champlin | Hayley Fabian | TRUE | 2026-07-30T00:00:00 | 2026-12-21T00:00:00 | 2026-12-21T00:00:00 | 1 | 0 | 1 | 122.27 | 122.27 | 55316-3157 | USA | N45 | 1501 | ABB INDUSTRIAL CONNECTIONS AND SOLUTIONS | 27511 | 77304-AB76B-05P-2N-1 | Box: AB76B | Buy | Box: AB76B | EA | EA |  | FALSE |  | P | B/W | 100
135104 | 18 | 1 | States | Champlin | Hayley Fabian | TRUE | 2026-07-30T00:00:00 | 2026-12-21T00:00:00 | 2026-12-21T00:00:00 | 1 | 0 | 1 | 102.6 | 102.6 | 55316-3157 | USA | N45 | 1501 | ABB INDUSTRIAL CONNECTIONS AND SOLUTIONS | 27511 | 77304-AF76SN-04P-AB2.1 | Front: AF76SN | Buy | Front: AF76SN | EA | EA |  | FALSE |  | P | B/W | 100
135104 | 8 | 1 | States | Champlin | Hayley Fabian | TRUE | 2026-07-30T00:00:00 | 2026-12-21T00:00:00 | 2026-12-21T00:00:00 | 1 | 0 | 1 | 134.21 | 134.21 | 55316-3157 | USA | N45 | 1501 | ABB INDUSTRIAL CONNECTIONS AND SOLUTIONS | 27511 | 77304-AB76B-04P-4N-1 | Box: AB76B | Buy | Box: AB76B | EA | EA |  | FALSE |  | P | B/W | 100
135104 | 47 | 1 | States | Champlin | Hayley Fabian | TRUE | 2026-07-30T00:00:00 | 2026-12-21T00:00:00 | 2026-12-21T00:00:00 | 1 | 0 | 1 | 7685.71 | 7685.71 | 55316-3157 | USA | N45 | 1501 | ABB INDUSTRIAL CONNECTIONS AND SOLUTIONS | 27511 | 77304-PPXT FA INT-03MECH-03 | PPXT FA INT | Buy | PPXT FA INT | EA | EA |  | FALSE |  | P | B/W | 100
135104 | 15 | 1 | States | Champlin | Hayley Fabian | TRUE | 2026-07-30T00:00:00 | 2026-12-21T00:00:00 | 2026-12-21T00:00:00 | 1 | 0 | 1 | 102.6 | 102.6 | 55316-3157 | USA | N45 | 1501 | ABB INDUSTRIAL CONNECTIONS AND SOLUTIONS | 27511 | 77304-AF76SN-03P-2N-1 | Front: AF76SN | Buy | Front: AF76SN | EA | EA |  | FALSE |  | P | B/W | 100
135104 | 7 | 1 | States | Champlin | Hayley Fabian | TRUE | 2026-07-30T00:00:00 | 2026-12-21T00:00:00 | 2026-12-21T00:00:00 | 1 | 0 | 1 | 122.27 | 122.27 | 55316-3157 | USA | N45 | 1501 | ABB INDUSTRIAL CONNECTIONS AND SOLUTIONS | 27511 | 77304-AB76B-04P-2N-1 | Box: AB76B | Buy | Box: AB76B | EA | EA |  | FALSE |  | P | B/W | 100
135104 | 31 | 1 | States | Champlin | Hayley Fabian | TRUE | 2026-07-30T00:00:00 | 2026-12-21T00:00:00 | 2026-12-21T00:00:00 | 1 | 0 | 1 | 253.28 | 253.28 | 55316-3157 | USA | N45 | 1501 | ABB INDUSTRIAL CONNECTIONS AND SOLUTIONS | 27511 | 77304-PPXT FA BOX-03MECH-03 | PPXT FA BOX | Buy | PPXT FA BOX | EA | EA |  | FALSE |  | P | B/W | 100
135104 | 19 | 1 | States | Champlin | Hayley Fabian | TRUE | 2026-07-30T00:00:00 | 2026-12-21T00:00:00 | 2026-12-21T00:00:00 | 1 | 0 | 1 | 102.6 | 102.6 | 55316-3157 | USA | N45 | 1501 | ABB INDUSTRIAL CONNECTIONS AND SOLUTIONS | 27511 | 77304-AF76SN-05P-2N-1 | Front: AF76SN | Buy | Front: AF76SN | EA | EA |  | FALSE |  | P | B/W | 100
135104 | 42 | 1 | States | Champlin | Hayley Fabian | TRUE | 2026-07-30T00:00:00 | 2026-12-21T00:00:00 | 2026-12-21T00:00:00 | 1 | 0 | 1 | 7809.23 | 7809.23 | 55316-3157 | USA | N45 | 1501 | ABB INDUSTRIAL CONNECTIONS AND SOLUTIONS | 27511 | 77304-PPXT FA INT-02MECH-02 | PPXT FA INT | Buy | PPXT FA INT | EA | EA |  | FALSE |  | P | B/W | 100
135104 | 67 | 1 | States | Champlin | Hayley Fabian | TRUE | 2026-07-30T00:00:00 | 2026-12-21T00:00:00 | 2026-12-21T00:00:00 | 1 | 0 | 1 | 7669.8 | 7669.8 | 55316-3157 | USA | N45 | 1501 | ABB INDUSTRIAL CONNECTIONS AND SOLUTIONS | 27511 | 77304-RSF-SLT-INT-04P-4N-1 | Interior : ASF3424KBX AXS5N2MSPS | Buy | Interior : ASF3424KBX AXS5N2MSPS | EA | EA |  | FALSE |  | P | B/W | 100
135104 | 9 | 1 | States | Champlin | Hayley Fabian | TRUE | 2026-07-30T00:00:00 | 2026-12-21T00:00:00 | 2026-12-21T00:00:00 | 1 | 0 | 1 | 122.27 | 122.27 | 55316-3157 | USA | N45 | 1501 | ABB INDUSTRIAL CONNECTIONS AND SOLUTIONS | 27511 | 77304-AB76B-04P-AB2.1 | Box: AB76B | Buy | Box: AB76B | EA | EA |  | FALSE |  | P | B/W | 100
135104 | 58 | 1 | States | Champlin | Hayley Fabian | TRUE | 2026-07-30T00:00:00 | 2026-12-21T00:00:00 | 2026-12-21T00:00:00 | 1 | 0 | 1 | 3425.64 | 3425.64 | 55316-3157 | USA | N45 | 1501 | ABB INDUSTRIAL CONNECTIONS AND SOLUTIONS | 27511 | 77304-RQFC-INTERIOR-03P-AB2.1 | Interior : AQF3422JBX AXS5N2MSPS | Buy | Interior : AQF3422JBX AXS5N2MSPS | EA | EA |  | FALSE |  | P | B/W | 100
135104 | 16 | 1 | States | Champlin | Hayley Fabian | TRUE | 2026-07-30T00:00:00 | 2026-12-21T00:00:00 | 2026-12-21T00:00:00 | 1 | 0 | 1 | 102.6 | 102.6 | 55316-3157 | USA | N45 | 1501 | ABB INDUSTRIAL CONNECTIONS AND SOLUTIONS | 27511 | 77304-AF76SN-03P-AB2.1 | Front: AF76SN | Buy | Front: AF76SN | EA | EA |  | FALSE |  | P | B/W | 100
135104 | 35 | 1 | States | Champlin | Hayley Fabian | TRUE | 2026-07-30T00:00:00 | 2026-12-21T00:00:00 | 2026-12-21T00:00:00 | 1 | 0 | 1 | 257.35 | 257.35 | 55316-3157 | USA | N45 | 1501 | ABB INDUSTRIAL CONNECTIONS AND SOLUTIONS | 27511 | 77304-PPXT FA BOX-04MECH-03 | PPXT FA BOX | Buy | PPXT FA BOX | EA | EA |  | FALSE |  | P | B/W | 100
135104 | 32 | 1 | States | Champlin | Hayley Fabian | TRUE | 2026-07-30T00:00:00 | 2026-12-21T00:00:00 | 2026-12-21T00:00:00 | 1 | 0 | 1 | 253.28 | 253.28 | 55316-3157 | USA | N45 | 1501 | ABB INDUSTRIAL CONNECTIONS AND SOLUTIONS | 27511 | 77304-PPXT FA BOX-03MECH-04 | PPXT FA BOX | Buy | PPXT FA BOX | EA | EA |  | FALSE |  | P | B/W | 100
135104 | 26 | 1 | States | Champlin | Hayley Fabian | TRUE | 2026-07-30T00:00:00 | 2026-12-21T00:00:00 | 2026-12-21T00:00:00 | 1 | 0 | 1 | 257.35 | 257.35 | 55316-3157 | USA | N45 | 1501 | ABB INDUSTRIAL CONNECTIONS AND SOLUTIONS | 27511 | 77304-PPXT FA BOX-02MECH-02 | PPXT FA BOX | Buy | PPXT FA BOX | EA | EA |  | FALSE |  | P | B/W | 100
135104 | 30 | 1 | States | Champlin | Hayley Fabian | TRUE | 2026-07-30T00:00:00 | 2026-12-21T00:00:00 | 2026-12-21T00:00:00 | 1 | 0 | 1 | 253.28 | 253.28 | 55316-3157 | USA | N45 | 1501 | ABB INDUSTRIAL CONNECTIONS AND SOLUTIONS | 27511 | 77304-PPXT FA BOX-03MECH-02 | PPXT FA BOX | Buy | PPXT FA BOX | EA | EA |  | FALSE |  | P | B/W | 100
135104 | 14 | 1 | States | Champlin | Hayley Fabian | TRUE | 2026-07-30T00:00:00 | 2026-12-21T00:00:00 | 2026-12-21T00:00:00 | 1 | 0 | 1 | 102.6 | 102.6 | 55316-3157 | USA | N45 | 1501 | ABB INDUSTRIAL CONNECTIONS AND SOLUTIONS | 27511 | 77304-AF76SN-02P-AB2.1 | Front: AF76SN | Buy | Front: AF76SN | EA | EA |  | FALSE |  | P | B/W | 100
135104 | 54 | 1 | States | Champlin | Hayley Fabian | TRUE | 2026-07-30T00:00:00 | 2026-12-21T00:00:00 | 2026-12-21T00:00:00 | 1 | 0 | 1 | 6882.44 | 6882.44 | 55316-3157 | USA | N45 | 1501 | ABB INDUSTRIAL CONNECTIONS AND SOLUTIONS | 27511 | 77304-PPXT FA INT-05MECH-02 | PPXT FA INT | Buy | PPXT FA INT | EA | EA |  | FALSE |  | P | B/W | 100
135104 | 50 | 1 | States | Champlin | Hayley Fabian | TRUE | 2026-07-30T00:00:00 | 2026-12-21T00:00:00 | 2026-12-21T00:00:00 | 1 | 0 | 1 | 7809.23 | 7809.23 | 55316-3157 | USA | N45 | 1501 | ABB INDUSTRIAL CONNECTIONS AND SOLUTIONS | 27511 | 77304-PPXT FA INT-04MECH-02 | PPXT FA INT | Buy | PPXT FA INT | EA | EA |  | FALSE |  | P | B/W | 100
135104 | 6 | 1 | States | Champlin | Hayley Fabian | TRUE | 2026-07-30T00:00:00 | 2026-12-21T00:00:00 | 2026-12-21T00:00:00 | 1 | 0 | 1 | 122.27 | 122.27 | 55316-3157 | USA | N45 | 1501 | ABB INDUSTRIAL CONNECTIONS AND SOLUTIONS | 27511 | 77304-AB76B-03P-AB2.1 | Box: AB76B | Buy | Box: AB76B | EA | EA |  | FALSE |  | P | B/W | 100
135104 | 43 | 1 | States | Champlin | Hayley Fabian | TRUE | 2026-07-30T00:00:00 | 2026-12-21T00:00:00 | 2026-12-21T00:00:00 | 1 | 0 | 1 | 6882.44 | 6882.44 | 55316-3157 | USA | N45 | 1501 | ABB INDUSTRIAL CONNECTIONS AND SOLUTIONS | 27511 | 77304-PPXT FA INT-02MECH-03 | PPXT FA INT | Buy | PPXT FA INT | EA | EA |  | FALSE |  | P | B/W | 100
135104 | 65 | 1 | States | Champlin | Hayley Fabian | TRUE | 2026-07-30T00:00:00 | 2026-12-21T00:00:00 | 2026-12-21T00:00:00 | 1 | 0 | 1 | 8349.27 | 8349.27 | 55316-3157 | USA | N45 | 1501 | ABB INDUSTRIAL CONNECTIONS AND SOLUTIONS | 27511 | 77304-RSF-SLT-INT-02P-4N-1 | Interior : ASF3424KBX AXS5N2MSPS | Buy | Interior : ASF3424KBX AXS5N2MSPS | EA | EA |  | FALSE |  | P | B/W | 100
135104 | 1 | 1 | States | Champlin | Hayley Fabian | TRUE | 2026-07-30T00:00:00 | 2026-12-21T00:00:00 | 2026-12-21T00:00:00 | 1 | 0 | 1 | 122.27 | 122.27 | 55316-3157 | USA | N45 | 1501 | ABB INDUSTRIAL CONNECTIONS AND SOLUTIONS | 27511 | 77304-AB76B-02P-2N-1 | Box: AB76B | Buy | Box: AB76B | EA | EA |  | FALSE |  | P | B/W | 100
135104 | 12 | 1 | States | Champlin | Hayley Fabian | TRUE | 2026-07-30T00:00:00 | 2026-12-21T00:00:00 | 2026-12-21T00:00:00 | 1 | 0 | 1 | 122.27 | 122.27 | 55316-3157 | USA | N45 | 1501 | ABB INDUSTRIAL CONNECTIONS AND SOLUTIONS | 27511 | 77304-AB76B-05P-AB2.1 | Box: AB76B | Buy | Box: AB76B | EA | EA |  | FALSE |  | P | B/W | 100
135104 | 36 | 1 | States | Champlin | Hayley Fabian | TRUE | 2026-07-30T00:00:00 | 2026-12-21T00:00:00 | 2026-12-21T00:00:00 | 1 | 0 | 1 | 257.35 | 257.35 | 55316-3157 | USA | N45 | 1501 | ABB INDUSTRIAL CONNECTIONS AND SOLUTIONS | 27511 | 77304-PPXT FA BOX-04MECH-04 | PPXT FA BOX | Buy | PPXT FA BOX | EA | EA |  | FALSE |  | P | B/W | 100
135104 | 27 | 1 | States | Champlin | Hayley Fabian | TRUE | 2026-07-30T00:00:00 | 2026-12-21T00:00:00 | 2026-12-21T00:00:00 | 1 | 0 | 1 | 278.09 | 278.09 | 55316-3157 | USA | N45 | 1501 | ABB INDUSTRIAL CONNECTIONS AND SOLUTIONS | 27511 | 77304-PPXT FA BOX-02MECH-03 | PPXT FA BOX | Buy | PPXT FA BOX | EA | EA |  | FALSE |  | P | B/W | 100
135104 | 5 | 1 | States | Champlin | Hayley Fabian | TRUE | 2026-07-30T00:00:00 | 2026-12-21T00:00:00 | 2026-12-21T00:00:00 | 1 | 0 | 1 | 134.21 | 134.21 | 55316-3157 | USA | N45 | 1501 | ABB INDUSTRIAL CONNECTIONS AND SOLUTIONS | 27511 | 77304-AB76B-03P-4N-1 | Box: AB76B | Buy | Box: AB76B | EA | EA |  | FALSE |  | P | B/W | 100
135104 | 53 | 1 | States | Champlin | Hayley Fabian | TRUE | 2026-07-30T00:00:00 | 2026-12-21T00:00:00 | 2026-12-21T00:00:00 | 1 | 0 | 1 | 6882.44 | 6882.44 | 55316-3157 | USA | N45 | 1501 | ABB INDUSTRIAL CONNECTIONS AND SOLUTIONS | 27511 | 77304-PPXT FA INT-05MECH-01 | PPXT FA INT | Buy | PPXT FA INT | EA | EA |  | FALSE |  | P | B/W | 100
135104 | 45 | 1 | States | Champlin | Hayley Fabian | TRUE | 2026-07-30T00:00:00 | 2026-12-21T00:00:00 | 2026-12-21T00:00:00 | 1 | 0 | 1 | 7685.71 | 7685.71 | 55316-3157 | USA | N45 | 1501 | ABB INDUSTRIAL CONNECTIONS AND SOLUTIONS | 27511 | 77304-PPXT FA INT-03MECH-01 | PPXT FA INT | Buy | PPXT FA INT | EA | EA |  | FALSE |  | P | B/W | 100
135104 | 28 | 1 | States | Champlin | Hayley Fabian | TRUE | 2026-07-30T00:00:00 | 2026-12-21T00:00:00 | 2026-12-21T00:00:00 | 1 | 0 | 1 | 278.09 | 278.09 | 55316-3157 | USA | N45 | 1501 | ABB INDUSTRIAL CONNECTIONS AND SOLUTIONS | 27511 | 77304-PPXT FA BOX-02MECH-04 | PPXT FA BOX | Buy | PPXT FA BOX | EA | EA |  | FALSE |  | P | B/W | 100
135104 | 24 | 1 | States | Champlin | Hayley Fabian | TRUE | 2026-07-30T00:00:00 | 2026-12-21T00:00:00 | 2026-12-21T00:00:00 | 1 | 0 | 1 | 168.93 | 168.93 | 55316-3157 | USA | N45 | 1501 | ABB INDUSTRIAL CONNECTIONS AND SOLUTIONS | 27511 | 77304-AF76STN-05P-4N-1 | Front: AF76STN | Buy | Front: AF76STN | EA | EA |  | FALSE |  | P | B/W | 100
135104 | 23 | 1 | States | Champlin | Hayley Fabian | TRUE | 2026-07-30T00:00:00 | 2026-12-21T00:00:00 | 2026-12-21T00:00:00 | 1 | 0 | 1 | 168.93 | 168.93 | 55316-3157 | USA | N45 | 1501 | ABB INDUSTRIAL CONNECTIONS AND SOLUTIONS | 27511 | 77304-AF76STN-04P-4N-1 | Front: AF76STN | Buy | Front: AF76STN | EA | EA |  | FALSE |  | P | B/W | 100
135104 | 37 | 1 | States | Champlin | Hayley Fabian | TRUE | 2026-07-30T00:00:00 | 2026-12-21T00:00:00 | 2026-12-21T00:00:00 | 1 | 0 | 1 | 278.09 | 278.09 | 55316-3157 | USA | N45 | 1501 | ABB INDUSTRIAL CONNECTIONS AND SOLUTIONS | 27511 | 77304-PPXT FA BOX-05MECH-01 | PPXT FA BOX | Buy | PPXT FA BOX | EA | EA |  | FALSE |  | P | B/W | 100
135104 | 49 | 1 | States | Champlin | Hayley Fabian | TRUE | 2026-07-30T00:00:00 | 2026-12-21T00:00:00 | 2026-12-21T00:00:00 | 1 | 0 | 1 | 7809.23 | 7809.23 | 55316-3157 | USA | N45 | 1501 | ABB INDUSTRIAL CONNECTIONS AND SOLUTIONS | 27511 | 77304-PPXT FA INT-04MECH-01 | PPXT FA INT | Buy | PPXT FA INT | EA | EA |  | FALSE |  | P | B/W | 100
135104 | 57 | 1 | States | Champlin | Hayley Fabian | TRUE | 2026-07-30T00:00:00 | 2026-12-21T00:00:00 | 2026-12-21T00:00:00 | 1 | 0 | 1 | 3425.64 | 3425.64 | 55316-3157 | USA | N45 | 1501 | ABB INDUSTRIAL CONNECTIONS AND SOLUTIONS | 27511 | 77304-RQFC-INTERIOR-02P-AB2.1 | Interior : AQF3422JBX AXS5N2MSPS | Buy | Interior : AQF3422JBX AXS5N2MSPS | EA | EA |  | FALSE |  | P | B/W | 100
135104 | 64 | 1 | States | Champlin | Hayley Fabian | TRUE | 2026-07-30T00:00:00 | 2026-12-21T00:00:00 | 2026-12-21T00:00:00 | 1 | 0 | 1 | 3427.35 | 3427.35 | 55316-3157 | USA | N45 | 1501 | ABB INDUSTRIAL CONNECTIONS AND SOLUTIONS | 27511 | 77304-RQF-SLT-INT-05P-2N-1 | Interior : AQF3422JBX AXS5N2MSPS | Buy | Interior : AQF3422JBX AXS5N2MSPS | EA | EA |  | FALSE |  | P | B/W | 100
135104 | 29 | 1 | States | Champlin | Hayley Fabian | TRUE | 2026-07-30T00:00:00 | 2026-12-21T00:00:00 | 2026-12-21T00:00:00 | 1 | 0 | 1 | 253.28 | 253.28 | 55316-3157 | USA | N45 | 1501 | ABB INDUSTRIAL CONNECTIONS AND SOLUTIONS | 27511 | 77304-PPXT FA BOX-03MECH-01 | PPXT FA BOX | Buy | PPXT FA BOX | EA | EA |  | FALSE |  | P | B/W | 100
135104 | 25 | 1 | States | Champlin | Hayley Fabian | TRUE | 2026-07-30T00:00:00 | 2026-12-21T00:00:00 | 2026-12-21T00:00:00 | 1 | 0 | 1 | 257.35 | 257.35 | 55316-3157 | USA | N45 | 1501 | ABB INDUSTRIAL CONNECTIONS AND SOLUTIONS | 27511 | 77304-PPXT FA BOX-02MECH-01 | PPXT FA BOX | Buy | PPXT FA BOX | EA | EA |  | FALSE |  | P | B/W | 100
133803 | 1 | 1 | States | Dayton | Hayley Fabian | TRUE | 2026-06-02T00:00:00 | 2026-11-11T00:00:00 | 2026-08-31T00:00:00 | 74 | 0 | 74 | 505.05 | 37373.7 | 55369-6417 | USA | N45 | 1501 | ABB INDUSTRIAL CONNECTIONS AND SOLUTIONS | 27511 | ZEAMODTCP | EKIP MODBUS | PUR | EKIP MODBUS | EA | EA |  | TRUE |  | P | B/W | Dayton
133691 | 1 | 2 | States | Champlin | Hayley Fabian | TRUE | 2026-05-28T00:00:00 | 2026-11-17T00:00:00 | 2026-11-17T00:00:00 | 4 | 0 | 4 | 355.95 | 3559.5 | 55316-3157 | USA | N45 | 1501 | ABB INDUSTRIAL CONNECTIONS AND SOLUTIONS | 27511 | XT1HU3100AYD0A0XXX | 1 RGXT1H 125 TMF 100-1000 3P UL/CSA (1SDX080023R1) XT1HU3100AYD0A0XXX 2,4432,443 1XT1H 125 TMF 100-1000 3P F F UL/CSA (1SDA074706R1) 1 NEXT XT1 LSC 3000257978A001 (1SDA114241R1) 1KIT FC CUAL 10-2/0 AWG XT1 3PCS UL (1SDA075837R1) 1AUX-C 1Q+1SY 250 V XT1..XT4 F/P (1SDA066431R1) | PUR | 1 RGXT1H 125 TMF 100-1000 3P UL/CSA (1SDX080023R1) XT1HU3100AYD0A0XXX 2,4432,443 1XT1H 125 TMF 100-1000 3P F F UL/CSA (1SDA074706R1) 1 NEXT XT1 LSC 3000257978A001 (1SDA114241R1) 1KIT FC CUAL 10-2/0 AWG XT1 3PCS UL (1SDA075837R1) 1AUX-C 1Q+1SY 250 V XT1..XT4 F/P (1SDA066431R1) | EA | EA |  | TRUE |  | P | B/W | 100
135594 | 1 | 3 | States | Dayton | Hayley Fabian | TRUE | 2026-08-20T00:00:00 | 2026-12-14T00:00:00 | 2026-12-14T00:00:00 | 1 | 0 | 1 | 1908.22 | 3816.44 | 55369-6417 | USA | N45 | 1501 | ABB INDUSTRIAL CONNECTIONS AND SOLUTIONS | 27511 | XT2HU3100RYD050XXX | RGXT2H 125 E.TCHM LSI 100 3P UL | PUR | RGXT2H 125 E.TCHM LSI 100 3P UL | EA | EA |  | TRUE |  | P | B/W | Dayton |  | 76920-39-1
135594 | 3 | 3 | States | Dayton | Hayley Fabian | TRUE | 2026-08-20T00:00:00 | 2026-12-03T00:00:00 | 2026-12-03T00:00:00 | 1 | 0 | 1 | 445.4 | 890.8 | 55369-6417 | USA | N45 | 1501 | ABB INDUSTRIAL CONNECTIONS AND SOLUTIONS | 27511 | THHQB32030 | THQB MCB 30A 10KA 3P 240V | PUR | THQB MCB 30A 10KA 3P 240V | EA | EA |  | TRUE |  | P | B/W | DAYTON |  | 76828-36-1
135594 | 2 | 2 | States | Dayton | Hayley Fabian | TRUE | 2026-08-20T00:00:00 | 2026-12-03T00:00:00 | 2026-12-03T00:00:00 | 1 | 0 | 1 | 245.21 | 245.21 | 55369-6417 | USA | N45 | 1501 | ABB INDUSTRIAL CONNECTIONS AND SOLUTIONS | 27511 | XT1HU3100AYD000XXX | 100A, 3-pole, 600Y/347V molded case circuit breaker with 65kAIC at 480V and thermal-magnetic trip | PUR | 100A, 3-pole, 600Y/347V molded case circuit breaker with 65kAIC at 480V and thermal-magnetic trip | EA | EA |  | TRUE |  | P | B/W | DAYTON |  | 76828-36-1
135594 | 1 | 4 | States | Dayton | Hayley Fabian | TRUE | 2026-08-20T00:00:00 | 2026-12-14T00:00:00 | 2026-12-14T00:00:00 | 1 | 0 | 1 | 1908.22 | 3816.44 | 55369-6417 | USA | N45 | 1501 | ABB INDUSTRIAL CONNECTIONS AND SOLUTIONS | 27511 | XT2HU3100RYD050XXX | RGXT2H 125 E.TCHM LSI 100 3P UL | PUR | RGXT2H 125 E.TCHM LSI 100 3P UL | EA | EA |  | TRUE |  | P | B/W | Dayton |  | 76828-36-1
136041 | 1 | 3 | States | Forgent Power - Hanover | Hayley Fabian | TRUE | 2026-09-11T00:00:00 | 2026-11-10T00:00:00 |  | 72 | 0 | 72 | 4796.38 | 1036018.08 | 21076 | USA | N45 | 1501 | ABB INDUSTRIAL CONNECTIONS AND SOLUTIONS | 27511 | Z2SFNJBK50LAM00004XA | ABB : 2000AF/1600AT 3P 100% INPUT LSIG BREAKER (65KAIC) | PUR | ABB : 2000AF/1600AT 3P 100% INPUT LSIG BREAKER (65KAIC) | EA | EA |  | FALSE |  | P | B/W | 100
136041 | 2 | 3 | States | Forgent Power - Hanover | Hayley Fabian | TRUE | 2026-09-11T00:00:00 | 2026-11-10T00:00:00 |  | 72 | 0 | 72 | 180.22 | 38927.52 | 21076 | USA | N45 | 1501 | ABB INDUSTRIAL CONNECTIONS AND SOLUTIONS | 27511 | 1SDA107558R1 | ABB : ABB EXTERNAL NEUTRAL CURRENT SENSOR (NCT), E1.2–E2.2, UL VERSION, FOR 1% ACCURACY EMAX 2 | PUR | ABB : ABB EXTERNAL NEUTRAL CURRENT SENSOR (NCT), E1.2–E2.2, UL VERSION, FOR 1% ACCURACY EMAX 2 | EA | EA |  | FALSE |  | P | B/W | 100
136041 | 3 | 2 | States | Forgent Power - Hanover | Hayley Fabian | TRUE | 2026-09-11T00:00:00 | 2026-10-26T00:00:00 |  | 36 | 0 | 36 | 166.95 | 18030.6 | 21076 | USA | N45 | 1501 | ABB INDUSTRIAL CONNECTIONS AND SOLUTIONS | 27511 | XT1HQ3030AAA000XXX | XT1H 125 TMF 30-500 3P F F UL/CSA | PUR | XT1H 125 TMF 30-500 3P F F UL/CSA | EA | EA |  | FALSE |  | P | B/W | 100
136041 | 4 | 2 | States | Forgent Power - Hanover | Hayley Fabian | TRUE | 2026-09-11T00:00:00 | 2026-10-26T00:00:00 |  | 36 | 0 | 36 | 4551.3 | 491540.4 | 21076 | USA | N45 | 1501 | ABB INDUSTRIAL CONNECTIONS AND SOLUTIONS | 27511 | Z2SENJJK50LAM0A004XA | ABB : 1600AF/1600AT 3P 100% INPUT LSIG BREAKER (65KAIC) | PUR | ABB : 1600AF/1600AT 3P 100% INPUT LSIG BREAKER (65KAIC) | EA | EA |  | FALSE |  | P | B/W | 100
136041 | 4 | 3 | States | Forgent Power - Hanover | Hayley Fabian | TRUE | 2026-09-11T00:00:00 | 2026-11-10T00:00:00 |  | 36 | 0 | 36 | 4551.3 | 491540.4 | 21076 | USA | N45 | 1501 | ABB INDUSTRIAL CONNECTIONS AND SOLUTIONS | 27511 | Z2SENJJK50LAM0A004XA | ABB : 1600AF/1600AT 3P 100% INPUT LSIG BREAKER (65KAIC) | PUR | ABB : 1600AF/1600AT 3P 100% INPUT LSIG BREAKER (65KAIC) | EA | EA |  | FALSE |  | P | B/W | 100
136041 | 4 | 1 | States | Forgent Power - Hanover | Hayley Fabian | TRUE | 2026-09-11T00:00:00 | 2026-10-08T00:00:00 |  | 36 | 0 | 36 | 4551.3 | 491540.4 | 21076 | USA | N45 | 1501 | ABB INDUSTRIAL CONNECTIONS AND SOLUTIONS | 27511 | Z2SENJJK50LAM0A004XA | ABB : 1600AF/1600AT 3P 100% INPUT LSIG BREAKER (65KAIC) | PUR | ABB : 1600AF/1600AT 3P 100% INPUT LSIG BREAKER (65KAIC) | EA | EA |  | FALSE |  | P | B/W | 100
136041 | 1 | 1 | States | Forgent Power - Hanover | Hayley Fabian | TRUE | 2026-09-11T00:00:00 | 2026-10-08T00:00:00 |  | 72 | 0 | 72 | 4796.38 | 1036018.08 | 21076 | USA | N45 | 1501 | ABB INDUSTRIAL CONNECTIONS AND SOLUTIONS | 27511 | Z2SFNJBK50LAM00004XA | ABB : 2000AF/1600AT 3P 100% INPUT LSIG BREAKER (65KAIC) | PUR | ABB : 2000AF/1600AT 3P 100% INPUT LSIG BREAKER (65KAIC) | EA | EA |  | FALSE |  | P | B/W | 100
136041 | 2 | 1 | States | Forgent Power - Hanover | Hayley Fabian | TRUE | 2026-09-11T00:00:00 | 2026-10-08T00:00:00 |  | 72 | 0 | 72 | 180.22 | 38927.52 | 21076 | USA | N45 | 1501 | ABB INDUSTRIAL CONNECTIONS AND SOLUTIONS | 27511 | 1SDA107558R1 | ABB : ABB EXTERNAL NEUTRAL CURRENT SENSOR (NCT), E1.2–E2.2, UL VERSION, FOR 1% ACCURACY EMAX 2 | PUR | ABB : ABB EXTERNAL NEUTRAL CURRENT SENSOR (NCT), E1.2–E2.2, UL VERSION, FOR 1% ACCURACY EMAX 2 | EA | EA |  | FALSE |  | P | B/W | 100
136041 | 3 | 3 | States | Forgent Power - Hanover | Hayley Fabian | TRUE | 2026-09-11T00:00:00 | 2026-11-10T00:00:00 |  | 36 | 0 | 36 | 166.95 | 18030.6 | 21076 | USA | N45 | 1501 | ABB INDUSTRIAL CONNECTIONS AND SOLUTIONS | 27511 | XT1HQ3030AAA000XXX | XT1H 125 TMF 30-500 3P F F UL/CSA | PUR | XT1H 125 TMF 30-500 3P F F UL/CSA | EA | EA |  | FALSE |  | P | B/W | 100
136041 | 2 | 2 | States | Forgent Power - Hanover | Hayley Fabian | TRUE | 2026-09-11T00:00:00 | 2026-10-26T00:00:00 |  | 72 | 0 | 72 | 180.22 | 38927.52 | 21076 | USA | N45 | 1501 | ABB INDUSTRIAL CONNECTIONS AND SOLUTIONS | 27511 | 1SDA107558R1 | ABB : ABB EXTERNAL NEUTRAL CURRENT SENSOR (NCT), E1.2–E2.2, UL VERSION, FOR 1% ACCURACY EMAX 2 | PUR | ABB : ABB EXTERNAL NEUTRAL CURRENT SENSOR (NCT), E1.2–E2.2, UL VERSION, FOR 1% ACCURACY EMAX 2 | EA | EA |  | FALSE |  | P | B/W | 100
136041 | 1 | 2 | States | Forgent Power - Hanover | Hayley Fabian | TRUE | 2026-09-11T00:00:00 | 2026-10-26T00:00:00 |  | 72 | 0 | 72 | 4796.38 | 1036018.08 | 21076 | USA | N45 | 1501 | ABB INDUSTRIAL CONNECTIONS AND SOLUTIONS | 27511 | Z2SFNJBK50LAM00004XA | ABB : 2000AF/1600AT 3P 100% INPUT LSIG BREAKER (65KAIC) | PUR | ABB : 2000AF/1600AT 3P 100% INPUT LSIG BREAKER (65KAIC) | EA | EA |  | FALSE |  | P | B/W | 100
136041 | 3 | 1 | States | Forgent Power - Hanover | Hayley Fabian | TRUE | 2026-09-11T00:00:00 | 2026-10-08T00:00:00 |  | 36 | 0 | 36 | 166.95 | 18030.6 | 21076 | USA | N45 | 1501 | ABB INDUSTRIAL CONNECTIONS AND SOLUTIONS | 27511 | XT1HQ3030AAA000XXX | XT1H 125 TMF 30-500 3P F F UL/CSA | PUR | XT1H 125 TMF 30-500 3P F F UL/CSA | EA | EA |  | FALSE |  | P | B/W | 100
135325 | 2 | 1 | States | Champlin | Hayley Fabian | TRUE | 2026-08-10T00:00:00 | 2027-01-12T00:00:00 | 2027-01-12T00:00:00 | 16 | 0 | 16 | 2780.89 | 44494.24 | 55316-3157 | USA | N45 | 1501 | ABB INDUSTRIAL CONNECTIONS AND SOLUTIONS | 27511 | XT5HU340ARYN050XXX | 1XT5H 400 BREAKING PART 3P F F UL/CSA (1SDA102683R1)1SDA102683R11EKIP TOUCH MEAS.LSI IN400 XT5 3P UL/CSA (1SDA102729R1)1SDA102729R11NEXT XT5 LSC 3000257980A001 (1SDA114243R1)1SDA114243R11FCCUAL 2X2/0-500KCMIL XT5 3PUL (1SDA113066R1)1SDA113066R1KXT5CUAL2X500K-3PC1EKIP COM MODBUS TCP XT5 INT (1SDA105189R1)1SDA105189R1KXT5COMIMBTCP | PUR | 1XT5H 400 BREAKING PART 3P F F UL/CSA (1SDA102683R1)1SDA102683R11EKIP TOUCH MEAS.LSI IN400 XT5 3P UL/CSA (1SDA102729R1)1SDA102729R11NEXT XT5 LSC 3000257980A001 (1SDA114243R1)1SDA114243R11FCCUAL 2X2/0-500KCMIL XT5 3PUL (1SDA113066R1)1SDA113066R1KXT5CUAL2X500K-3PC1EKIP COM MODBUS TCP XT5 INT (1SDA105189R1)1SDA105189R1KXT5COMIMBTCP | EA | EA |  | TRUE |  | P | B/W | 100
135325 | 4 | 1 | States | Champlin | Hayley Fabian | TRUE | 2026-08-10T00:00:00 | 2027-01-27T00:00:00 | 2027-01-27T00:00:00 | 1 | 0 | 1 | 151.45 | 151.45 | 55316-3157 | USA | N45 | 1501 | ABB INDUSTRIAL CONNECTIONS AND SOLUTIONS | 27511 | XT1HU3060AAA000XXX | XT1H 125 TMF 60-600 3P F F UL/CSA | MEC | XT1H 125 TMF 60-600 3P F F UL/CSA | EA | EA |  | TRUE |  | P | B/W | 100
135325 | 5 | 1 | States | Champlin | Hayley Fabian | TRUE | 2026-08-10T00:00:00 | 2027-01-27T00:00:00 | 2027-01-27T00:00:00 | 5 | 0 | 5 | 505.05 | 2525.25 | 55316-3157 | USA | N45 | 1501 | ABB INDUSTRIAL CONNECTIONS AND SOLUTIONS | 27511 | ZEAMODTCP | EKIP MODBUS | PUR | EKIP MODBUS | EA | EA |  | TRUE |  | P | B/W | 100
135325 | 1 | 1 | States | Champlin | Hayley Fabian | TRUE | 2026-08-10T00:00:00 | 2026-11-30T00:00:00 | 2026-11-30T00:00:00 | 225 | 0 | 225 | 15.83 | 3561.75 | 55316-3157 | USA | N45 | 1501 | ABB INDUSTRIAL CONNECTIONS AND SOLUTIONS | 27511 | E93/30CC | Fuse Holder: Finger-safe, 3-Pole, 600VAC/DC, 30A, Class CC, accepts rejection style fuse | PUR | Fuse Holder: Finger-safe, 3-Pole, 600VAC/DC, 30A, Class CC, accepts rejection style fuse | EA | EA |  | TRUE |  | P | B/W | 100
135325 | 3 | 1 | States | Champlin | Hayley Fabian | TRUE | 2026-08-10T00:00:00 | 2027-01-12T00:00:00 | 2027-01-12T00:00:00 | 1 | 0 | 1 | 5929.9 | 5929.9 | 55316-3157 | USA | N45 | 1501 | ABB INDUSTRIAL CONNECTIONS AND SOLUTIONS | 27511 | Z4SGULJE30LA0AA025XX | E4.2S-A 2500 EKIP TOUCH LSI 3P FHR | MEC | E4.2S-A 2500 EKIP TOUCH LSI 3P FHR | EA | EA |  | TRUE |  | P | B/W | 100
135068 | 2 | 1 | States | Champlin | Hayley Fabian | TRUE | 2026-07-28T00:00:00 | 2026-12-30T00:00:00 | 2026-12-30T00:00:00 | 4 | 0 | 4 | 4824.98 | 19299.92 | 55316-3157 | USA | N45 | 1501 | ABB INDUSTRIAL CONNECTIONS AND SOLUTIONS | 27511 | XT7HU312EPYW940XXX | RGXT7H 1200 E.TCH LSI 1200 3P UL | PUR | RGXT7H 1200 E.TCH LSI 1200 3P UL | EA | EA |  | TRUE |  | P | B/W | 100
133041 | 1 | 1 | States | Champlin | Hayley Fabian | TRUE | 2026-05-07T00:00:00 | 2026-10-05T00:00:00 | 2026-10-05T00:00:00 | 7 | 0 | 7 | 4038.2 | 28267.4 | 55316-3157 | USA | N45 | 1501 | ABB INDUSTRIAL CONNECTIONS AND SOLUTIONS | 27511 | IN4830SU3B3XS | SB INT 3000A 48X 3P CENUPR 1S/2S DNST AG | MEC | SB INT 3000A 48X 3P CENUPR 1S/2S DNST AG | EA | EA |  | TRUE |  | P | B/W | 100
133041 | 5 | 1 | States | Champlin | Hayley Fabian | TRUE | 2026-05-07T00:00:00 | 2026-10-19T00:00:00 | 2026-10-19T00:00:00 | 21 | 0 | 21 | 299.27 | 6284.67 | 55316-3157 | USA | N45 | 1501 | ABB INDUSTRIAL CONNECTIONS AND SOLUTIONS | 27511 | XT1HU3060AYD0A0XXX | 1XT1H 125 TMF 60-600 3P F F UL/CSA (1SDA074702R1)1SDA074702R1XT1HU3060AFF000XXX001NEXT XT1 LSC 3000257978A001 (1SDA114241R1)1SDA114241R1001KIT FC CUAL 10-2/0 AWG XT1 3PCS UL (1SDA075837R1)1SDA075837R1KXT1CUAL1-3PC001AUX-C 1Q+1SY 250 V XT1..XT4 F/P (1SDA066431R1)1SDA066431R1KXTAAXCQSYFP | PUR | 1XT1H 125 TMF 60-600 3P F F UL/CSA (1SDA074702R1)1SDA074702R1XT1HU3060AFF000XXX001NEXT XT1 LSC 3000257978A001 (1SDA114241R1)1SDA114241R1001KIT FC CUAL 10-2/0 AWG XT1 3PCS UL (1SDA075837R1)1SDA075837R1KXT1CUAL1-3PC001AUX-C 1Q+1SY 250 V XT1..XT4 F/P (1SDA066431R1)1SDA066431R1KXTAAXCQSYFP | EA | EA |  | TRUE |  | P | B/W | 100
133041 | 4 | 2 | States | Champlin | Hayley Fabian | TRUE | 2026-05-07T00:00:00 | 2026-09-21T00:00:00 | 2026-09-21T00:00:00 | 114 | 112 | 2 | 703.25 | 208162 | 55316-3157 | USA | N45 | 1501 | ABB INDUSTRIAL CONNECTIONS AND SOLUTIONS | 27511 | XT4HU32251AA000XXX | 250AF/225AT, 65kA, Ekip DIP LSI. Line & Load Lugs = 10AWG - 250MCM | PUR | 250AF/225AT, 65kA, Ekip DIP LSI. Line & Load Lugs = 10AWG - 250MCM | EA | EA |  | TRUE |  | P | B/W | 100
134059 | 6 | 2 | States | Champlin | Hayley Fabian | TRUE | 2026-06-12T00:00:00 | 2026-11-03T00:00:00 | 2026-11-03T00:00:00 | 34 | 0 | 34 | 19158.84 | 1302801.12 | 55316-3157 | USA | N45 | 1501 | ABB INDUSTRIAL CONNECTIONS AND SOLUTIONS | 27511 | ZEVJURAX33LKAAA0A5XX | ABB EMAX2 480V, 3Ø, 100kAIC• 4000AT / 4000AF, 4P (Electrically Operated. Draw-out)• 100% Rated• Air Insulated Case Circuit Breaker• EKIP Touch LSIG Protection• Modbus TCP Communication Module• RELT Switch (Arc Flash Reduction)Provided with the following STANDARD features:• 24V AUX Contacts• Digital 24V Bell AlarmProvided with the following OPTIONAL features:• 6Q AUX Contacts• 24VDC Closing Coil• 24VDC Shunt Trip• 24VDC Spring Charging Motor• 24VDC Remote Reset• EKIP Supply 24VDC (for RELT Switch)• RELT EKIP 2k-3 Signaling• Modbus TCP• 8mm Padlockable Push Button Cover | PUR | ABB EMAX2 480V, 3Ø, 100kAIC• 4000AT / 4000AF, 4P (Electrically Operated. Draw-out)• 100% Rated• Air Insulated Case Circuit Breaker• EKIP Touch LSIG Protection• Modbus TCP Communication Module• RELT Switch (Arc Flash Reduction)Provided with the following STANDARD features:• 24V AUX Contacts• Digital 24V Bell AlarmProvided with the following OPTIONAL features:• 6Q AUX Contacts• 24VDC Closing Coil• 24VDC Shunt Trip• 24VDC Spring Charging Motor• 24VDC Remote Reset• EKIP Supply 24VDC (for RELT Switch)• RELT EKIP 2k-3 Signaling• Modbus TCP• 8mm Padlockable Push Button Cover | EA | EA |  | TRUE |  | P | B/W | 100
134059 | 1 | 1 | States | Champlin | Hayley Fabian | TRUE | 2026-06-12T00:00:00 | 2026-10-26T00:00:00 | 2026-10-26T00:00:00 | 17 | 0 | 17 | 5315.31 | 180720.54 | 55316-3157 | USA | N45 | 1501 | ABB INDUSTRIAL CONNECTIONS AND SOLUTIONS | 27511 | XT7LQ312EQFWYSJXXX | 1200AT/1200AF, 100kAIC, 480V, LSIG, 100% Rated• 480V, 3Ø, 3P, 100kAIC, 100% Rated• EKIP Touch, LSIG, (G Protection can be disabled)• EKIP RELT 2K-3 with EKIP Supply 24-48VDC (E1.2)• AUX 4Q 24VDC Contacts• Padlock Device in Open Position• Amp Trip: 1200• Amp Frame: 1200• Bolt-on Molded-Case Circuit Breaker (MCCB)• Circuit Breaker Frame: XT7 | PUR | 1200AT/1200AF, 100kAIC, 480V, LSIG, 100% Rated• 480V, 3Ø, 3P, 100kAIC, 100% Rated• EKIP Touch, LSIG, (G Protection can be disabled)• EKIP RELT 2K-3 with EKIP Supply 24-48VDC (E1.2)• AUX 4Q 24VDC Contacts• Padlock Device in Open Position• Amp Trip: 1200• Amp Frame: 1200• Bolt-on Molded-Case Circuit Breaker (MCCB)• Circuit Breaker Frame: XT7 | EA | EA |  | TRUE |  | P | B/W | 100
134059 | 2 | 1 | States | Champlin | Hayley Fabian | TRUE | 2026-06-12T00:00:00 | 2026-10-20T00:00:00 | 2026-10-20T00:00:00 | 17 | 0 | 17 | 1896.84 | 64492.56 | 55316-3157 | USA | N45 | 1501 | ABB INDUSTRIAL CONNECTIONS AND SOLUTIONS | 27511 | XT5LQ340AGFN0HHXXX | Distribution Feeder Circuit Breaker (400A)• 480V, 3Ø, 3P, 100kAIC, 100% Rated• EKIP DIP, LSIG, (G Protection can be disabled)• 3Q+1SY 24VDC AUX Contacts• Padlock Device in Open Position• Amp Trip: 400• Amp Frame: 400• Bolt-on, Molded Case Circuit Breaker (MCCB)• Circuit Breaker Frame: XT5 | PUR | Distribution Feeder Circuit Breaker (400A)• 480V, 3Ø, 3P, 100kAIC, 100% Rated• EKIP DIP, LSIG, (G Protection can be disabled)• 3Q+1SY 24VDC AUX Contacts• Padlock Device in Open Position• Amp Trip: 400• Amp Frame: 400• Bolt-on, Molded Case Circuit Breaker (MCCB)• Circuit Breaker Frame: XT5 | EA | EA |  | TRUE |  | P | B/W | 100
134059 | 2 | 2 | States | Champlin | Hayley Fabian | TRUE | 2026-06-12T00:00:00 | 2026-11-03T00:00:00 | 2026-11-03T00:00:00 | 17 | 0 | 17 | 1896.84 | 64492.56 | 55316-3157 | USA | N45 | 1501 | ABB INDUSTRIAL CONNECTIONS AND SOLUTIONS | 27511 | XT5LQ340AGFN0HHXXX | Distribution Feeder Circuit Breaker (400A)• 480V, 3Ø, 3P, 100kAIC, 100% Rated• EKIP DIP, LSIG, (G Protection can be disabled)• 3Q+1SY 24VDC AUX Contacts• Padlock Device in Open Position• Amp Trip: 400• Amp Frame: 400• Bolt-on, Molded Case Circuit Breaker (MCCB)• Circuit Breaker Frame: XT5 | PUR | Distribution Feeder Circuit Breaker (400A)• 480V, 3Ø, 3P, 100kAIC, 100% Rated• EKIP DIP, LSIG, (G Protection can be disabled)• 3Q+1SY 24VDC AUX Contacts• Padlock Device in Open Position• Amp Trip: 400• Amp Frame: 400• Bolt-on, Molded Case Circuit Breaker (MCCB)• Circuit Breaker Frame: XT5 | EA | EA |  | TRUE |  | P | B/W | 100
134059 | 4 | 1 | States | Champlin | Hayley Fabian | TRUE | 2026-06-12T00:00:00 | 2026-11-10T00:00:00 | 2026-10-20T00:00:00 | 17 | 0 | 17 | 890.95 | 30292.3 | 55316-3157 | USA | N45 | 1501 | ABB INDUSTRIAL CONNECTIONS AND SOLUTIONS | 27511 | XT2LU31252FD0HHXXX | Distribution Feeder Circuit Breaker (100A)• 480V, 3Ø, 3P, 100kAIC, 100% Rated• EKIP DIP, LSIG, (G Protection can be disabled)• 3Q+1SY 24VDC AUX Contacts• Padlock Device in Open Position• Amp Trip: 125 (Dialed Down to 100A)• Amp Frame: 125• Bolt-on, Molded Case Circuit Breaker (MCCB)• Circuit Breaker Frame: XT2 | PUR | Distribution Feeder Circuit Breaker (100A)• 480V, 3Ø, 3P, 100kAIC, 100% Rated• EKIP DIP, LSIG, (G Protection can be disabled)• 3Q+1SY 24VDC AUX Contacts• Padlock Device in Open Position• Amp Trip: 125 (Dialed Down to 100A)• Amp Frame: 125• Bolt-on, Molded Case Circuit Breaker (MCCB)• Circuit Breaker Frame: XT2 | EA | EA |  | TRUE |  | P | B/W | 100
134059 | 4 | 2 | States | Champlin | Hayley Fabian | TRUE | 2026-06-12T00:00:00 | 2026-11-10T00:00:00 | 2026-11-03T00:00:00 | 17 | 0 | 17 | 890.95 | 30292.3 | 55316-3157 | USA | N45 | 1501 | ABB INDUSTRIAL CONNECTIONS AND SOLUTIONS | 27511 | XT2LU31252FD0HHXXX | Distribution Feeder Circuit Breaker (100A)• 480V, 3Ø, 3P, 100kAIC, 100% Rated• EKIP DIP, LSIG, (G Protection can be disabled)• 3Q+1SY 24VDC AUX Contacts• Padlock Device in Open Position• Amp Trip: 125 (Dialed Down to 100A)• Amp Frame: 125• Bolt-on, Molded Case Circuit Breaker (MCCB)• Circuit Breaker Frame: XT2 | PUR | Distribution Feeder Circuit Breaker (100A)• 480V, 3Ø, 3P, 100kAIC, 100% Rated• EKIP DIP, LSIG, (G Protection can be disabled)• 3Q+1SY 24VDC AUX Contacts• Padlock Device in Open Position• Amp Trip: 125 (Dialed Down to 100A)• Amp Frame: 125• Bolt-on, Molded Case Circuit Breaker (MCCB)• Circuit Breaker Frame: XT2 | EA | EA |  | TRUE |  | P | B/W | 100
134059 | 5 | 1 | States | Champlin | Hayley Fabian | TRUE | 2026-06-12T00:00:00 | 2026-11-17T00:00:00 | 2026-10-20T00:00:00 | 17 | 0 | 17 | 1141.89 | 38824.26 | 55316-3157 | USA | N45 | 1501 | ABB INDUSTRIAL CONNECTIONS AND SOLUTIONS | 27511 | XT4LU32502FJ0HHXXX | 225AT / 250AF, 3P, 480V, 100kAIC, Distribution Feeder Circuit Breaker 80% Rated MCCB• 480V, 3Ø, 3P, 100kAIC, 80% Rated• EKIP DIP, LSIG, (G Protection can be disabled)• 3Q+1SY 24VDC AUX Contacts• Padlock Device in Open Position• Amp Trip: 250 (Dialed Down up to 225A)• Amp Frame: 250• Bolt-on, Molded Case Circuit Breaker (MCCB)• Circuit Breaker Frame: XT4 | PUR | 225AT / 250AF, 3P, 480V, 100kAIC, Distribution Feeder Circuit Breaker 80% Rated MCCB• 480V, 3Ø, 3P, 100kAIC, 80% Rated• EKIP DIP, LSIG, (G Protection can be disabled)• 3Q+1SY 24VDC AUX Contacts• Padlock Device in Open Position• Amp Trip: 250 (Dialed Down up to 225A)• Amp Frame: 250• Bolt-on, Molded Case Circuit Breaker (MCCB)• Circuit Breaker Frame: XT4 | EA | EA |  | TRUE |  | P | B/W | 100
134059 | 1 | 2 | States | Champlin | Hayley Fabian | TRUE | 2026-06-12T00:00:00 | 2026-11-03T00:00:00 | 2026-11-03T00:00:00 | 17 | 0 | 17 | 5315.31 | 180720.54 | 55316-3157 | USA | N45 | 1501 | ABB INDUSTRIAL CONNECTIONS AND SOLUTIONS | 27511 | XT7LQ312EQFWYSJXXX | 1200AT/1200AF, 100kAIC, 480V, LSIG, 100% Rated• 480V, 3Ø, 3P, 100kAIC, 100% Rated• EKIP Touch, LSIG, (G Protection can be disabled)• EKIP RELT 2K-3 with EKIP Supply 24-48VDC (E1.2)• AUX 4Q 24VDC Contacts• Padlock Device in Open Position• Amp Trip: 1200• Amp Frame: 1200• Bolt-on Molded-Case Circuit Breaker (MCCB)• Circuit Breaker Frame: XT7 | PUR | 1200AT/1200AF, 100kAIC, 480V, LSIG, 100% Rated• 480V, 3Ø, 3P, 100kAIC, 100% Rated• EKIP Touch, LSIG, (G Protection can be disabled)• EKIP RELT 2K-3 with EKIP Supply 24-48VDC (E1.2)• AUX 4Q 24VDC Contacts• Padlock Device in Open Position• Amp Trip: 1200• Amp Frame: 1200• Bolt-on Molded-Case Circuit Breaker (MCCB)• Circuit Breaker Frame: XT7 | EA | EA |  | TRUE |  | P | B/W | 100
134059 | 3 | 2 | States | Champlin | Hayley Fabian | TRUE | 2026-06-12T00:00:00 | 2026-11-03T00:00:00 | 2026-11-03T00:00:00 | 34 | 0 | 34 | 5007.1 | 340482.8 | 55316-3157 | USA | N45 | 1501 | ABB INDUSTRIAL CONNECTIONS AND SOLUTIONS | 27511 | Z6A50JDXX | Draw-out Circuit Breaker CradleABB EMAX2 E6.2 Frame• Mechanical Inter-locked Circuit Breaker Shutters (Shutter Locks) | PUR | Draw-out Circuit Breaker CradleABB EMAX2 E6.2 Frame• Mechanical Inter-locked Circuit Breaker Shutters (Shutter Locks) | EA | EA |  | TRUE |  | P | B/W | 100
134059 | 5 | 2 | States | Champlin | Hayley Fabian | TRUE | 2026-06-12T00:00:00 | 2026-11-17T00:00:00 | 2026-11-03T00:00:00 | 17 | 0 | 17 | 1141.89 | 38824.26 | 55316-3157 | USA | N45 | 1501 | ABB INDUSTRIAL CONNECTIONS AND SOLUTIONS | 27511 | XT4LU32502FJ0HHXXX | 225AT / 250AF, 3P, 480V, 100kAIC, Distribution Feeder Circuit Breaker 80% Rated MCCB• 480V, 3Ø, 3P, 100kAIC, 80% Rated• EKIP DIP, LSIG, (G Protection can be disabled)• 3Q+1SY 24VDC AUX Contacts• Padlock Device in Open Position• Amp Trip: 250 (Dialed Down up to 225A)• Amp Frame: 250• Bolt-on, Molded Case Circuit Breaker (MCCB)• Circuit Breaker Frame: XT4 | PUR | 225AT / 250AF, 3P, 480V, 100kAIC, Distribution Feeder Circuit Breaker 80% Rated MCCB• 480V, 3Ø, 3P, 100kAIC, 80% Rated• EKIP DIP, LSIG, (G Protection can be disabled)• 3Q+1SY 24VDC AUX Contacts• Padlock Device in Open Position• Amp Trip: 250 (Dialed Down up to 225A)• Amp Frame: 250• Bolt-on, Molded Case Circuit Breaker (MCCB)• Circuit Breaker Frame: XT4 | EA | EA |  | TRUE |  | P | B/W | 100
134059 | 6 | 1 | States | Champlin | Hayley Fabian | TRUE | 2026-06-12T00:00:00 | 2026-10-26T00:00:00 | 2026-10-26T00:00:00 | 34 | 0 | 34 | 19158.84 | 1302801.12 | 55316-3157 | USA | N45 | 1501 | ABB INDUSTRIAL CONNECTIONS AND SOLUTIONS | 27511 | ZEVJURAX33LKAAA0A5XX | ABB EMAX2 480V, 3Ø, 100kAIC• 4000AT / 4000AF, 4P (Electrically Operated. Draw-out)• 100% Rated• Air Insulated Case Circuit Breaker• EKIP Touch LSIG Protection• Modbus TCP Communication Module• RELT Switch (Arc Flash Reduction)Provided with the following STANDARD features:• 24V AUX Contacts• Digital 24V Bell AlarmProvided with the following OPTIONAL features:• 6Q AUX Contacts• 24VDC Closing Coil• 24VDC Shunt Trip• 24VDC Spring Charging Motor• 24VDC Remote Reset• EKIP Supply 24VDC (for RELT Switch)• RELT EKIP 2k-3 Signaling• Modbus TCP• 8mm Padlockable Push Button Cover | PUR | ABB EMAX2 480V, 3Ø, 100kAIC• 4000AT / 4000AF, 4P (Electrically Operated. Draw-out)• 100% Rated• Air Insulated Case Circuit Breaker• EKIP Touch LSIG Protection• Modbus TCP Communication Module• RELT Switch (Arc Flash Reduction)Provided with the following STANDARD features:• 24V AUX Contacts• Digital 24V Bell AlarmProvided with the following OPTIONAL features:• 6Q AUX Contacts• 24VDC Closing Coil• 24VDC Shunt Trip• 24VDC Spring Charging Motor• 24VDC Remote Reset• EKIP Supply 24VDC (for RELT Switch)• RELT EKIP 2k-3 Signaling• Modbus TCP• 8mm Padlockable Push Button Cover | EA | EA |  | TRUE |  | P | B/W | 100
134059 | 3 | 1 | States | Champlin | Hayley Fabian | TRUE | 2026-06-12T00:00:00 | 2026-10-26T00:00:00 | 2026-10-26T00:00:00 | 34 | 0 | 34 | 5007.1 | 340482.8 | 55316-3157 | USA | N45 | 1501 | ABB INDUSTRIAL CONNECTIONS AND SOLUTIONS | 27511 | Z6A50JDXX | Draw-out Circuit Breaker CradleABB EMAX2 E6.2 Frame• Mechanical Inter-locked Circuit Breaker Shutters (Shutter Locks) | PUR | Draw-out Circuit Breaker CradleABB EMAX2 E6.2 Frame• Mechanical Inter-locked Circuit Breaker Shutters (Shutter Locks) | EA | EA |  | TRUE |  | P | B/W | 100
135143 | 59 | 1 | States | Champlin | Hayley Fabian | TRUE | 2026-07-31T00:00:00 | 2026-11-09T00:00:00 | 2026-11-09T00:00:00 | 1 | 0 | 1 | 3425.64 | 3425.64 | 55316-3157 | USA | N45 | 1501 | ABB INDUSTRIAL CONNECTIONS AND SOLUTIONS | 27511 | 77315-RQFC-INTERIOR-04P-BB.2 | Interior : AQF3422JBX AXS5N2MSPS | Buy | Interior : AQF3422JBX AXS5N2MSPS | EA | EA |  | TRUE |  | P | B/W | 100
135143 | 61 | 1 | States | Champlin | Hayley Fabian | TRUE | 2026-07-31T00:00:00 | 2026-11-09T00:00:00 | 2026-11-09T00:00:00 | 1 | 0 | 1 | 3427.35 | 3427.35 | 55316-3157 | USA | N45 | 1501 | ABB INDUSTRIAL CONNECTIONS AND SOLUTIONS | 27511 | 77315-RQF-SLT-INT-02P-2N-1 | Interior : AQF3422JBX AXS5N2MSPS | Buy | Interior : AQF3422JBX AXS5N2MSPS | EA | EA |  | TRUE |  | P | B/W | 100
135143 | 20 | 1 | States | Champlin | Hayley Fabian | TRUE | 2026-07-31T00:00:00 | 2026-11-09T00:00:00 | 2026-11-09T00:00:00 | 1 | 0 | 1 | 102.6 | 102.6 | 55316-3157 | USA | N45 | 1501 | ABB INDUSTRIAL CONNECTIONS AND SOLUTIONS | 27511 | 77315-AF76SN-05P-AB2.1 | Front: AF76SN | Buy | Front: AF76SN | EA | EA |  | TRUE |  | P | B/W | 100
135143 | 48 | 1 | States | Champlin | Hayley Fabian | TRUE | 2026-07-31T00:00:00 | 2026-11-30T00:00:00 | 2026-11-30T00:00:00 | 1 | 0 | 1 | 7685.71 | 7685.71 | 55316-3157 | USA | N45 | 1501 | ABB INDUSTRIAL CONNECTIONS AND SOLUTIONS | 27511 | 77315-PPXT FA INT-03MECH-04 | PPXT FA INT | Buy | PPXT FA INT | EA | EA |  | TRUE |  | P | B/W | 100
135143 | 1 | 1 | States | Champlin | Hayley Fabian | TRUE | 2026-07-31T00:00:00 | 2026-11-09T00:00:00 | 2026-11-09T00:00:00 | 1 | 0 | 1 | 122.27 | 122.27 | 55316-3157 | USA | N45 | 1501 | ABB INDUSTRIAL CONNECTIONS AND SOLUTIONS | 27511 | 77315-AB76B-02P-2N-1 | Box: AB76B | Buy | Box: AB76B | EA | EA |  | TRUE |  | P | B/W | 100
135143 | 27 | 1 | States | Champlin | Hayley Fabian | TRUE | 2026-07-31T00:00:00 | 2026-12-07T00:00:00 | 2026-12-07T00:00:00 | 1 | 0 | 1 | 253.28 | 253.28 | 55316-3157 | USA | N45 | 1501 | ABB INDUSTRIAL CONNECTIONS AND SOLUTIONS | 27511 | 77315-PPXT FA BOX-02MECH-03 | PPXT FA BOX | Buy | PPXT FA BOX | EA | EA |  | TRUE |  | P | B/W | 100
135143 | 40 | 1 | States | Champlin | Hayley Fabian | TRUE | 2026-07-31T00:00:00 | 2026-12-07T00:00:00 | 2026-12-07T00:00:00 | 1 | 0 | 1 | 257.35 | 257.35 | 55316-3157 | USA | N45 | 1501 | ABB INDUSTRIAL CONNECTIONS AND SOLUTIONS | 27511 | 77315-PPXT FA BOX-05MECH-04 | PPXT FA BOX | Buy | PPXT FA BOX | EA | EA |  | TRUE |  | P | B/W | 100
135143 | 33 | 1 | States | Champlin | Hayley Fabian | TRUE | 2026-07-31T00:00:00 | 2026-12-07T00:00:00 | 2026-12-07T00:00:00 | 1 | 0 | 1 | 257.35 | 257.35 | 55316-3157 | USA | N45 | 1501 | ABB INDUSTRIAL CONNECTIONS AND SOLUTIONS | 27511 | 77315-PPXT FA BOX-04MECH-01 | PPXT FA BOX | Buy | PPXT FA BOX | EA | EA |  | TRUE |  | P | B/W | 100
135143 | 22 | 1 | States | Champlin | Hayley Fabian | TRUE | 2026-07-31T00:00:00 | 2026-11-09T00:00:00 | 2026-11-09T00:00:00 | 1 | 0 | 1 | 168.93 | 168.93 | 55316-3157 | USA | N45 | 1501 | ABB INDUSTRIAL CONNECTIONS AND SOLUTIONS | 27511 | 77315-AF76STN-03P-4N-1 | Front: AF76STN | Buy | Front: AF76STN | EA | EA |  | TRUE |  | P | B/W | 100
135143 | 56 | 1 | States | Champlin | Hayley Fabian | TRUE | 2026-07-31T00:00:00 | 2026-11-30T00:00:00 | 2026-11-30T00:00:00 | 1 | 0 | 1 | 7809.23 | 7809.23 | 55316-3157 | USA | N45 | 1501 | ABB INDUSTRIAL CONNECTIONS AND SOLUTIONS | 27511 | 77315-PPXT FA INT-05MECH-04 | PPXT FA INT | Buy | PPXT FA INT | EA | EA |  | TRUE |  | P | B/W | 100
135143 | 41 | 1 | States | Champlin | Hayley Fabian | TRUE | 2026-07-31T00:00:00 | 2026-11-30T00:00:00 | 2026-11-30T00:00:00 | 1 | 0 | 1 | 7685.71 | 7685.71 | 55316-3157 | USA | N45 | 1501 | ABB INDUSTRIAL CONNECTIONS AND SOLUTIONS | 27511 | 77315-PPXT FA INT-02MECH-01 | PPXT FA INT | Buy | PPXT FA INT | EA | EA |  | TRUE |  | P | B/W | 100
135143 | 16 | 1 | States | Champlin | Hayley Fabian | TRUE | 2026-07-31T00:00:00 | 2026-11-09T00:00:00 | 2026-11-09T00:00:00 | 1 | 0 | 1 | 102.6 | 102.6 | 55316-3157 | USA | N45 | 1501 | ABB INDUSTRIAL CONNECTIONS AND SOLUTIONS | 27511 | 77315-AF76SN-03P-BB.2 | Front: AF76SN | Buy | Front: AF76SN | EA | EA |  | TRUE |  | P | B/W | 100
135143 | 21 | 1 | States | Champlin | Hayley Fabian | TRUE | 2026-07-31T00:00:00 | 2026-11-09T00:00:00 | 2026-11-09T00:00:00 | 1 | 0 | 1 | 168.93 | 168.93 | 55316-3157 | USA | N45 | 1501 | ABB INDUSTRIAL CONNECTIONS AND SOLUTIONS | 27511 | 77315-AF76STN-02P-4N-1 | Front: AF76STN | Buy | Front: AF76STN | EA | EA |  | TRUE |  | P | B/W | 100
135143 | 15 | 1 | States | Champlin | Hayley Fabian | TRUE | 2026-07-31T00:00:00 | 2026-11-09T00:00:00 | 2026-11-09T00:00:00 | 1 | 0 | 1 | 102.6 | 102.6 | 55316-3157 | USA | N45 | 1501 | ABB INDUSTRIAL CONNECTIONS AND SOLUTIONS | 27511 | 77315-AF76SN-03P-2N-1 | Front: AF76SN | Buy | Front: AF76SN | EA | EA |  | TRUE |  | P | B/W | 100
135143 | 30 | 1 | States | Champlin | Hayley Fabian | TRUE | 2026-07-31T00:00:00 | 2026-12-07T00:00:00 | 2026-12-07T00:00:00 | 1 | 0 | 1 | 253.28 | 253.28 | 55316-3157 | USA | N45 | 1501 | ABB INDUSTRIAL CONNECTIONS AND SOLUTIONS | 27511 | 77315-PPXT FA BOX-03MECH-02 | PPXT FA BOX | Buy | PPXT FA BOX | EA | EA |  | TRUE |  | P | B/W | 100
135143 | 19 | 1 | States | Champlin | Hayley Fabian | TRUE | 2026-07-31T00:00:00 | 2026-11-09T00:00:00 | 2026-11-09T00:00:00 | 1 | 0 | 1 | 102.6 | 102.6 | 55316-3157 | USA | N45 | 1501 | ABB INDUSTRIAL CONNECTIONS AND SOLUTIONS | 27511 | 77315-AF76SN-05P-2N-1 | Front: AF76SN | Buy | Front: AF76SN | EA | EA |  | TRUE |  | P | B/W | 100
135143 | 29 | 1 | States | Champlin | Hayley Fabian | TRUE | 2026-07-31T00:00:00 | 2026-12-07T00:00:00 | 2026-12-07T00:00:00 | 1 | 0 | 1 | 253.28 | 253.28 | 55316-3157 | USA | N45 | 1501 | ABB INDUSTRIAL CONNECTIONS AND SOLUTIONS | 27511 | 77315-PPXT FA BOX-03MECH-01 | PPXT FA BOX | Buy | PPXT FA BOX | EA | EA |  | TRUE |  | P | B/W | 100
135143 | 12 | 1 | States | Champlin | Hayley Fabian | TRUE | 2026-07-31T00:00:00 | 2026-11-09T00:00:00 | 2026-11-09T00:00:00 | 1 | 0 | 1 | 122.27 | 122.27 | 55316-3157 | USA | N45 | 1501 | ABB INDUSTRIAL CONNECTIONS AND SOLUTIONS | 27511 | 77315-AB76B-05P-AB2.1 | Box: AB76B | Buy | Box: AB76B | EA | EA |  | TRUE |  | P | B/W | 100
135143 | 18 | 1 | States | Champlin | Hayley Fabian | TRUE | 2026-07-31T00:00:00 | 2026-11-09T00:00:00 | 2026-11-09T00:00:00 | 1 | 0 | 1 | 102.6 | 102.6 | 55316-3157 | USA | N45 | 1501 | ABB INDUSTRIAL CONNECTIONS AND SOLUTIONS | 27511 | 77315-AF76SN-04P-BB.2 | Front: AF76SN | Buy | Front: AF76SN | EA | EA |  | TRUE |  | P | B/W | 100
135143 | 58 | 1 | States | Champlin | Hayley Fabian | TRUE | 2026-07-31T00:00:00 | 2026-11-09T00:00:00 | 2026-11-09T00:00:00 | 1 | 0 | 1 | 3425.64 | 3425.64 | 55316-3157 | USA | N45 | 1501 | ABB INDUSTRIAL CONNECTIONS AND SOLUTIONS | 27511 | 77315-RQFC-INTERIOR-03P-BB.2 | Interior : AQF3422JBX AXS5N2MSPS | Buy | Interior : AQF3422JBX AXS5N2MSPS | EA | EA |  | TRUE |  | P | B/W | 100
135143 | 11 | 1 | States | Champlin | Hayley Fabian | TRUE | 2026-07-31T00:00:00 | 2026-11-09T00:00:00 | 2026-11-09T00:00:00 | 1 | 0 | 1 | 134.21 | 134.21 | 55316-3157 | USA | N45 | 1501 | ABB INDUSTRIAL CONNECTIONS AND SOLUTIONS | 27511 | 77315-AB76B-05P-4N-1 | Box: AB76B | Buy | Box: AB76B | EA | EA |  | TRUE |  | P | B/W | 100
135143 | 24 | 1 | States | Champlin | Hayley Fabian | TRUE | 2026-07-31T00:00:00 | 2026-11-09T00:00:00 | 2026-11-09T00:00:00 | 1 | 0 | 1 | 168.93 | 168.93 | 55316-3157 | USA | N45 | 1501 | ABB INDUSTRIAL CONNECTIONS AND SOLUTIONS | 27511 | 77315-AF76STN-05P-4N-1 | Front: AF76STN | Buy | Front: AF76STN | EA | EA |  | TRUE |  | P | B/W | 100
135143 | 2 | 1 | States | Champlin | Hayley Fabian | TRUE | 2026-07-31T00:00:00 | 2026-11-09T00:00:00 | 2026-11-09T00:00:00 | 1 | 0 | 1 | 134.21 | 134.21 | 55316-3157 | USA | N45 | 1501 | ABB INDUSTRIAL CONNECTIONS AND SOLUTIONS | 27511 | 77315-AB76B-02P-4N-1 | Box: AB76B | Buy | Box: AB76B | EA | EA |  | TRUE |  | P | B/W | 100
135143 | 42 | 1 | States | Champlin | Hayley Fabian | TRUE | 2026-07-31T00:00:00 | 2026-11-30T00:00:00 | 2026-11-30T00:00:00 | 1 | 0 | 1 | 7685.71 | 7685.71 | 55316-3157 | USA | N45 | 1501 | ABB INDUSTRIAL CONNECTIONS AND SOLUTIONS | 27511 | 77315-PPXT FA INT-02MECH-02 | PPXT FA INT | Buy | PPXT FA INT | EA | EA |  | TRUE |  | P | B/W | 100
135143 | 43 | 1 | States | Champlin | Hayley Fabian | TRUE | 2026-07-31T00:00:00 | 2026-11-30T00:00:00 | 2026-11-30T00:00:00 | 1 | 0 | 1 | 7685.71 | 7685.71 | 55316-3157 | USA | N45 | 1501 | ABB INDUSTRIAL CONNECTIONS AND SOLUTIONS | 27511 | 77315-PPXT FA INT-02MECH-03 | PPXT FA INT | Buy | PPXT FA INT | EA | EA |  | TRUE |  | P | B/W | 100
135143 | 13 | 1 | States | Champlin | Hayley Fabian | TRUE | 2026-07-31T00:00:00 | 2026-11-09T00:00:00 | 2026-11-09T00:00:00 | 1 | 0 | 1 | 102.6 | 102.6 | 55316-3157 | USA | N45 | 1501 | ABB INDUSTRIAL CONNECTIONS AND SOLUTIONS | 27511 | 77315-AF76SN-02P-2N-1 | Front: AF76SN | Buy | Front: AF76SN | EA | EA |  | TRUE |  | P | B/W | 100
135143 | 54 | 1 | States | Champlin | Hayley Fabian | TRUE | 2026-07-31T00:00:00 | 2026-11-30T00:00:00 | 2026-11-30T00:00:00 | 1 | 0 | 1 | 6882.44 | 6882.44 | 55316-3157 | USA | N45 | 1501 | ABB INDUSTRIAL CONNECTIONS AND SOLUTIONS | 27511 | 77315-PPXT FA INT-05MECH-02 | PPXT FA INT | Buy | PPXT FA INT | EA | EA |  | TRUE |  | P | B/W | 100
135143 | 45 | 1 | States | Champlin | Hayley Fabian | TRUE | 2026-07-31T00:00:00 | 2026-11-30T00:00:00 | 2026-11-30T00:00:00 | 1 | 0 | 1 | 7685.71 | 7685.71 | 55316-3157 | USA | N45 | 1501 | ABB INDUSTRIAL CONNECTIONS AND SOLUTIONS | 27511 | 77315-PPXT FA INT-03MECH-01 | PPXT FA INT | Buy | PPXT FA INT | EA | EA |  | TRUE |  | P | B/W | 100
135143 | 46 | 1 | States | Champlin | Hayley Fabian | TRUE | 2026-07-31T00:00:00 | 2026-11-30T00:00:00 | 2026-11-30T00:00:00 | 1 | 0 | 1 | 7685.71 | 7685.71 | 55316-3157 | USA | N45 | 1501 | ABB INDUSTRIAL CONNECTIONS AND SOLUTIONS | 27511 | 77315-PPXT FA INT-03MECH-02 | PPXT FA INT | Buy | PPXT FA INT | EA | EA |  | TRUE |  | P | B/W | 100
135143 | 57 | 1 | States | Champlin | Hayley Fabian | TRUE | 2026-07-31T00:00:00 | 2026-11-09T00:00:00 | 2026-11-09T00:00:00 | 1 | 0 | 1 | 3387.34 | 3387.34 | 55316-3157 | USA | N45 | 1501 | ABB INDUSTRIAL CONNECTIONS AND SOLUTIONS | 27511 | 77315-RQFC-INTERIOR-02P-AB.2 | Interior : AQF3422JBX AXS5N2MSPS | Buy | Interior : AQF3422JBX AXS5N2MSPS | EA | EA |  | TRUE |  | P | B/W | 100
135143 | 38 | 1 | States | Champlin | Hayley Fabian | TRUE | 2026-07-31T00:00:00 | 2026-12-07T00:00:00 | 2026-12-07T00:00:00 | 1 | 0 | 1 | 278.09 | 278.09 | 55316-3157 | USA | N45 | 1501 | ABB INDUSTRIAL CONNECTIONS AND SOLUTIONS | 27511 | 77315-PPXT FA BOX-05MECH-02 | PPXT FA BOX | Buy | PPXT FA BOX | EA | EA |  | TRUE |  | P | B/W | 100
135143 | 28 | 1 | States | Champlin | Hayley Fabian | TRUE | 2026-07-31T00:00:00 | 2026-12-07T00:00:00 | 2026-12-07T00:00:00 | 1 | 0 | 1 | 253.28 | 253.28 | 55316-3157 | USA | N45 | 1501 | ABB INDUSTRIAL CONNECTIONS AND SOLUTIONS | 27511 | 77315-PPXT FA BOX-02MECH-04 | PPXT FA BOX | Buy | PPXT FA BOX | EA | EA |  | TRUE |  | P | B/W | 100
135143 | 66 | 1 | States | Champlin | Hayley Fabian | TRUE | 2026-07-31T00:00:00 | 2026-11-09T00:00:00 | 2026-11-09T00:00:00 | 1 | 0 | 1 | 8280.57 | 8280.57 | 55316-3157 | USA | N45 | 1501 | ABB INDUSTRIAL CONNECTIONS AND SOLUTIONS | 27511 | 77315-RSF-SLT-INT-03P-4N-1 | Interior : ASF3424KBX AXS5N2MSPS | Buy | Interior : ASF3424KBX AXS5N2MSPS | EA | EA |  | TRUE |  | P | B/W | 100
135143 | 60 | 1 | States | Champlin | Hayley Fabian | TRUE | 2026-07-31T00:00:00 | 2026-11-09T00:00:00 | 2026-11-09T00:00:00 | 1 | 0 | 1 | 3425.64 | 3425.64 | 55316-3157 | USA | N45 | 1501 | ABB INDUSTRIAL CONNECTIONS AND SOLUTIONS | 27511 | 77315-RQFC-INTERIOR-05P-AB2.1 | Interior : AQF3422JBX AXS5N2MSPS | Buy | Interior : AQF3422JBX AXS5N2MSPS | EA | EA |  | TRUE |  | P | B/W | 100
135143 | 64 | 1 | States | Champlin | Hayley Fabian | TRUE | 2026-07-31T00:00:00 | 2026-11-09T00:00:00 | 2026-11-09T00:00:00 | 1 | 0 | 1 | 3427.35 | 3427.35 | 55316-3157 | USA | N45 | 1501 | ABB INDUSTRIAL CONNECTIONS AND SOLUTIONS | 27511 | 77315-RQF-SLT-INT-05P-2N-1 | Interior : AQF3422JBX AXS5N2MSPS | Buy | Interior : AQF3422JBX AXS5N2MSPS | EA | EA |  | TRUE |  | P | B/W | 100
135143 | 9 | 1 | States | Champlin | Hayley Fabian | TRUE | 2026-07-31T00:00:00 | 2026-11-09T00:00:00 | 2026-11-09T00:00:00 | 1 | 0 | 1 | 122.27 | 122.27 | 55316-3157 | USA | N45 | 1501 | ABB INDUSTRIAL CONNECTIONS AND SOLUTIONS | 27511 | 77315-AB76B-04P-BB.2 | Box: AB76B | Buy | Box: AB76B | EA | EA |  | TRUE |  | P | B/W | 100
135143 | 62 | 1 | States | Champlin | Hayley Fabian | TRUE | 2026-07-31T00:00:00 | 2026-11-09T00:00:00 | 2026-11-09T00:00:00 | 1 | 0 | 1 | 3427.35 | 3427.35 | 55316-3157 | USA | N45 | 1501 | ABB INDUSTRIAL CONNECTIONS AND SOLUTIONS | 27511 | 77315-RQF-SLT-INT-03P-2N-1 | Interior : AQF3422JBX AXS5N2MSPS | Buy | Interior : AQF3422JBX AXS5N2MSPS | EA | EA |  | TRUE |  | P | B/W | 100
135143 | 55 | 1 | States | Champlin | Hayley Fabian | TRUE | 2026-07-31T00:00:00 | 2026-11-30T00:00:00 | 2026-11-30T00:00:00 | 1 | 0 | 1 | 7809.23 | 7809.23 | 55316-3157 | USA | N45 | 1501 | ABB INDUSTRIAL CONNECTIONS AND SOLUTIONS | 27511 | 77315-PPXT FA INT-05MECH-03 | PPXT FA INT | Buy | PPXT FA INT | EA | EA |  | TRUE |  | P | B/W | 100
135143 | 44 | 1 | States | Champlin | Hayley Fabian | TRUE | 2026-07-31T00:00:00 | 2026-11-30T00:00:00 | 2026-11-30T00:00:00 | 1 | 0 | 1 | 7685.71 | 7685.71 | 55316-3157 | USA | N45 | 1501 | ABB INDUSTRIAL CONNECTIONS AND SOLUTIONS | 27511 | 77315-PPXT FA INT-02MECH-04 | PPXT FA INT | Buy | PPXT FA INT | EA | EA |  | TRUE |  | P | B/W | 100
135143 | 68 | 1 | States | Champlin | Hayley Fabian | TRUE | 2026-07-31T00:00:00 | 2026-11-09T00:00:00 | 2026-11-09T00:00:00 | 1 | 0 | 1 | 7608.61 | 7608.61 | 55316-3157 | USA | N45 | 1501 | ABB INDUSTRIAL CONNECTIONS AND SOLUTIONS | 27511 | 77315-RSF-SLT-INT-05P-4N-1 | Interior : ASF3424KBX AXS5N2MSPS | Buy | Interior : ASF3424KBX AXS5N2MSPS | EA | EA |  | TRUE |  | P | B/W | 100
135143 | 23 | 1 | States | Champlin | Hayley Fabian | TRUE | 2026-07-31T00:00:00 | 2026-11-09T00:00:00 | 2026-11-09T00:00:00 | 1 | 0 | 1 | 168.93 | 168.93 | 55316-3157 | USA | N45 | 1501 | ABB INDUSTRIAL CONNECTIONS AND SOLUTIONS | 27511 | 77315-AF76STN-04P-4N-1 | Front: AF76STN | Buy | Front: AF76STN | EA | EA |  | TRUE |  | P | B/W | 100
135143 | 5 | 1 | States | Champlin | Hayley Fabian | TRUE | 2026-07-31T00:00:00 | 2026-11-09T00:00:00 | 2026-11-09T00:00:00 | 1 | 0 | 1 | 134.21 | 134.21 | 55316-3157 | USA | N45 | 1501 | ABB INDUSTRIAL CONNECTIONS AND SOLUTIONS | 27511 | 77315-AB76B-03P-4N-1 | Box: AB76B | Buy | Box: AB76B | EA | EA |  | TRUE |  | P | B/W | 100
135143 | 4 | 1 | States | Champlin | Hayley Fabian | TRUE | 2026-07-31T00:00:00 | 2026-11-09T00:00:00 | 2026-11-09T00:00:00 | 1 | 0 | 1 | 122.27 | 122.27 | 55316-3157 | USA | N45 | 1501 | ABB INDUSTRIAL CONNECTIONS AND SOLUTIONS | 27511 | 77315-AB76B-03P-2N-1 | Box: AB76B | Buy | Box: AB76B | EA | EA |  | TRUE |  | P | B/W | 100
135143 | 17 | 1 | States | Champlin | Hayley Fabian | TRUE | 2026-07-31T00:00:00 | 2026-11-09T00:00:00 | 2026-11-09T00:00:00 | 1 | 0 | 1 | 102.6 | 102.6 | 55316-3157 | USA | N45 | 1501 | ABB INDUSTRIAL CONNECTIONS AND SOLUTIONS | 27511 | 77315-AF76SN-04P-2N-1 | Front: AF76SN | Buy | Front: AF76SN | EA | EA |  | TRUE |  | P | B/W | 100
135143 | 35 | 1 | States | Champlin | Hayley Fabian | TRUE | 2026-07-31T00:00:00 | 2026-12-07T00:00:00 | 2026-12-07T00:00:00 | 1 | 0 | 1 | 257.35 | 257.35 | 55316-3157 | USA | N45 | 1501 | ABB INDUSTRIAL CONNECTIONS AND SOLUTIONS | 27511 | 77315-PPXT FA BOX-04MECH-03 | PPXT FA BOX | Buy | PPXT FA BOX | EA | EA |  | TRUE |  | P | B/W | 100
135143 | 7 | 1 | States | Champlin | Hayley Fabian | TRUE | 2026-07-31T00:00:00 | 2026-11-09T00:00:00 | 2026-11-09T00:00:00 | 1 | 0 | 1 | 122.27 | 122.27 | 55316-3157 | USA | N45 | 1501 | ABB INDUSTRIAL CONNECTIONS AND SOLUTIONS | 27511 | 77315-AB76B-04P-2N-1 | Box: AB76B | Buy | Box: AB76B | EA | EA |  | TRUE |  | P | B/W | 100
135143 | 26 | 1 | States | Champlin | Hayley Fabian | TRUE | 2026-07-31T00:00:00 | 2026-12-07T00:00:00 | 2026-12-07T00:00:00 | 1 | 0 | 1 | 253.28 | 253.28 | 55316-3157 | USA | N45 | 1501 | ABB INDUSTRIAL CONNECTIONS AND SOLUTIONS | 27511 | 77315-PPXT FA BOX-02MECH-02 | PPXT FA BOX | Buy | PPXT FA BOX | EA | EA |  | TRUE |  | P | B/W | 100
135143 | 51 | 1 | States | Champlin | Hayley Fabian | TRUE | 2026-07-31T00:00:00 | 2026-11-30T00:00:00 | 2026-11-30T00:00:00 | 1 | 0 | 1 | 7809.23 | 7809.23 | 55316-3157 | USA | N45 | 1501 | ABB INDUSTRIAL CONNECTIONS AND SOLUTIONS | 27511 | 77315-PPXT FA INT-04MECH-03 | PPXT FA INT | Buy | PPXT FA INT | EA | EA |  | TRUE |  | P | B/W | 100
135143 | 47 | 1 | States | Champlin | Hayley Fabian | TRUE | 2026-07-31T00:00:00 | 2026-11-30T00:00:00 | 2026-11-30T00:00:00 | 1 | 0 | 1 | 7685.71 | 7685.71 | 55316-3157 | USA | N45 | 1501 | ABB INDUSTRIAL CONNECTIONS AND SOLUTIONS | 27511 | 77315-PPXT FA INT-03MECH-03 | PPXT FA INT | Buy | PPXT FA INT | EA | EA |  | TRUE |  | P | B/W | 100
135143 | 10 | 1 | States | Champlin | Hayley Fabian | TRUE | 2026-07-31T00:00:00 | 2026-11-09T00:00:00 | 2026-11-09T00:00:00 | 1 | 0 | 1 | 122.27 | 122.27 | 55316-3157 | USA | N45 | 1501 | ABB INDUSTRIAL CONNECTIONS AND SOLUTIONS | 27511 | 77315-AB76B-05P-2N-1 | Box: AB76B | Buy | Box: AB76B | EA | EA |  | TRUE |  | P | B/W | 100
135143 | 36 | 1 | States | Champlin | Hayley Fabian | TRUE | 2026-07-31T00:00:00 | 2026-12-07T00:00:00 | 2026-12-07T00:00:00 | 1 | 0 | 1 | 257.35 | 257.35 | 55316-3157 | USA | N45 | 1501 | ABB INDUSTRIAL CONNECTIONS AND SOLUTIONS | 27511 | 77315-PPXT FA BOX-04MECH-04 | PPXT FA BOX | Buy | PPXT FA BOX | EA | EA |  | TRUE |  | P | B/W | 100
135143 | 50 | 1 | States | Champlin | Hayley Fabian | TRUE | 2026-07-31T00:00:00 | 2026-11-30T00:00:00 | 2026-11-30T00:00:00 | 1 | 0 | 1 | 7809.23 | 7809.23 | 55316-3157 | USA | N45 | 1501 | ABB INDUSTRIAL CONNECTIONS AND SOLUTIONS | 27511 | 77315-PPXT FA INT-04MECH-02 | PPXT FA INT | Buy | PPXT FA INT | EA | EA |  | TRUE |  | P | B/W | 100
135143 | 6 | 1 | States | Champlin | Hayley Fabian | TRUE | 2026-07-31T00:00:00 | 2026-11-09T00:00:00 | 2026-11-09T00:00:00 | 1 | 0 | 1 | 122.27 | 122.27 | 55316-3157 | USA | N45 | 1501 | ABB INDUSTRIAL CONNECTIONS AND SOLUTIONS | 27511 | 77315-AB76B-03P-BB.2 | Box: AB76B | Buy | Box: AB76B | EA | EA |  | TRUE |  | P | B/W | 100
135143 | 3 | 1 | States | Champlin | Hayley Fabian | TRUE | 2026-07-31T00:00:00 | 2026-11-09T00:00:00 | 2026-11-09T00:00:00 | 1 | 0 | 1 | 122.27 | 122.27 | 55316-3157 | USA | N45 | 1501 | ABB INDUSTRIAL CONNECTIONS AND SOLUTIONS | 27511 | 77315-AB76B-02P-AB.2 | Box: AB76B | Buy | Box: AB76B | EA | EA |  | TRUE |  | P | B/W | 100
135143 | 39 | 1 | States | Champlin | Hayley Fabian | TRUE | 2026-07-31T00:00:00 | 2026-12-07T00:00:00 | 2026-12-07T00:00:00 | 1 | 0 | 1 | 257.35 | 257.35 | 55316-3157 | USA | N45 | 1501 | ABB INDUSTRIAL CONNECTIONS AND SOLUTIONS | 27511 | 77315-PPXT FA BOX-05MECH-03 | PPXT FA BOX | Buy | PPXT FA BOX | EA | EA |  | TRUE |  | P | B/W | 100
135143 | 25 | 1 | States | Champlin | Hayley Fabian | TRUE | 2026-07-31T00:00:00 | 2026-12-07T00:00:00 | 2026-12-07T00:00:00 | 1 | 0 | 1 | 253.28 | 253.28 | 55316-3157 | USA | N45 | 1501 | ABB INDUSTRIAL CONNECTIONS AND SOLUTIONS | 27511 | 77315-PPXT FA BOX-02MECH-01 | PPXT FA BOX | Buy | PPXT FA BOX | EA | EA |  | TRUE |  | P | B/W | 100
135143 | 37 | 1 | States | Champlin | Hayley Fabian | TRUE | 2026-07-31T00:00:00 | 2026-12-07T00:00:00 | 2026-12-07T00:00:00 | 1 | 0 | 1 | 278.09 | 278.09 | 55316-3157 | USA | N45 | 1501 | ABB INDUSTRIAL CONNECTIONS AND SOLUTIONS | 27511 | 77315-PPXT FA BOX-05MECH-01 | PPXT FA BOX | Buy | PPXT FA BOX | EA | EA |  | TRUE |  | P | B/W | 100
135143 | 31 | 1 | States | Champlin | Hayley Fabian | TRUE | 2026-07-31T00:00:00 | 2026-12-07T00:00:00 | 2026-12-07T00:00:00 | 1 | 0 | 1 | 253.28 | 253.28 | 55316-3157 | USA | N45 | 1501 | ABB INDUSTRIAL CONNECTIONS AND SOLUTIONS | 27511 | 77315-PPXT FA BOX-03MECH-03 | PPXT FA BOX | Buy | PPXT FA BOX | EA | EA |  | TRUE |  | P | B/W | 100
135143 | 32 | 1 | States | Champlin | Hayley Fabian | TRUE | 2026-07-31T00:00:00 | 2026-12-07T00:00:00 | 2026-12-07T00:00:00 | 1 | 0 | 1 | 253.28 | 253.28 | 55316-3157 | USA | N45 | 1501 | ABB INDUSTRIAL CONNECTIONS AND SOLUTIONS | 27511 | 77315-PPXT FA BOX-03MECH-04 | PPXT FA BOX | Buy | PPXT FA BOX | EA | EA |  | TRUE |  | P | B/W | 100
135143 | 65 | 1 | States | Champlin | Hayley Fabian | TRUE | 2026-07-31T00:00:00 | 2026-11-09T00:00:00 | 2026-11-09T00:00:00 | 1 | 0 | 1 | 8280.57 | 8280.57 | 55316-3157 | USA | N45 | 1501 | ABB INDUSTRIAL CONNECTIONS AND SOLUTIONS | 27511 | 77315-RSF-SLT-INT-02P-4N-1 | Interior : ASF3424KBX AXS5N2MSPS | Buy | Interior : ASF3424KBX AXS5N2MSPS | EA | EA |  | TRUE |  | P | B/W | 100
135143 | 63 | 1 | States | Champlin | Hayley Fabian | TRUE | 2026-07-31T00:00:00 | 2026-11-09T00:00:00 | 2026-11-09T00:00:00 | 1 | 0 | 1 | 3427.35 | 3427.35 | 55316-3157 | USA | N45 | 1501 | ABB INDUSTRIAL CONNECTIONS AND SOLUTIONS | 27511 | 77315-RQF-SLT-INT-04P-2N-1 | Interior : AQF3422JBX AXS5N2MSPS | Buy | Interior : AQF3422JBX AXS5N2MSPS | EA | EA |  | TRUE |  | P | B/W | 100
135143 | 34 | 1 | States | Champlin | Hayley Fabian | TRUE | 2026-07-31T00:00:00 | 2026-12-07T00:00:00 | 2026-12-07T00:00:00 | 1 | 0 | 1 | 257.35 | 257.35 | 55316-3157 | USA | N45 | 1501 | ABB INDUSTRIAL CONNECTIONS AND SOLUTIONS | 27511 | 77315-PPXT FA BOX-04MECH-02 | PPXT FA BOX | Buy | PPXT FA BOX | EA | EA |  | TRUE |  | P | B/W | 100
135143 | 52 | 1 | States | Champlin | Hayley Fabian | TRUE | 2026-07-31T00:00:00 | 2026-11-30T00:00:00 | 2026-11-30T00:00:00 | 1 | 0 | 1 | 7809.23 | 7809.23 | 55316-3157 | USA | N45 | 1501 | ABB INDUSTRIAL CONNECTIONS AND SOLUTIONS | 27511 | 77315-PPXT FA INT-04MECH-04 | PPXT FA INT | Buy | PPXT FA INT | EA | EA |  | TRUE |  | P | B/W | 100
135143 | 67 | 1 | States | Champlin | Hayley Fabian | TRUE | 2026-07-31T00:00:00 | 2026-11-09T00:00:00 | 2026-11-09T00:00:00 | 1 | 0 | 1 | 7669.8 | 7669.8 | 55316-3157 | USA | N45 | 1501 | ABB INDUSTRIAL CONNECTIONS AND SOLUTIONS | 27511 | 77315-RSF-SLT-INT-04P-4N-1 | Interior : ASF3424KBX AXS5N2MSPS | Buy | Interior : ASF3424KBX AXS5N2MSPS | EA | EA |  | TRUE |  | P | B/W | 100
135143 | 49 | 1 | States | Champlin | Hayley Fabian | TRUE | 2026-07-31T00:00:00 | 2026-11-30T00:00:00 | 2026-11-30T00:00:00 | 1 | 0 | 1 | 7809.23 | 7809.23 | 55316-3157 | USA | N45 | 1501 | ABB INDUSTRIAL CONNECTIONS AND SOLUTIONS | 27511 | 77315-PPXT FA INT-04MECH-01 | PPXT FA INT | Buy | PPXT FA INT | EA | EA |  | TRUE |  | P | B/W | 100
135143 | 14 | 1 | States | Champlin | Hayley Fabian | TRUE | 2026-07-31T00:00:00 | 2026-11-09T00:00:00 | 2026-11-09T00:00:00 | 1 | 0 | 1 | 102.6 | 102.6 | 55316-3157 | USA | N45 | 1501 | ABB INDUSTRIAL CONNECTIONS AND SOLUTIONS | 27511 | 77315-AF76SN-02P-AB.2 | Front: AF76SN | Buy | Front: AF76SN | EA | EA |  | TRUE |  | P | B/W | 100
135143 | 8 | 1 | States | Champlin | Hayley Fabian | TRUE | 2026-07-31T00:00:00 | 2026-11-09T00:00:00 | 2026-11-09T00:00:00 | 1 | 0 | 1 | 134.21 | 134.21 | 55316-3157 | USA | N45 | 1501 | ABB INDUSTRIAL CONNECTIONS AND SOLUTIONS | 27511 | 77315-AB76B-04P-4N-1 | Box: AB76B | Buy | Box: AB76B | EA | EA |  | TRUE |  | P | B/W | 100
135143 | 53 | 1 | States | Champlin | Hayley Fabian | TRUE | 2026-07-31T00:00:00 | 2026-11-30T00:00:00 | 2026-11-30T00:00:00 | 1 | 0 | 1 | 6882.44 | 6882.44 | 55316-3157 | USA | N45 | 1501 | ABB INDUSTRIAL CONNECTIONS AND SOLUTIONS | 27511 | 77315-PPXT FA INT-05MECH-01 | PPXT FA INT | Buy | PPXT FA INT | EA | EA |  | TRUE |  | P | B/W | 100
133257 | 15 | 2 | States | Champlin | Hayley Fabian | TRUE | 2026-05-13T00:00:00 | 2026-10-30T00:00:00 | 2026-09-01T00:00:00 | 133 | 0 | 133 | 2780.89 | 578425.12 | 55316-3157 | USA | N45 | 1501 | ABB INDUSTRIAL CONNECTIONS AND SOLUTIONS | 27511 | XT5HU340ARYN050XXX | 1XT5H 400 BREAKING PART 3P F F UL/CSA (1SDA102683R1)1SDA102683R11EKIP TOUCH MEAS.LSI IN400 XT5 3P UL/CSA (1SDA102729R1)1SDA102729R11NEXT XT5 LSC 3000257980A001 (1SDA114243R1)1SDA114243R11FCCUAL 2X2/0-500KCMIL XT5 3PUL (1SDA113066R1)1SDA113066R1KXT5CUAL2X500K-3PC1EKIP COM MODBUS TCP XT5 INT (1SDA105189R1)1SDA105189R1KXT5COMIMBTCP | PUR | 1XT5H 400 BREAKING PART 3P F F UL/CSA (1SDA102683R1)1SDA102683R11EKIP TOUCH MEAS.LSI IN400 XT5 3P UL/CSA (1SDA102729R1)1SDA102729R11NEXT XT5 LSC 3000257980A001 (1SDA114243R1)1SDA114243R11FCCUAL 2X2/0-500KCMIL XT5 3PUL (1SDA113066R1)1SDA113066R1KXT5CUAL2X500K-3PC1EKIP COM MODBUS TCP XT5 INT (1SDA105189R1)1SDA105189R1KXT5COMIMBTCP | EA | EA |  | TRUE |  | P | B/W | 100
133257 | 15 | 3 | States | Champlin | Hayley Fabian | TRUE | 2026-05-13T00:00:00 | 2026-10-30T00:00:00 | 2026-10-30T00:00:00 | 36 | 0 | 36 | 2780.89 | 578425.12 | 55316-3157 | USA | N45 | 1501 | ABB INDUSTRIAL CONNECTIONS AND SOLUTIONS | 27511 | XT5HU340ARYN050XXX | 1XT5H 400 BREAKING PART 3P F F UL/CSA (1SDA102683R1)1SDA102683R11EKIP TOUCH MEAS.LSI IN400 XT5 3P UL/CSA (1SDA102729R1)1SDA102729R11NEXT XT5 LSC 3000257980A001 (1SDA114243R1)1SDA114243R11FCCUAL 2X2/0-500KCMIL XT5 3PUL (1SDA113066R1)1SDA113066R1KXT5CUAL2X500K-3PC1EKIP COM MODBUS TCP XT5 INT (1SDA105189R1)1SDA105189R1KXT5COMIMBTCP | PUR | 1XT5H 400 BREAKING PART 3P F F UL/CSA (1SDA102683R1)1SDA102683R11EKIP TOUCH MEAS.LSI IN400 XT5 3P UL/CSA (1SDA102729R1)1SDA102729R11NEXT XT5 LSC 3000257980A001 (1SDA114243R1)1SDA114243R11FCCUAL 2X2/0-500KCMIL XT5 3PUL (1SDA113066R1)1SDA113066R1KXT5CUAL2X500K-3PC1EKIP COM MODBUS TCP XT5 INT (1SDA105189R1)1SDA105189R1KXT5COMIMBTCP | EA | EA |  | TRUE |  | P | B/W | 100
133257 | 24 | 1 | States | Champlin | Hayley Fabian | TRUE | 2026-05-13T00:00:00 | 2026-10-29T00:00:00 | 2026-10-29T00:00:00 | 34 | 16 | 18 | 151.45 | 5149.3 | 55316-3157 | USA | N45 | 1501 | ABB INDUSTRIAL CONNECTIONS AND SOLUTIONS | 27511 | XT1HU3060AAA000XXX | XT1H 125 TMF 60-600 3P F F UL/CSA | MEC | XT1H 125 TMF 60-600 3P F F UL/CSA | EA | EA |  | TRUE |  | P | B/W | 100
133257 | 1 | 3 | States | Champlin | Hayley Fabian | TRUE | 2026-05-13T00:00:00 | 2026-10-21T00:00:00 | 2026-10-21T00:00:00 | 24 | 0 | 24 | 4824.98 | 192999.2 | 55316-3157 | USA | N45 | 1501 | ABB INDUSTRIAL CONNECTIONS AND SOLUTIONS | 27511 | XT7HU312EPYW940XXX | RGXT7H 1200 E.TCH LSI 1200 3P UL | MEC | RGXT7H 1200 E.TCH LSI 1200 3P UL | EA | EA |  | TRUE |  | P | B/W | 100
133257 | 8 | 2 | States | Champlin | Hayley Fabian | TRUE | 2026-05-13T00:00:00 | 2026-10-20T00:00:00 | 2026-10-20T00:00:00 | 12 | 0 | 12 | 6382.9 | 127658 | 55316-3157 | USA | N45 | 1501 | ABB INDUSTRIAL CONNECTIONS AND SOLUTIONS | 27511 | Z4SGULJE33LA0AA025XX | 1E4.2S-A 2500 EKIP TOUCH LSI 3P FHR1SDA078002R1Z4SGULBE000A000000XX1KIT VR SUP E4.2 F 2500A 3PCS UL INST1SDA079862R11KIT VR INF E4.2 F 2500A 3PCS UL INST1SDA079864R11YO E1.2..E6.2 24 V AC/DC1SDA073668R1ZEASA1YC E1.2..E6.2 24 V AC/DC1SDA073681R1ZEACA1M E2.2...E6.2 24-30 V AC/DC1SDA073722R1ZEBM21S51 250V E2.2...E6.21SDA073778R1ZEBBA1PBC D=8mm E2.2...E6.21SDA073861R1ZEBPBC81Ekip Supply 24-48VDC1SDA074173R1ZEAPWRSD1Ekip Com Modbus TCP E1.2..E6.21SDA074151R1ZEAMODTCP1Ekip 2K-3 E1.2...E6.21SDA074169R1ZEB2K3 | PUR | 1E4.2S-A 2500 EKIP TOUCH LSI 3P FHR1SDA078002R1Z4SGULBE000A000000XX1KIT VR SUP E4.2 F 2500A 3PCS UL INST1SDA079862R11KIT VR INF E4.2 F 2500A 3PCS UL INST1SDA079864R11YO E1.2..E6.2 24 V AC/DC1SDA073668R1ZEASA1YC E1.2..E6.2 24 V AC/DC1SDA073681R1ZEACA1M E2.2...E6.2 24-30 V AC/DC1SDA073722R1ZEBM21S51 250V E2.2...E6.21SDA073778R1ZEBBA1PBC D=8mm E2.2...E6.21SDA073861R1ZEBPBC81Ekip Supply 24-48VDC1SDA074173R1ZEAPWRSD1Ekip Com Modbus TCP E1.2..E6.21SDA074151R1ZEAMODTCP1Ekip 2K-3 E1.2...E6.21SDA074169R1ZEB2K3 | EA | EA |  | TRUE |  | P | B/W | 100
133257 | 18 | 1 | States | Champlin | Hayley Fabian | TRUE | 2026-05-13T00:00:00 | 2026-09-21T00:00:00 | 2026-09-21T00:00:00 | 8 | 2 | 6 | 7604.69 | 60837.52 | 55316-3157 | USA | N45 | 1501 | ABB INDUSTRIAL CONNECTIONS AND SOLUTIONS | 27511 | Z4SHUNBF30LA0AA02WXX | E4.2S-A 3200 EKIP TOUCH LSIG 3P FVR | MEC | E4.2S-A 3200 EKIP TOUCH LSIG 3P FVR | EA | EA |  | TRUE |  | P | B/W | 100
133257 | 2 | 1 | States | Champlin | Hayley Fabian | TRUE | 2026-05-13T00:00:00 | 2026-11-06T00:00:00 | 2026-09-21T00:00:00 | 28 | 0 | 28 | 1010.14 | 28283.92 | 55316-3157 | USA | N45 | 1501 | ABB INDUSTRIAL CONNECTIONS AND SOLUTIONS | 27511 | XT4HU32251YJ0A0XXX | "1XT4H 250 EKIPDIPLSI IN225A 3PFF UL/CSA (1SDA122950R1)1SDA122950R1XT4HU32251FF000XXX 1NEXT XT4 LSC 3000257979A001 (1SDA114242R1)1SDA114242R1 1KIT FCCUAL 4-300AWG XT4 3PC UL/CSA (1SDA075861R1)1SDA075861R1KXT4CUAL2-3PC 1AUX-C 1Q+1SY 250 V XT1..XT4 F/P (1SDA066431R1)1SDA066431R1KXTAAXCQSYFP" | PUR | "1XT4H 250 EKIPDIPLSI IN225A 3PFF UL/CSA (1SDA122950R1)1SDA122950R1XT4HU32251FF000XXX 1NEXT XT4 LSC 3000257979A001 (1SDA114242R1)1SDA114242R1 1KIT FCCUAL 4-300AWG XT4 3PC UL/CSA (1SDA075861R1)1SDA075861R1KXT4CUAL2-3PC 1AUX-C 1Q+1SY 250 V XT1..XT4 F/P (1SDA066431R1)1SDA066431R1KXTAAXCQSYFP" | EA | EA |  | TRUE |  | P | B/W | 100
133257 | 9 | 2 | States | Champlin | Hayley Fabian | TRUE | 2026-05-13T00:00:00 | 2026-10-20T00:00:00 | 2026-10-20T00:00:00 | 9 | 0 | 9 | 1729.02 | 29393.34 | 55316-3157 | USA | N45 | 1501 | ABB INDUSTRIAL CONNECTIONS AND SOLUTIONS | 27511 | XT5HU340AFYN0A0XXX | "1XT5H 400 EKIP DIP LSI IN400 3P UL (1SDA102529R1)1SDA102529R1XT5HU340AFFF000XXX 1NEXT XT5 LSC 3000257980A001 (1SDA114243R1)1SDA114243R1 1FCCUAL 2X2/0-500KCMIL XT5 3PUL (1SDA113066R1)1SDA113066R1KXT5CUAL2X500K-3PC 1AUX-C 1Q+1SY 250 V XT1..XT4 F/P (1SDA066431R1)1SDA066431R1KXTAAXCQSYFP" | PUR | "1XT5H 400 EKIP DIP LSI IN400 3P UL (1SDA102529R1)1SDA102529R1XT5HU340AFFF000XXX 1NEXT XT5 LSC 3000257980A001 (1SDA114243R1)1SDA114243R1 1FCCUAL 2X2/0-500KCMIL XT5 3PUL (1SDA113066R1)1SDA113066R1KXT5CUAL2X500K-3PC 1AUX-C 1Q+1SY 250 V XT1..XT4 F/P (1SDA066431R1)1SDA066431R1KXTAAXCQSYFP" | EA | EA |  | TRUE |  | P | B/W | 100
133257 | 3 | 1 | States | Champlin | Hayley Fabian | TRUE | 2026-05-13T00:00:00 | 2026-11-12T00:00:00 | 2026-09-02T00:00:00 | 4 | 0 | 4 | 880.76 | 3523.04 | 55316-3157 | USA | N45 | 1501 | ABB INDUSTRIAL CONNECTIONS AND SOLUTIONS | 27511 | XT2HU31001YD0A0XXX | "1XT2H 125 EKIP DIP LSI IN125 3P FF UL/CSA (1SDA102079R1)1SDA102079R1XT2HU31251FF000XXX 1LINE SIDE CONNECTOR XT2 3P PANELBOARD (1SDA118444R1)1SDA118444R1 1KIT FC CUAL 14-2/0 AWG XT2 3PCS UL (1SDA085585R1)1SDA085585R1KXT2CUAL2-3PC 1AUX-C 1Q+1SY 250 V XT1..XT4 F/P (1SDA066431R1)1SDA066431R1KXTAAXCQSYFP" | PUR | "1XT2H 125 EKIP DIP LSI IN125 3P FF UL/CSA (1SDA102079R1)1SDA102079R1XT2HU31251FF000XXX 1LINE SIDE CONNECTOR XT2 3P PANELBOARD (1SDA118444R1)1SDA118444R1 1KIT FC CUAL 14-2/0 AWG XT2 3PCS UL (1SDA085585R1)1SDA085585R1KXT2CUAL2-3PC 1AUX-C 1Q+1SY 250 V XT1..XT4 F/P (1SDA066431R1)1SDA066431R1KXTAAXCQSYFP" | EA | EA |  | TRUE |  | P | B/W | 100
133257 | 7 | 2 | States | Champlin | Hayley Fabian | TRUE | 2026-05-13T00:00:00 | 2026-10-20T00:00:00 | 2026-10-20T00:00:00 | 12 | 1 | 11 | 8057.69 | 161153.8 | 55316-3157 | USA | N45 | 1501 | ABB INDUSTRIAL CONNECTIONS AND SOLUTIONS | 27511 | Z4SHUNBF33LA0AA02WXX | 1E4.2S-A 3200 EKIP TOUCH LSIG 3P FVR1SDA078013R1Z4SHUNBF000A000000XX 1YO E1.2..E6.2 24 V AC/DC1SDA073668R1ZEASA 1YC E1.2..E6.2 24 V AC/DC1SDA073681R1ZEACA 1M E2.2...E6.2 24-30 V AC/DC1SDA073722R1ZEBM2 1S51 250V E2.2...E6.21SDA073778R1ZEBBA 1KLC-A Kirk key lock in open position E2.2...E6.21SDA073798R1ZEBKLAK 1PBC D=8mm E2.2...E6.21SDA073861R1ZEBPBC8 1Ekip Supply 24-48VDC1SDA074173R1ZEAPWRSD 1Ekip Com Modbus TCP E1.2..E6.21SDA074151R1ZEAMODTCP 1Ekip 2K-3 E1.2...E6.21SDA074169R1ZEB2K3" | PUR | 1E4.2S-A 3200 EKIP TOUCH LSIG 3P FVR1SDA078013R1Z4SHUNBF000A000000XX 1YO E1.2..E6.2 24 V AC/DC1SDA073668R1ZEASA 1YC E1.2..E6.2 24 V AC/DC1SDA073681R1ZEACA 1M E2.2...E6.2 24-30 V AC/DC1SDA073722R1ZEBM2 1S51 250V E2.2...E6.21SDA073778R1ZEBBA 1KLC-A Kirk key lock in open position E2.2...E6.21SDA073798R1ZEBKLAK 1PBC D=8mm E2.2...E6.21SDA073861R1ZEBPBC8 1Ekip Supply 24-48VDC1SDA074173R1ZEAPWRSD 1Ekip Com Modbus TCP E1.2..E6.21SDA074151R1ZEAMODTCP 1Ekip 2K-3 E1.2...E6.21SDA074169R1ZEB2K3" | EA | EA |  | TRUE |  | P | B/W | 100
133257 | 11 | 1 | States | Champlin | Hayley Fabian | TRUE | 2026-05-13T00:00:00 | 2026-10-14T00:00:00 | 2026-10-14T00:00:00 | 31 | 0 | 31 | 299.27 | 9277.37 | 55316-3157 | USA | N45 | 1501 | ABB INDUSTRIAL CONNECTIONS AND SOLUTIONS | 27511 | XT1HU3030AYD0A0XXX | 1XT1H 125 TMF 30-500 3P F F UL/CSA (1SDA074697R1)1SDA074697R1XT1HU3030AFF000XXX1NEXT XT1 LSC 3000257978A001 (1SDA114241R1)1SDA114241R11KIT FC CUAL 10-2/0 AWG XT1 3PCS UL (1SDA075837R1)1SDA075837R1KXT1CUAL1-3PC1AUX-C 1Q+1SY 250 V XT1..XT4 F/P (1SDA066431R1)1SDA066431R1KXTAAXCQSYFP | PUR | 1XT1H 125 TMF 30-500 3P F F UL/CSA (1SDA074697R1)1SDA074697R1XT1HU3030AFF000XXX1NEXT XT1 LSC 3000257978A001 (1SDA114241R1)1SDA114241R11KIT FC CUAL 10-2/0 AWG XT1 3PCS UL (1SDA075837R1)1SDA075837R1KXT1CUAL1-3PC1AUX-C 1Q+1SY 250 V XT1..XT4 F/P (1SDA066431R1)1SDA066431R1KXTAAXCQSYFP | EA | EA |  | TRUE |  | P | B/W | 100
133257 | 14 | 1 | States | Champlin | Hayley Fabian | TRUE | 2026-05-13T00:00:00 | 2026-10-20T00:00:00 | 2026-10-20T00:00:00 | 6 | 0 | 6 | 748.46 | 4490.76 | 55316-3157 | USA | N45 | 1501 | ABB INDUSTRIAL CONNECTIONS AND SOLUTIONS | 27511 | XT2HU3080BYD0A0XXX | 1RGXT2H 125 TMA 80-400..800 3P UL/CSA (1SDX188416R1) 1XT2H 125 TMA 80-400-800 3PFF UL/CSA (1SDA074798R1) 1LINE SIDE CONNECTOR XT2 3P PANELBOARD (1SDA118444R1) 1KIT FC CUAL 14-2/0 AWG XT2 3PCS UL (1SDA085585R1) | PUR | 1RGXT2H 125 TMA 80-400..800 3P UL/CSA (1SDX188416R1) 1XT2H 125 TMA 80-400-800 3PFF UL/CSA (1SDA074798R1) 1LINE SIDE CONNECTOR XT2 3P PANELBOARD (1SDA118444R1) 1KIT FC CUAL 14-2/0 AWG XT2 3PCS UL (1SDA085585R1) | EA | EA |  | TRUE |  | P | B/W | 100
133257 | 8 | 1 | States | Champlin | Hayley Fabian | TRUE | 2026-05-13T00:00:00 | 2026-09-21T00:00:00 | 2026-09-21T00:00:00 | 8 | 7 | 1 | 6382.9 | 127658 | 55316-3157 | USA | N45 | 1501 | ABB INDUSTRIAL CONNECTIONS AND SOLUTIONS | 27511 | Z4SGULJE33LA0AA025XX | 1E4.2S-A 2500 EKIP TOUCH LSI 3P FHR1SDA078002R1Z4SGULBE000A000000XX1KIT VR SUP E4.2 F 2500A 3PCS UL INST1SDA079862R11KIT VR INF E4.2 F 2500A 3PCS UL INST1SDA079864R11YO E1.2..E6.2 24 V AC/DC1SDA073668R1ZEASA1YC E1.2..E6.2 24 V AC/DC1SDA073681R1ZEACA1M E2.2...E6.2 24-30 V AC/DC1SDA073722R1ZEBM21S51 250V E2.2...E6.21SDA073778R1ZEBBA1PBC D=8mm E2.2...E6.21SDA073861R1ZEBPBC81Ekip Supply 24-48VDC1SDA074173R1ZEAPWRSD1Ekip Com Modbus TCP E1.2..E6.21SDA074151R1ZEAMODTCP1Ekip 2K-3 E1.2...E6.21SDA074169R1ZEB2K3 | PUR | 1E4.2S-A 2500 EKIP TOUCH LSI 3P FHR1SDA078002R1Z4SGULBE000A000000XX1KIT VR SUP E4.2 F 2500A 3PCS UL INST1SDA079862R11KIT VR INF E4.2 F 2500A 3PCS UL INST1SDA079864R11YO E1.2..E6.2 24 V AC/DC1SDA073668R1ZEASA1YC E1.2..E6.2 24 V AC/DC1SDA073681R1ZEACA1M E2.2...E6.2 24-30 V AC/DC1SDA073722R1ZEBM21S51 250V E2.2...E6.21SDA073778R1ZEBBA1PBC D=8mm E2.2...E6.21SDA073861R1ZEBPBC81Ekip Supply 24-48VDC1SDA074173R1ZEAPWRSD1Ekip Com Modbus TCP E1.2..E6.21SDA074151R1ZEAMODTCP1Ekip 2K-3 E1.2...E6.21SDA074169R1ZEB2K3 | EA | EA |  | TRUE |  | P | B/W | 100
133257 | 20 | 1 | States | Champlin | Hayley Fabian | TRUE | 2026-05-13T00:00:00 | 2026-12-18T00:00:00 | 2026-12-18T00:00:00 | 12 | 0 | 12 | 377.07 | 4524.84 | 55316-3157 | USA | N45 | 1501 | ABB INDUSTRIAL CONNECTIONS AND SOLUTIONS | 27511 | XT1HU3125AYD000XXX | 125A, 65kA, ReliaGear, Thermal Mag, Load Lugs - 10-2/0 AWG | PUR | 125A, 65kA, ReliaGear, Thermal Mag, Load Lugs - 10-2/0 AWG | EA | EA |  | TRUE |  | P | B/W | 100
133257 | 19 | 3 | States | Champlin | Hayley Fabian | TRUE | 2026-05-13T00:00:00 | 2026-10-29T00:00:00 | 2026-10-29T00:00:00 | 18 | 0 | 18 | 4912.62 | 167029.08 | 55316-3157 | USA | N45 | 1501 | ABB INDUSTRIAL CONNECTIONS AND SOLUTIONS | 27511 | Z2SDUHJJ53LA0AA025XX | E2.2S-A 1200 EKIP HI-TOUCH LSI 3P FHR | PUR | E2.2S-A 1200 EKIP HI-TOUCH LSI 3P FHR | EA | EA |  | TRUE |  | P | B/W | 100
133257 | 12 | 2 | States | Champlin | Hayley Fabian | TRUE | 2026-05-13T00:00:00 | 2026-10-19T00:00:00 | 2026-10-19T00:00:00 | 4 | 0 | 4 | 3920.55 | 43126.05 | 55316-3157 | USA | N45 | 1501 | ABB INDUSTRIAL CONNECTIONS AND SOLUTIONS | 27511 | IN4820SU3B3XS | SB INT 2000A 48X 3P CENUPR 1S/2S DNST AG | MEC | SB INT 2000A 48X 3P CENUPR 1S/2S DNST AG | EA | EA |  | TRUE |  | P | B/W | 100
133257 | 15 | 1 | States | Champlin | Hayley Fabian | TRUE | 2026-05-13T00:00:00 | 2026-10-30T00:00:00 | 2026-08-12T00:00:00 | 39 | 0 | 39 | 2780.89 | 578425.12 | 55316-3157 | USA | N45 | 1501 | ABB INDUSTRIAL CONNECTIONS AND SOLUTIONS | 27511 | XT5HU340ARYN050XXX | 1XT5H 400 BREAKING PART 3P F F UL/CSA (1SDA102683R1)1SDA102683R11EKIP TOUCH MEAS.LSI IN400 XT5 3P UL/CSA (1SDA102729R1)1SDA102729R11NEXT XT5 LSC 3000257980A001 (1SDA114243R1)1SDA114243R11FCCUAL 2X2/0-500KCMIL XT5 3PUL (1SDA113066R1)1SDA113066R1KXT5CUAL2X500K-3PC1EKIP COM MODBUS TCP XT5 INT (1SDA105189R1)1SDA105189R1KXT5COMIMBTCP | PUR | 1XT5H 400 BREAKING PART 3P F F UL/CSA (1SDA102683R1)1SDA102683R11EKIP TOUCH MEAS.LSI IN400 XT5 3P UL/CSA (1SDA102729R1)1SDA102729R11NEXT XT5 LSC 3000257980A001 (1SDA114243R1)1SDA114243R11FCCUAL 2X2/0-500KCMIL XT5 3PUL (1SDA113066R1)1SDA113066R1KXT5CUAL2X500K-3PC1EKIP COM MODBUS TCP XT5 INT (1SDA105189R1)1SDA105189R1KXT5COMIMBTCP | EA | EA |  | TRUE |  | P | B/W | 100
133257 | 22 | 1 | States | Champlin | Hayley Fabian | TRUE | 2026-05-13T00:00:00 | 2026-10-27T00:00:00 | 2026-10-27T00:00:00 | 6 | 0 | 6 | 7997.22 | 47983.32 | 55316-3157 | USA | N45 | 1501 | ABB INDUSTRIAL CONNECTIONS AND SOLUTIONS | 27511 | Z4SHUNBF63LA0EE045XX | 1E4.2S-A 3200 EKIP TOUCH LSIG 3P FVR1SDA078013R1Z4SHUNBF000A000000XX 1YO E1.2..E6.2 110-120 V AC/DC1SDA073672R1ZEASE 1YC E1.2..E6.2 110-120 V AC/DC1SDA073685R1ZEACE 1M E2.2...E6.2 100-130 V AC/DC1SDA073724R1ZEBM4 1S51 250V E2.2...E6.21SDA073778R1ZEBBA 1PBC D=8mm E2.2...E6.21SDA073861R1ZEBPBC8 1Ekip Supply 110-240VAC/DC1SDA074172R1ZEAPWRS 1Ekip Com Modbus TCP E1.2..E6.21SDA074151R1ZEAMODTCP 1Ekip 2K-3 E1.2...E6.21SDA074169R1ZEB2K3 | PUR | 1E4.2S-A 3200 EKIP TOUCH LSIG 3P FVR1SDA078013R1Z4SHUNBF000A000000XX 1YO E1.2..E6.2 110-120 V AC/DC1SDA073672R1ZEASE 1YC E1.2..E6.2 110-120 V AC/DC1SDA073685R1ZEACE 1M E2.2...E6.2 100-130 V AC/DC1SDA073724R1ZEBM4 1S51 250V E2.2...E6.21SDA073778R1ZEBBA 1PBC D=8mm E2.2...E6.21SDA073861R1ZEBPBC8 1Ekip Supply 110-240VAC/DC1SDA074172R1ZEAPWRS 1Ekip Com Modbus TCP E1.2..E6.21SDA074151R1ZEAMODTCP 1Ekip 2K-3 E1.2...E6.21SDA074169R1ZEB2K3 | EA | EA |  | TRUE |  | P | B/W | 100
133257 | 13 | 1 | States | Champlin | Hayley Fabian | TRUE | 2026-05-13T00:00:00 | 2026-11-12T00:00:00 | 2026-09-03T00:00:00 | 4 | 0 | 4 | 1908.22 | 7632.88 | 55316-3157 | USA | N45 | 1501 | ABB INDUSTRIAL CONNECTIONS AND SOLUTIONS | 27511 | XT2HU3100RYD050XXX | RGXT2H 125 E.TCHM LSI 100 3P UL | PUR | RGXT2H 125 E.TCHM LSI 100 3P UL | EA | EA |  | TRUE |  | P | B/W | 100
133257 | 16 | 2 | States | Champlin | Hayley Fabian | TRUE | 2026-05-13T00:00:00 | 2026-11-03T00:00:00 | 2026-11-03T00:00:00 | 12 | 0 | 12 | 5826.47 | 116529.4 | 55316-3157 | USA | N45 | 1501 | ABB INDUSTRIAL CONNECTIONS AND SOLUTIONS | 27511 | Z4SGULJE63LA00A00WXX | 1E4.2S-A 2500 EKIP TOUCH LSI 3P FHR (1SDA078002R1)Z4SGULBE000A000000XX 1KIT VR SUP E4.2 F 2500A 3PCS UL INST (1SDA079862R1)1SDA079862R1 1KIT VR INF E4.2 F 2500A 3PCS UL INST (1SDA079864R1)1SDA079864R1 1YO E1.2..E6.2 24 V AC/DC (1SDA073668R1)ZEASA 1YC E1.2..E6.2 24 V AC/DC (1SDA073681R1)ZEACA 1M E2.2...E6.2 24-30 V AC/DC (1SDA073722R1)ZEBM2 1S51 250V E2.2...E6.2 (1SDA073778R1)ZEBBA 1PBC D=8mm E2.2...E6.2 (1SDA073861R1)ZEBPBC8 1Ekip Supply 24-48VDC (1SDA074173R1)ZEAPWRSD 1Ekip 2K-3 E1.2...E6.2 (1SDA074169R1)ZEB2K3 | PUR | 1E4.2S-A 2500 EKIP TOUCH LSI 3P FHR1SDA078002R1Z4SGULBE000A000000XX 1KIT VR SUP E4.2 F 2500A 3PCS UL INST1SDA079862R1 1KIT VR INF E4.2 F 2500A 3PCS UL INST1SDA079864R1 1YO E1.2..E6.2 24 V AC/DC1SDA073668R1ZEASA 1S51 250V E2.2...E6.21SDA073778R1ZEBBA 1KLC-A Kirk key lock in open position E2.2...E6.21SDA073798R1ZEBKLAK 1PBC D=8mm E2.2...E6.21SDA073861R1ZEBPBC8 1Ekip Supply 110-240VAC/DC1SDA074172R1ZEAPWRS 1Ekip Com Modbus TCP E1.2..E6.21SDA074151R1ZEAMODTCP 1Ekip 2K-3 E1.2...E6.21SDA074169R1ZEB2K3 | EA | EA |  | TRUE |  | P | B/W | 100
133257 | 6 | 2 | States | Champlin | Hayley Fabian | TRUE | 2026-05-13T00:00:00 | 2026-10-19T00:00:00 | 2026-10-19T00:00:00 | 5 | 0 | 5 | 4038.2 | 24229.2 | 55316-3157 | USA | N45 | 1501 | ABB INDUSTRIAL CONNECTIONS AND SOLUTIONS | 27511 | IN4830SU3B3XS | SB INT 3000A 48X 3P CENUPR 1S/2S DNST AG | MEC | SB INT 3000A 48X 3P CENUPR 1S/2S DNST AG | EA | EA |  | TRUE |  | P | B/W | 100
133552 | 6 | 1 | States | Champlin | Hayley Fabian | TRUE | 2026-05-22T00:00:00 | 2026-10-05T00:00:00 | 2026-08-27T00:00:00 | 2 | 0 | 2 | 2040.96 | 4081.92 | 55316-3157 | USA | N45 | 1501 | ABB INDUSTRIAL CONNECTIONS AND SOLUTIONS | 27511 | XT5LQ340AFYN000XXX | Reliagear XT5, 400AF/400AT, 100KAIC, LSI | PUR | Reliagear XT5, 400AF/400AT, 100KAIC, LSI | EA | EA |  | TRUE |  | P | B/W | 100
133552 | 8 | 2 | States | Champlin | Hayley Fabian | TRUE | 2026-05-22T00:00:00 | 2026-09-25T00:00:00 | 2026-09-17T00:00:00 | 13 | 10 | 3 | 4038.2 | 141337 | 55316-3157 | USA | N45 | 1501 | ABB INDUSTRIAL CONNECTIONS AND SOLUTIONS | 27511 | IN4830SU3B3XS | SB INT 3000A 48X 3P CENUPR 1S/2S DNST AG | MEC | SB INT 3000A 48X 3P CENUPR 1S/2S DNST AG | EA | EA |  | TRUE |  | P | B/W | 100
133552 | 2 | 3 | States | Champlin | Hayley Fabian | TRUE | 2026-05-22T00:00:00 | 2026-09-21T00:00:00 | 2026-09-21T00:00:00 | 12 | 11 | 1 | 8057.69 | 596269.06 | 55316-3157 | USA | N45 | 1501 | ABB INDUSTRIAL CONNECTIONS AND SOLUTIONS | 27511 | Z4SHUNBF33LA0AA02WXX | 1E4.2S-A 3200 EKIP TOUCH LSIG 3P FVR1SDA078013R1Z4SHUNBF000A000000XX 1YO E1.2..E6.2 24 V AC/DC1SDA073668R1ZEASA 1YC E1.2..E6.2 24 V AC/DC1SDA073681R1ZEACA 1M E2.2...E6.2 24-30 V AC/DC1SDA073722R1ZEBM2 1S51 250V E2.2...E6.21SDA073778R1ZEBBA 1KLC-A Kirk key lock in open position E2.2...E6.21SDA073798R1ZEBKLAK 1PBC D=8mm E2.2...E6.21SDA073861R1ZEBPBC8 1Ekip Supply 24-48VDC1SDA074173R1ZEAPWRSD 1Ekip Com Modbus TCP E1.2..E6.21SDA074151R1ZEAMODTCP 1Ekip 2K-3 E1.2...E6.21SDA074169R1ZEB2K3" | PUR | 1E4.2S-A 3200 EKIP TOUCH LSIG 3P FVR1SDA078013R1Z4SHUNBF000A000000XX 1YO E1.2..E6.2 24 V AC/DC1SDA073668R1ZEASA 1YC E1.2..E6.2 24 V AC/DC1SDA073681R1ZEACA 1M E2.2...E6.2 24-30 V AC/DC1SDA073722R1ZEBM2 1S51 250V E2.2...E6.21SDA073778R1ZEBBA 1KLC-A Kirk key lock in open position E2.2...E6.21SDA073798R1ZEBKLAK 1PBC D=8mm E2.2...E6.21SDA073861R1ZEBPBC8 1Ekip Supply 24-48VDC1SDA074173R1ZEAPWRSD 1Ekip Com Modbus TCP E1.2..E6.21SDA074151R1ZEAMODTCP 1Ekip 2K-3 E1.2...E6.21SDA074169R1ZEB2K3" | EA | EA |  | TRUE |  | P | B/W | 100
133552 | 8 | 3 | States | Champlin | Hayley Fabian | TRUE | 2026-05-22T00:00:00 | 2026-11-17T00:00:00 | 2026-11-17T00:00:00 | 4 | 0 | 4 | 4038.2 | 141337 | 55316-3157 | USA | N45 | 1501 | ABB INDUSTRIAL CONNECTIONS AND SOLUTIONS | 27511 | IN4830SU3B3XS | SB INT 3000A 48X 3P CENUPR 1S/2S DNST AG | MEC | SB INT 3000A 48X 3P CENUPR 1S/2S DNST AG | EA | EA |  | TRUE |  | P | B/W | 100
133552 | 13 | 1 | States | Champlin | Hayley Fabian | TRUE | 2026-05-22T00:00:00 | 2026-11-09T00:00:00 | 2026-09-18T00:00:00 | 3 | 0 | 3 | 2173.38 | 6520.14 | 55316-3157 | USA | N45 | 1501 | ABB INDUSTRIAL CONNECTIONS AND SOLUTIONS | 27511 | XT4HT3250UJJ050XXX | XT4, Fixed mount, 250AF/200AT, HITOUCH LSIG MODBUS TCP | PUR | XT4, Fixed mount, 250AF/200AT, HITOUCH LSIG MODBUS TCP | EA | EA |  | TRUE |  | P | B/W | 100
133552 | 1 | 2 | States | Champlin | Hayley Fabian | TRUE | 2026-05-22T00:00:00 | 2026-09-21T00:00:00 | 2026-09-21T00:00:00 | 34 | 31 | 3 | 6382.9 | 472334.6 | 55316-3157 | USA | N45 | 1501 | ABB INDUSTRIAL CONNECTIONS AND SOLUTIONS | 27511 | Z4SGULJE33LA0AA025XX | 1E4.2S-A 2500 EKIP TOUCH LSI 3P FHR1SDA078002R1Z4SGULBE000A000000XX1KIT VR SUP E4.2 F 2500A 3PCS UL INST1SDA079862R11KIT VR INF E4.2 F 2500A 3PCS UL INST1SDA079864R11YO E1.2..E6.2 24 V AC/DC1SDA073668R1ZEASA1YC E1.2..E6.2 24 V AC/DC1SDA073681R1ZEACA1M E2.2...E6.2 24-30 V AC/DC1SDA073722R1ZEBM21S51 250V E2.2...E6.21SDA073778R1ZEBBA1PBC D=8mm E2.2...E6.21SDA073861R1ZEBPBC81Ekip Supply 24-48VDC1SDA074173R1ZEAPWRSD1Ekip Com Modbus TCP E1.2..E6.21SDA074151R1ZEAMODTCP1Ekip 2K-3 E1.2...E6.21SDA074169R1ZEB2K3 | PUR | 1E4.2S-A 2500 EKIP TOUCH LSI 3P FHR1SDA078002R1Z4SGULBE000A000000XX1KIT VR SUP E4.2 F 2500A 3PCS UL INST1SDA079862R11KIT VR INF E4.2 F 2500A 3PCS UL INST1SDA079864R11YO E1.2..E6.2 24 V AC/DC1SDA073668R1ZEASA1YC E1.2..E6.2 24 V AC/DC1SDA073681R1ZEACA1M E2.2...E6.2 24-30 V AC/DC1SDA073722R1ZEBM21S51 250V E2.2...E6.21SDA073778R1ZEBBA1PBC D=8mm E2.2...E6.21SDA073861R1ZEBPBC81Ekip Supply 24-48VDC1SDA074173R1ZEAPWRSD1Ekip Com Modbus TCP E1.2..E6.21SDA074151R1ZEAMODTCP1Ekip 2K-3 E1.2...E6.21SDA074169R1ZEB2K3 | EA | EA |  | TRUE |  | P | B/W | 100
133552 | 9 | 5 | States | Champlin | Hayley Fabian | TRUE | 2026-05-22T00:00:00 | 2026-11-12T00:00:00 | 2026-11-12T00:00:00 | 10 | 0 | 10 | 3920.55 | 199948.05 | 55316-3157 | USA | N45 | 1501 | ABB INDUSTRIAL CONNECTIONS AND SOLUTIONS | 27511 | IN4820SU3B3XS | SB INT 2000A 48X 3P CENUPR 1S/2S DNST AG | MEC | SB INT 2000A 48X 3P CENUPR 1S/2S DNST AG | EA | EA |  | TRUE |  | P | B/W | 100
133552 | 12 | 1 | States | Champlin | Hayley Fabian | TRUE | 2026-05-22T00:00:00 | 2026-11-09T00:00:00 | 2026-09-18T00:00:00 | 1 | 0 | 1 | 1997.04 | 1997.04 | 55316-3157 | USA | N45 | 1501 | ABB INDUSTRIAL CONNECTIONS AND SOLUTIONS | 27511 | XT4HT3150UJJ050XXX | XT4, Fixed mount, 250AF/150AT, HITOUCH LSIG MODBUS TCP | PUR | XT4, Fixed mount, 250AF/150AT, HITOUCH LSIG MODBUS TCP | EA | EA |  | TRUE |  | P | B/W | 100
133552 | 15 | 1 | States | Champlin | Hayley Fabian | TRUE | 2026-05-22T00:00:00 | 2026-11-09T00:00:00 | 2026-09-18T00:00:00 | 1 | 0 | 1 | 3600.54 | 3600.54 | 55316-3157 | USA | N45 | 1501 | ABB INDUSTRIAL CONNECTIONS AND SOLUTIONS | 27511 | XT5HQ340AZNN050XXX | XT5, Fixed mount, 400AF/400AT, HITOUCH LSIG MODBUS TCP | PUR | XT5, Fixed mount, 400AF/400AT, HITOUCH LSIG MODBUS TCP | EA | EA |  | TRUE |  | P | B/W | 100
133552 | 14 | 1 | States | Champlin | Hayley Fabian | TRUE | 2026-05-22T00:00:00 | 2026-09-18T00:00:00 | 2026-09-18T00:00:00 | 2 | 0 | 2 | 434.76 | 869.52 | 55316-3157 | USA | N45 | 1501 | ABB INDUSTRIAL CONNECTIONS AND SOLUTIONS | 27511 | XT2LQ3030ADD000XXX | XT2, Fixed mount, 125AF/30AT | PUR | XT2, Fixed mount, 125AF/30AT | EA | EA |  | TRUE |  | P | B/W | 100
133552 | 4 | 1 | States | Champlin | Hayley Fabian | TRUE | 2026-05-22T00:00:00 | 2026-10-20T00:00:00 | 2026-09-04T00:00:00 | 1 | 0 | 1 | 978.65 | 978.65 | 55316-3157 | USA | N45 | 1501 | ABB INDUSTRIAL CONNECTIONS AND SOLUTIONS | 27511 | XT4LU3200BYJ000XXX | Reliagear XT4, 250AF/200AT, 100KAIC, Thermal Magnetic Adjustable Trip | PUR | Reliagear XT4, 250AF/200AT, 100KAIC, Thermal Magnetic Adjustable Trip | EA | EA |  | TRUE |  | P | B/W | 100
133552 | 9 | 4 | States | Champlin | Hayley Fabian | TRUE | 2026-05-22T00:00:00 | 2026-09-25T00:00:00 | 2026-09-14T00:00:00 | 6 | 0 | 6 | 3920.55 | 199948.05 | 55316-3157 | USA | N45 | 1501 | ABB INDUSTRIAL CONNECTIONS AND SOLUTIONS | 27511 | IN4820SU3B3XS | SB INT 2000A 48X 3P CENUPR 1S/2S DNST AG | MEC | SB INT 2000A 48X 3P CENUPR 1S/2S DNST AG | EA | EA |  | TRUE |  | P | B/W | 100
133552 | 11 | 2 | States | Champlin | Hayley Fabian | TRUE | 2026-05-22T00:00:00 | 2026-11-03T00:00:00 | 2026-11-03T00:00:00 | 26 | 8 | 18 | 3806.39 | 270253.69 | 55316-3157 | USA | N45 | 1501 | ABB INDUSTRIAL CONNECTIONS AND SOLUTIONS | 27511 | IN4812SU3B3XS | SB INT 1200A 48X 3P CENUPR 1S/2S DNST AG | MEC | SB INT 1200A 48X 3P CENUPR 1S/2S DNST AG | EA | EA |  | TRUE |  | P | B/W | 100
133552 | 1 | 4 | States | Champlin | Hayley Fabian | TRUE | 2026-05-22T00:00:00 | 2026-10-06T00:00:00 | 2026-10-06T00:00:00 | 12 | 0 | 12 | 6382.9 | 472334.6 | 55316-3157 | USA | N45 | 1501 | ABB INDUSTRIAL CONNECTIONS AND SOLUTIONS | 27511 | Z4SGULJE33LA0AA025XX | 1E4.2S-A 2500 EKIP TOUCH LSI 3P FHR1SDA078002R1Z4SGULBE000A000000XX1KIT VR SUP E4.2 F 2500A 3PCS UL INST1SDA079862R11KIT VR INF E4.2 F 2500A 3PCS UL INST1SDA079864R11YO E1.2..E6.2 24 V AC/DC1SDA073668R1ZEASA1YC E1.2..E6.2 24 V AC/DC1SDA073681R1ZEACA1M E2.2...E6.2 24-30 V AC/DC1SDA073722R1ZEBM21S51 250V E2.2...E6.21SDA073778R1ZEBBA1PBC D=8mm E2.2...E6.21SDA073861R1ZEBPBC81Ekip Supply 24-48VDC1SDA074173R1ZEAPWRSD1Ekip Com Modbus TCP E1.2..E6.21SDA074151R1ZEAMODTCP1Ekip 2K-3 E1.2...E6.21SDA074169R1ZEB2K3 | PUR | 1E4.2S-A 2500 EKIP TOUCH LSI 3P FHR1SDA078002R1Z4SGULBE000A000000XX1KIT VR SUP E4.2 F 2500A 3PCS UL INST1SDA079862R11KIT VR INF E4.2 F 2500A 3PCS UL INST1SDA079864R11YO E1.2..E6.2 24 V AC/DC1SDA073668R1ZEASA1YC E1.2..E6.2 24 V AC/DC1SDA073681R1ZEACA1M E2.2...E6.2 24-30 V AC/DC1SDA073722R1ZEBM21S51 250V E2.2...E6.21SDA073778R1ZEBBA1PBC D=8mm E2.2...E6.21SDA073861R1ZEBPBC81Ekip Supply 24-48VDC1SDA074173R1ZEAPWRSD1Ekip Com Modbus TCP E1.2..E6.21SDA074151R1ZEAMODTCP1Ekip 2K-3 E1.2...E6.21SDA074169R1ZEB2K3 | EA | EA |  | TRUE |  | P | B/W | 100
133552 | 11 | 3 | States | Champlin | Hayley Fabian | TRUE | 2026-05-22T00:00:00 | 2027-01-05T00:00:00 | 2027-01-05T00:00:00 | 6 | 0 | 6 | 3806.39 | 270253.69 | 55316-3157 | USA | N45 | 1501 | ABB INDUSTRIAL CONNECTIONS AND SOLUTIONS | 27511 | IN4812SU3B3XS | SB INT 1200A 48X 3P CENUPR 1S/2S DNST AG | MEC | SB INT 1200A 48X 3P CENUPR 1S/2S DNST AG | EA | EA |  | TRUE |  | P | B/W | 100
133552 | 3 | 1 | States | Champlin | Hayley Fabian | TRUE | 2026-05-22T00:00:00 | 2026-10-27T00:00:00 | 2026-07-28T00:00:00 | 1 | 0 | 1 | 880.79 | 880.79 | 55316-3157 | USA | N45 | 1501 | ABB INDUSTRIAL CONNECTIONS AND SOLUTIONS | 27511 | XT4LU3150BYJ000XXX | Reliagear XT4, 250AF/150AT, 100KAIC, Thermal Magnetic Adjustable Trip | PUR | Reliagear XT4, 250AF/150AT, 100KAIC, Thermal Magnetic Adjustable Trip | EA | EA |  | TRUE |  | P | B/W | 100
133552 | 9 | 3 | States | Champlin | Hayley Fabian | TRUE | 2026-05-22T00:00:00 | 2026-09-25T00:00:00 | 2026-08-14T00:00:00 | 22 | 16 | 6 | 3920.55 | 199948.05 | 55316-3157 | USA | N45 | 1501 | ABB INDUSTRIAL CONNECTIONS AND SOLUTIONS | 27511 | IN4820SU3B3XS | SB INT 2000A 48X 3P CENUPR 1S/2S DNST AG | MEC | SB INT 2000A 48X 3P CENUPR 1S/2S DNST AG | EA | EA |  | TRUE |  | P | B/W | 100
133552 | 18 | 1 | States | Champlin | Hayley Fabian | TRUE | 2026-05-22T00:00:00 | 2026-11-17T00:00:00 | 2026-11-17T00:00:00 | 153 | 0 | 153 | 78.58 | 12022.74 | 55316-3157 | USA | N45 | 1501 | ABB INDUSTRIAL CONNECTIONS AND SOLUTIONS | 27511 | KXTAAXCQSYFP | AUX-C 1Q+1SY 250 V XT1..XT4 | PUR | AUX-C 1Q+1SY 250 V XT1..XT4 | EA | EA |  | TRUE |  | P | B/W | 100
135186 | 37 | 1 | States | Champlin | Hayley Fabian | TRUE | 2026-08-03T00:00:00 | 2026-12-21T00:00:00 | 2026-12-21T00:00:00 | 1 | 0 | 1 | 7669.8 | 7669.8 | 55316-3157 | USA | N45 | 1501 | ABB INDUSTRIAL CONNECTIONS AND SOLUTIONS | 27511 | 77374-RSF-SLT-INT-02P-4N-1 | Interior : ASF3424KBX AXS5N2MSPS | Buy | Interior : ASF3424KBX AXS5N2MSPS | EA | EA |  | TRUE |  | P | B/W | 100
135186 | 4 | 1 | States | Champlin | Hayley Fabian | TRUE | 2026-08-03T00:00:00 | 2026-12-21T00:00:00 | 2026-12-21T00:00:00 | 1 | 0 | 1 | 122.27 | 122.27 | 55316-3157 | USA | N45 | 1501 | ABB INDUSTRIAL CONNECTIONS AND SOLUTIONS | 27511 | 77374-AB76B-03P-2N-1 | Box: AB76B | Buy | Box: AB76B | EA | EA |  | TRUE |  | P | B/W | 100
135186 | 31 | 1 | States | Champlin | Hayley Fabian | TRUE | 2026-08-03T00:00:00 | 2026-12-22T00:00:00 | 2026-12-22T00:00:00 | 1 | 0 | 1 | 8451.3 | 8451.3 | 55316-3157 | USA | N45 | 1501 | ABB INDUSTRIAL CONNECTIONS AND SOLUTIONS | 27511 | 77374-PPXT FA INT-03MECH-04 | PPXT FA INT | Buy | PPXT FA INT | EA | EA |  | TRUE |  | P | B/W | 100
135186 | 5 | 1 | States | Champlin | Hayley Fabian | TRUE | 2026-08-03T00:00:00 | 2026-12-21T00:00:00 | 2026-12-21T00:00:00 | 1 | 0 | 1 | 134.21 | 134.21 | 55316-3157 | USA | N45 | 1501 | ABB INDUSTRIAL CONNECTIONS AND SOLUTIONS | 27511 | 77374-AB76B-03P-4N-1 | Box: AB76B | Buy | Box: AB76B | EA | EA |  | TRUE |  | P | B/W | 100
135186 | 36 | 1 | States | Champlin | Hayley Fabian | TRUE | 2026-08-03T00:00:00 | 2026-12-21T00:00:00 | 2026-12-21T00:00:00 | 1 | 0 | 1 | 3427.35 | 3427.35 | 55316-3157 | USA | N45 | 1501 | ABB INDUSTRIAL CONNECTIONS AND SOLUTIONS | 27511 | 77374-RQF-SLT-INT-03P-2N-1 | Interior : AQF3422JBX AXS5N2MSPS | Buy | Interior : AQF3422JBX AXS5N2MSPS | EA | EA |  | TRUE |  | P | B/W | 100
135186 | 15 | 1 | States | Champlin | Hayley Fabian | TRUE | 2026-08-03T00:00:00 | 2026-12-29T00:00:00 | 2026-12-29T00:00:00 | 1 | 0 | 1 | 290.59 | 290.59 | 55316-3157 | USA | N45 | 1501 | ABB INDUSTRIAL CONNECTIONS AND SOLUTIONS | 27511 | 77374-PPXT FA BOX-02MECH-03 | PPXT FA BOX | Buy | PPXT FA BOX | EA | EA |  | TRUE |  | P | B/W | 100
135186 | 2 | 1 | States | Champlin | Hayley Fabian | TRUE | 2026-08-03T00:00:00 | 2026-12-21T00:00:00 | 2026-12-21T00:00:00 | 1 | 0 | 1 | 134.21 | 134.21 | 55316-3157 | USA | N45 | 1501 | ABB INDUSTRIAL CONNECTIONS AND SOLUTIONS | 27511 | 77374-AB76B-02P-4N-1 | Box: AB76B | Buy | Box: AB76B | EA | EA |  | TRUE |  | P | B/W | 100
135186 | 1 | 1 | States | Champlin | Hayley Fabian | TRUE | 2026-08-03T00:00:00 | 2026-12-21T00:00:00 | 2026-12-21T00:00:00 | 1 | 0 | 1 | 122.27 | 122.27 | 55316-3157 | USA | N45 | 1501 | ABB INDUSTRIAL CONNECTIONS AND SOLUTIONS | 27511 | 77374-AB76B-02P-2N-1 | Box: AB76B | Buy | Box: AB76B | EA | EA |  | TRUE |  | P | B/W | 100
135186 | 8 | 1 | States | Champlin | Hayley Fabian | TRUE | 2026-08-03T00:00:00 | 2026-12-21T00:00:00 | 2026-12-21T00:00:00 | 1 | 0 | 1 | 102.6 | 102.6 | 55316-3157 | USA | N45 | 1501 | ABB INDUSTRIAL CONNECTIONS AND SOLUTIONS | 27511 | 77374-AF76SN-02P-BB.2-12 | Front: AF76SN | Buy | Front: AF76SN | EA | EA |  | TRUE |  | P | B/W | 100
135186 | 38 | 1 | States | Champlin | Hayley Fabian | TRUE | 2026-08-03T00:00:00 | 2026-12-21T00:00:00 | 2026-12-21T00:00:00 | 1 | 0 | 1 | 7669.8 | 7669.8 | 55316-3157 | USA | N45 | 1501 | ABB INDUSTRIAL CONNECTIONS AND SOLUTIONS | 27511 | 77374-RSF-SLT-INT-03P-4N-1 | Interior : ASF3424KBX AXS5N2MSPS | Buy | Interior : ASF3424KBX AXS5N2MSPS | EA | EA |  | TRUE |  | P | B/W | 100
135186 | 16 | 1 | States | Champlin | Hayley Fabian | TRUE | 2026-08-03T00:00:00 | 2026-12-29T00:00:00 | 2026-12-29T00:00:00 | 1 | 0 | 1 | 290.59 | 290.59 | 55316-3157 | USA | N45 | 1501 | ABB INDUSTRIAL CONNECTIONS AND SOLUTIONS | 27511 | 77374-PPXT FA BOX-02MECH-04 | PPXT FA BOX | Buy | PPXT FA BOX | EA | EA |  | TRUE |  | P | B/W | 100
135186 | 6 | 1 | States | Champlin | Hayley Fabian | TRUE | 2026-08-03T00:00:00 | 2026-12-21T00:00:00 | 2026-12-21T00:00:00 | 1 | 0 | 1 | 122.27 | 122.27 | 55316-3157 | USA | N45 | 1501 | ABB INDUSTRIAL CONNECTIONS AND SOLUTIONS | 27511 | 77374-AB76B-03P-BB.2-11 | Box: AB76B | Buy | Box: AB76B | EA | EA |  | TRUE |  | P | B/W | 100
135186 | 33 | 1 | States | Champlin | Hayley Fabian | TRUE | 2026-08-03T00:00:00 | 2026-12-21T00:00:00 | 2026-12-21T00:00:00 | 1 | 0 | 1 | 3425.64 | 3425.64 | 55316-3157 | USA | N45 | 1501 | ABB INDUSTRIAL CONNECTIONS AND SOLUTIONS | 27511 | 77374-RQFC-INTERIOR-02P-BB.2-12 | Interior : AQF3422JBX AXS5N2MSPS | Buy | Interior : AQF3422JBX AXS5N2MSPS | EA | EA |  | TRUE |  | P | B/W | 100
135186 | 21 | 1 | States | Champlin | Hayley Fabian | TRUE | 2026-08-03T00:00:00 | 2026-12-29T00:00:00 | 2026-12-29T00:00:00 | 1 | 0 | 1 | 290.59 | 290.59 | 55316-3157 | USA | N45 | 1501 | ABB INDUSTRIAL CONNECTIONS AND SOLUTIONS | 27511 | 77374-PPXT FA BOX-03MECH-04 | PPXT FA BOX | Buy | PPXT FA BOX | EA | EA |  | TRUE |  | P | B/W | 100
135186 | 7 | 1 | States | Champlin | Hayley Fabian | TRUE | 2026-08-03T00:00:00 | 2026-12-21T00:00:00 | 2026-12-21T00:00:00 | 1 | 0 | 1 | 102.6 | 102.6 | 55316-3157 | USA | N45 | 1501 | ABB INDUSTRIAL CONNECTIONS AND SOLUTIONS | 27511 | 77374-AF76SN-02P-2N-1 | Front: AF76SN | Buy | Front: AF76SN | EA | EA |  | TRUE |  | P | B/W | 100
135186 | 9 | 1 | States | Champlin | Hayley Fabian | TRUE | 2026-08-03T00:00:00 | 2026-12-21T00:00:00 | 2026-12-21T00:00:00 | 1 | 0 | 1 | 102.6 | 102.6 | 55316-3157 | USA | N45 | 1501 | ABB INDUSTRIAL CONNECTIONS AND SOLUTIONS | 27511 | 77374-AF76SN-03P-2N-1 | Front: AF76SN | Buy | Front: AF76SN | EA | EA |  | TRUE |  | P | B/W | 100
135186 | 29 | 1 | States | Champlin | Hayley Fabian | TRUE | 2026-08-03T00:00:00 | 2026-12-22T00:00:00 | 2026-12-22T00:00:00 | 1 | 0 | 1 | 8451.3 | 8451.3 | 55316-3157 | USA | N45 | 1501 | ABB INDUSTRIAL CONNECTIONS AND SOLUTIONS | 27511 | 77374-PPXT FA INT-03MECH-02 | PPXT FA INT | Buy | PPXT FA INT | EA | EA |  | TRUE |  | P | B/W | 100
135186 | 25 | 1 | States | Champlin | Hayley Fabian | TRUE | 2026-08-03T00:00:00 | 2026-12-22T00:00:00 | 2026-12-22T00:00:00 | 1 | 0 | 1 | 8451.3 | 8451.3 | 55316-3157 | USA | N45 | 1501 | ABB INDUSTRIAL CONNECTIONS AND SOLUTIONS | 27511 | 77374-PPXT FA INT-02MECH-03 | PPXT FA INT | Buy | PPXT FA INT | EA | EA |  | TRUE |  | P | B/W | 100
135186 | 12 | 1 | States | Champlin | Hayley Fabian | TRUE | 2026-08-03T00:00:00 | 2026-12-21T00:00:00 | 2026-12-21T00:00:00 | 1 | 0 | 1 | 168.93 | 168.93 | 55316-3157 | USA | N45 | 1501 | ABB INDUSTRIAL CONNECTIONS AND SOLUTIONS | 27511 | 77374-AF76STN-03P-4N-1 | Front: AF76STN | Buy | Front: AF76STN | EA | EA |  | TRUE |  | P | B/W | 100
135186 | 26 | 1 | States | Champlin | Hayley Fabian | TRUE | 2026-08-03T00:00:00 | 2026-12-22T00:00:00 | 2026-12-22T00:00:00 | 1 | 0 | 1 | 8451.3 | 8451.3 | 55316-3157 | USA | N45 | 1501 | ABB INDUSTRIAL CONNECTIONS AND SOLUTIONS | 27511 | 77374-PPXT FA INT-02MECH-04 | PPXT FA INT | Buy | PPXT FA INT | EA | EA |  | TRUE |  | P | B/W | 100
135186 | 17 | 1 | States | Champlin | Hayley Fabian | TRUE | 2026-08-03T00:00:00 | 2026-12-29T00:00:00 | 2026-12-29T00:00:00 | 1 | 0 | 1 | 290.59 | 290.59 | 55316-3157 | USA | N45 | 1501 | ABB INDUSTRIAL CONNECTIONS AND SOLUTIONS | 27511 | 77374-PPXT FA BOX-02MECH-05 | PPXT FA BOX | Buy | PPXT FA BOX | EA | EA |  | TRUE |  | P | B/W | 100
135186 | 10 | 1 | States | Champlin | Hayley Fabian | TRUE | 2026-08-03T00:00:00 | 2026-12-21T00:00:00 | 2026-12-21T00:00:00 | 1 | 0 | 1 | 102.6 | 102.6 | 55316-3157 | USA | N45 | 1501 | ABB INDUSTRIAL CONNECTIONS AND SOLUTIONS | 27511 | 77374-AF76SN-03P-BB.2-11 | Front: AF76SN | Buy | Front: AF76SN | EA | EA |  | TRUE |  | P | B/W | 100
135186 | 24 | 1 | States | Champlin | Hayley Fabian | TRUE | 2026-08-03T00:00:00 | 2026-12-22T00:00:00 | 2026-12-22T00:00:00 | 1 | 0 | 1 | 8451.3 | 8451.3 | 55316-3157 | USA | N45 | 1501 | ABB INDUSTRIAL CONNECTIONS AND SOLUTIONS | 27511 | 77374-PPXT FA INT-02MECH-02 | PPXT FA INT | Buy | PPXT FA INT | EA | EA |  | TRUE |  | P | B/W | 100
135186 | 18 | 1 | States | Champlin | Hayley Fabian | TRUE | 2026-08-03T00:00:00 | 2026-12-29T00:00:00 | 2026-12-29T00:00:00 | 1 | 0 | 1 | 290.59 | 290.59 | 55316-3157 | USA | N45 | 1501 | ABB INDUSTRIAL CONNECTIONS AND SOLUTIONS | 27511 | 77374-PPXT FA BOX-03MECH-01 | PPXT FA BOX | Buy | PPXT FA BOX | EA | EA |  | TRUE |  | P | B/W | 100
135186 | 35 | 1 | States | Champlin | Hayley Fabian | TRUE | 2026-08-03T00:00:00 | 2026-12-21T00:00:00 | 2026-12-21T00:00:00 | 1 | 0 | 1 | 3427.35 | 3427.35 | 55316-3157 | USA | N45 | 1501 | ABB INDUSTRIAL CONNECTIONS AND SOLUTIONS | 27511 | 77374-RQF-SLT-INT-02P-2N-1 | Interior : AQF3422JBX AXS5N2MSPS | Buy | Interior : AQF3422JBX AXS5N2MSPS | EA | EA |  | TRUE |  | P | B/W | 100
135186 | 3 | 1 | States | Champlin | Hayley Fabian | TRUE | 2026-08-03T00:00:00 | 2026-12-21T00:00:00 | 2026-12-21T00:00:00 | 1 | 0 | 1 | 122.27 | 122.27 | 55316-3157 | USA | N45 | 1501 | ABB INDUSTRIAL CONNECTIONS AND SOLUTIONS | 27511 | 77374-AB76B-02P-BB.2-12 | Box: AB76B | Buy | Box: AB76B | EA | EA |  | TRUE |  | P | B/W | 100
135186 | 11 | 1 | States | Champlin | Hayley Fabian | TRUE | 2026-08-03T00:00:00 | 2026-12-21T00:00:00 | 2026-12-21T00:00:00 | 1 | 0 | 1 | 168.93 | 168.93 | 55316-3157 | USA | N45 | 1501 | ABB INDUSTRIAL CONNECTIONS AND SOLUTIONS | 27511 | 77374-AF76STN-02P-4N-1 | Front: AF76STN | Buy | Front: AF76STN | EA | EA |  | TRUE |  | P | B/W | 100
135186 | 28 | 1 | States | Champlin | Hayley Fabian | TRUE | 2026-08-03T00:00:00 | 2026-12-22T00:00:00 | 2026-12-22T00:00:00 | 1 | 0 | 1 | 8451.3 | 8451.3 | 55316-3157 | USA | N45 | 1501 | ABB INDUSTRIAL CONNECTIONS AND SOLUTIONS | 27511 | 77374-PPXT FA INT-03MECH-01 | PPXT FA INT | Buy | PPXT FA INT | EA | EA |  | TRUE |  | P | B/W | 100
135186 | 23 | 1 | States | Champlin | Hayley Fabian | TRUE | 2026-08-03T00:00:00 | 2026-12-22T00:00:00 | 2026-12-22T00:00:00 | 1 | 0 | 1 | 8451.3 | 8451.3 | 55316-3157 | USA | N45 | 1501 | ABB INDUSTRIAL CONNECTIONS AND SOLUTIONS | 27511 | 77374-PPXT FA INT-02MECH-01 | PPXT FA INT | Buy | PPXT FA INT | EA | EA |  | TRUE |  | P | B/W | 100
135186 | 27 | 1 | States | Champlin | Hayley Fabian | TRUE | 2026-08-03T00:00:00 | 2026-12-22T00:00:00 | 2026-12-22T00:00:00 | 1 | 0 | 1 | 8451.3 | 8451.3 | 55316-3157 | USA | N45 | 1501 | ABB INDUSTRIAL CONNECTIONS AND SOLUTIONS | 27511 | 77374-PPXT FA INT-02MECH-05 | PPXT FA INT | Buy | PPXT FA INT | EA | EA |  | TRUE |  | P | B/W | 100
135186 | 30 | 1 | States | Champlin | Hayley Fabian | TRUE | 2026-08-03T00:00:00 | 2026-12-22T00:00:00 | 2026-12-22T00:00:00 | 1 | 0 | 1 | 8451.3 | 8451.3 | 55316-3157 | USA | N45 | 1501 | ABB INDUSTRIAL CONNECTIONS AND SOLUTIONS | 27511 | 77374-PPXT FA INT-03MECH-03 | PPXT FA INT | Buy | PPXT FA INT | EA | EA |  | TRUE |  | P | B/W | 100
135186 | 34 | 1 | States | Champlin | Hayley Fabian | TRUE | 2026-08-03T00:00:00 | 2026-12-21T00:00:00 | 2026-12-21T00:00:00 | 1 | 0 | 1 | 3425.64 | 3425.64 | 55316-3157 | USA | N45 | 1501 | ABB INDUSTRIAL CONNECTIONS AND SOLUTIONS | 27511 | 77374-RQFC-INTERIOR-03P-BB.2-11 | Interior : AQF3422JBX AXS5N2MSPS | Buy | Interior : AQF3422JBX AXS5N2MSPS | EA | EA |  | TRUE |  | P | B/W | 100
135186 | 32 | 1 | States | Champlin | Hayley Fabian | TRUE | 2026-08-03T00:00:00 | 2026-12-22T00:00:00 | 2026-12-22T00:00:00 | 1 | 0 | 1 | 8451.3 | 8451.3 | 55316-3157 | USA | N45 | 1501 | ABB INDUSTRIAL CONNECTIONS AND SOLUTIONS | 27511 | 77374-PPXT FA INT-03MECH-05 | PPXT FA INT | Buy | PPXT FA INT | EA | EA |  | TRUE |  | P | B/W | 100
135186 | 19 | 1 | States | Champlin | Hayley Fabian | TRUE | 2026-08-03T00:00:00 | 2026-12-29T00:00:00 | 2026-12-29T00:00:00 | 1 | 0 | 1 | 290.59 | 290.59 | 55316-3157 | USA | N45 | 1501 | ABB INDUSTRIAL CONNECTIONS AND SOLUTIONS | 27511 | 77374-PPXT FA BOX-03MECH-02 | PPXT FA BOX | Buy | PPXT FA BOX | EA | EA |  | TRUE |  | P | B/W | 100
135186 | 20 | 1 | States | Champlin | Hayley Fabian | TRUE | 2026-08-03T00:00:00 | 2026-12-29T00:00:00 | 2026-12-29T00:00:00 | 1 | 0 | 1 | 290.59 | 290.59 | 55316-3157 | USA | N45 | 1501 | ABB INDUSTRIAL CONNECTIONS AND SOLUTIONS | 27511 | 77374-PPXT FA BOX-03MECH-03 | PPXT FA BOX | Buy | PPXT FA BOX | EA | EA |  | TRUE |  | P | B/W | 100
135186 | 13 | 1 | States | Champlin | Hayley Fabian | TRUE | 2026-08-03T00:00:00 | 2026-12-29T00:00:00 | 2026-12-29T00:00:00 | 1 | 0 | 1 | 290.59 | 290.59 | 55316-3157 | USA | N45 | 1501 | ABB INDUSTRIAL CONNECTIONS AND SOLUTIONS | 27511 | 77374-PPXT FA BOX-02MECH-01 | PPXT FA BOX | Buy | PPXT FA BOX | EA | EA |  | TRUE |  | P | B/W | 100
135186 | 14 | 1 | States | Champlin | Hayley Fabian | TRUE | 2026-08-03T00:00:00 | 2026-12-29T00:00:00 | 2026-12-29T00:00:00 | 1 | 0 | 1 | 290.59 | 290.59 | 55316-3157 | USA | N45 | 1501 | ABB INDUSTRIAL CONNECTIONS AND SOLUTIONS | 27511 | 77374-PPXT FA BOX-02MECH-02 | PPXT FA BOX | Buy | PPXT FA BOX | EA | EA |  | TRUE |  | P | B/W | 100
135186 | 22 | 1 | States | Champlin | Hayley Fabian | TRUE | 2026-08-03T00:00:00 | 2026-12-29T00:00:00 | 2026-12-29T00:00:00 | 1 | 0 | 1 | 290.59 | 290.59 | 55316-3157 | USA | N45 | 1501 | ABB INDUSTRIAL CONNECTIONS AND SOLUTIONS | 27511 | 77374-PPXT FA BOX-03MECH-05 | PPXT FA BOX | Buy | PPXT FA BOX | EA | EA |  | TRUE |  | P | B/W | 100
135150 | 26 | 1 | States | Champlin | Hayley Fabian | TRUE | 2026-08-01T00:00:00 | 2026-12-21T00:00:00 | 2026-12-21T00:00:00 | 1 | 0 | 1 | 168.93 | 168.93 | 55316-3157 | USA | N45 | 1501 | ABB INDUSTRIAL CONNECTIONS AND SOLUTIONS | 27511 | 77373-AF49SLN-HP-4H-2 | Front: AF49SLN | Buy | Front: AF49SLN | EA | EA |  | TRUE |  | P | B/W | 100
135150 | 23 | 1 | States | Champlin | Hayley Fabian | TRUE | 2026-08-01T00:00:00 | 2026-12-21T00:00:00 | 2026-12-21T00:00:00 | 1 | 0 | 1 | 154.85 | 154.85 | 55316-3157 | USA | N45 | 1501 | ABB INDUSTRIAL CONNECTIONS AND SOLUTIONS | 27511 | 77373-AB88B-HP-4E-1 | Box: AB88B | Buy | Box: AB88B | EA | EA |  | TRUE |  | P | B/W | 100
135150 | 32 | 1 | States | Champlin | Hayley Fabian | TRUE | 2026-08-01T00:00:00 | 2026-12-21T00:00:00 | 2026-12-21T00:00:00 | 1 | 0 | 1 | 102.6 | 102.6 | 55316-3157 | USA | N45 | 1501 | ABB INDUSTRIAL CONNECTIONS AND SOLUTIONS | 27511 | 77373-AF49SN-MPOE-O1-B | Front: AF49SN | Buy | Front: AF49SN | EA | EA |  | TRUE |  | P | B/W | 100
135150 | 61 | 1 | States | Champlin | Hayley Fabian | TRUE | 2026-08-01T00:00:00 | 2026-12-21T00:00:00 | 2026-12-21T00:00:00 | 1 | 0 | 1 | 1532.51 | 1532.51 | 55316-3157 | USA | N45 | 1501 | ABB INDUSTRIAL CONNECTIONS AND SOLUTIONS | 27511 | 77373-REF-ML-INTERIOR-01P-AA.1-11 | Interior : AEF3241MBX AXS5N2 | Buy | Interior : AEF3241MBX AXS5N2 | EA | EA |  | TRUE |  | P | B/W | 100
135150 | 42 | 1 | States | Champlin | Hayley Fabian | TRUE | 2026-08-01T00:00:00 | 2026-12-21T00:00:00 | 2026-12-21T00:00:00 | 1 | 0 | 1 | 112.62 | 112.62 | 55316-3157 | USA | N45 | 1501 | ABB INDUSTRIAL CONNECTIONS AND SOLUTIONS | 27511 | 77373-AF76SN-HP-4E-2 | Front: AF76SN | Buy | Front: AF76SN | EA | EA |  | TRUE |  | P | B/W | 100
135150 | 82 | 1 | States | Champlin | Hayley Fabian | TRUE | 2026-08-01T00:00:00 | 2026-12-21T00:00:00 | 2026-12-21T00:00:00 | 1 | 0 | 1 | 5747.82 | 5747.82 | 55316-3157 | USA | N45 | 1501 | ABB INDUSTRIAL CONNECTIONS AND SOLUTIONS | 27511 | 77373-RSF-SLT-INT-HP-4H-1 | Interior : ASF3422KBX AXS5N2MSPS | Buy | Interior : ASF3422KBX AXS5N2MSPS | EA | EA |  | TRUE |  | P | B/W | 100
135150 | 58 | 1 | States | Champlin | Hayley Fabian | TRUE | 2026-08-01T00:00:00 | 2026-12-22T00:00:00 | 2026-12-22T00:00:00 | 1 | 0 | 1 | 9019.31 | 9019.31 | 55316-3157 | USA | N45 | 1501 | ABB INDUSTRIAL CONNECTIONS AND SOLUTIONS | 27511 | 77373-PPXT FA INT-01MECH-05 | PPXT FA INT | Buy | PPXT FA INT | EA | EA |  | TRUE |  | P | B/W | 100
135150 | 81 | 1 | States | Champlin | Hayley Fabian | TRUE | 2026-08-01T00:00:00 | 2026-12-21T00:00:00 | 2026-12-21T00:00:00 | 1 | 0 | 1 | 4295.52 | 4295.52 | 55316-3157 | USA | N45 | 1501 | ABB INDUSTRIAL CONNECTIONS AND SOLUTIONS | 27511 | 77373-RSF-SLT-INT-HP-4E-1 | Interior : ASF3364KBX AXF1N2 | Buy | Interior : ASF3364KBX AXF1N2 | EA | EA |  | TRUE |  | P | B/W | 100
135150 | 30 | 1 | States | Champlin | Hayley Fabian | TRUE | 2026-08-01T00:00:00 | 2026-12-21T00:00:00 | 2026-12-21T00:00:00 | 1 | 0 | 1 | 102.6 | 102.6 | 55316-3157 | USA | N45 | 1501 | ABB INDUSTRIAL CONNECTIONS AND SOLUTIONS | 27511 | 77373-AF49SN-HP-2OS-1 | Front: AF49SN | Buy | Front: AF49SN | EA | EA |  | TRUE |  | P | B/W | 100
135150 | 43 | 1 | States | Champlin | Hayley Fabian | TRUE | 2026-08-01T00:00:00 | 2026-12-21T00:00:00 | 2026-12-21T00:00:00 | 1 | 0 | 1 | 112.62 | 112.62 | 55316-3157 | USA | N45 | 1501 | ABB INDUSTRIAL CONNECTIONS AND SOLUTIONS | 27511 | 77373-AF76SN-HP-4LR-1 | Front: AF76SN | Buy | Front: AF76SN | EA | EA |  | TRUE |  | P | B/W | 100
135150 | 56 | 1 | States | Champlin | Hayley Fabian | TRUE | 2026-08-01T00:00:00 | 2026-12-22T00:00:00 | 2026-12-22T00:00:00 | 1 | 0 | 1 | 9019.31 | 9019.31 | 55316-3157 | USA | N45 | 1501 | ABB INDUSTRIAL CONNECTIONS AND SOLUTIONS | 27511 | 77373-PPXT FA INT-01MECH-03 | PPXT FA INT | Buy | PPXT FA INT | EA | EA |  | TRUE |  | P | B/W | 100
135150 | 64 | 1 | States | Champlin | Hayley Fabian | TRUE | 2026-08-01T00:00:00 | 2026-12-22T00:00:00 | 2026-12-22T00:00:00 | 1 | 0 | 1 | 46362.95 | 46362.95 | 55316-3157 | USA | N45 | 1501 | ABB INDUSTRIAL CONNECTIONS AND SOLUTIONS | 27511 | 77373-RG-GM-CBSB-MTY-HMSB-N-1 | Switchboard, ReliaGear AV1 | Buy | Switchboard, ReliaGear AV1 | EA | EA |  | TRUE |  | P | B/W | 100
135150 | 22 | 1 | States | Champlin | Hayley Fabian | TRUE | 2026-08-01T00:00:00 | 2026-12-21T00:00:00 | 2026-12-21T00:00:00 | 1 | 0 | 1 | 134.21 | 134.21 | 55316-3157 | USA | N45 | 1501 | ABB INDUSTRIAL CONNECTIONS AND SOLUTIONS | 27511 | 77373-AB76B-HP-4OS-1 | Box: AB76B | Buy | Box: AB76B | EA | EA |  | TRUE |  | P | B/W | 100
135150 | 7 | 1 | States | Champlin | Hayley Fabian | TRUE | 2026-08-01T00:00:00 | 2026-12-21T00:00:00 | 2026-12-21T00:00:00 | 1 | 0 | 1 | 103.24 | 103.24 | 55316-3157 | USA | N45 | 1501 | ABB INDUSTRIAL CONNECTIONS AND SOLUTIONS | 27511 | 77373-AB49B-HP-4H-2 | Box: AB49B | Buy | Box: AB49B | EA | EA |  | TRUE |  | P | B/W | 100
135150 | 3 | 1 | States | Champlin | Hayley Fabian | TRUE | 2026-08-01T00:00:00 | 2026-12-21T00:00:00 | 2026-12-21T00:00:00 | 1 | 0 | 1 | 94.05 | 94.05 | 55316-3157 | USA | N45 | 1501 | ABB INDUSTRIAL CONNECTIONS AND SOLUTIONS | 27511 | 77373-AB49B-HP-2E-1 | Box: AB49B | Buy | Box: AB49B | EA | EA |  | TRUE |  | P | B/W | 100
135150 | 10 | 1 | States | Champlin | Hayley Fabian | TRUE | 2026-08-01T00:00:00 | 2026-12-21T00:00:00 | 2026-12-21T00:00:00 | 1 | 0 | 1 | 122.27 | 122.27 | 55316-3157 | USA | N45 | 1501 | ABB INDUSTRIAL CONNECTIONS AND SOLUTIONS | 27511 | 77373-AB76B-00P-2N-1 | Box: AB76B | Buy | Box: AB76B | EA | EA |  | TRUE |  | P | B/W | 100
135150 | 70 | 1 | States | Champlin | Hayley Fabian | TRUE | 2026-08-01T00:00:00 | 2026-12-21T00:00:00 | 2026-12-21T00:00:00 | 1 | 0 | 1 | 2804.12 | 2804.12 | 55316-3157 | USA | N45 | 1501 | ABB INDUSTRIAL CONNECTIONS AND SOLUTIONS | 27511 | 77373-RQFC-INTERIOR-MPOE-O1-A | Interior : AQF3421ABX AXS5N2MSPS | Buy | Interior : AQF3421ABX AXS5N2MSPS | EA | EA |  | TRUE |  | P | B/W | 100
135150 | 31 | 1 | States | Champlin | Hayley Fabian | TRUE | 2026-08-01T00:00:00 | 2026-12-21T00:00:00 | 2026-12-21T00:00:00 | 1 | 0 | 1 | 102.6 | 102.6 | 55316-3157 | USA | N45 | 1501 | ABB INDUSTRIAL CONNECTIONS AND SOLUTIONS | 27511 | 77373-AF49SN-MPOE-O1-A | Front: AF49SN | Buy | Front: AF49SN | EA | EA |  | TRUE |  | P | B/W | 100
135150 | 25 | 1 | States | Champlin | Hayley Fabian | TRUE | 2026-08-01T00:00:00 | 2026-12-21T00:00:00 | 2026-12-21T00:00:00 | 1 | 0 | 1 | 103.62 | 103.62 | 55316-3157 | USA | N45 | 1501 | ABB INDUSTRIAL CONNECTIONS AND SOLUTIONS | 27511 | 77373-AF43SN-HP-2H-2 | Front: AF43SN | Buy | Front: AF43SN | EA | EA |  | TRUE |  | P | B/W | 100
135150 | 51 | 1 | States | Champlin | Hayley Fabian | TRUE | 2026-08-01T00:00:00 | 2026-12-29T00:00:00 | 2026-12-29T00:00:00 | 1 | 0 | 1 | 290.59 | 290.59 | 55316-3157 | USA | N45 | 1501 | ABB INDUSTRIAL CONNECTIONS AND SOLUTIONS | 27511 | 77373-PPXT FA BOX-01MECH-05 | PPXT FA BOX | Buy | PPXT FA BOX | EA | EA |  | TRUE |  | P | B/W | 100
135150 | 71 | 1 | States | Champlin | Hayley Fabian | TRUE | 2026-08-01T00:00:00 | 2026-12-21T00:00:00 | 2026-12-21T00:00:00 | 1 | 0 | 1 | 2798.99 | 2798.99 | 55316-3157 | USA | N45 | 1501 | ABB INDUSTRIAL CONNECTIONS AND SOLUTIONS | 27511 | 77373-RQFC-INTERIOR-MPOE-O1-B | Interior : AQF3421ABX AXS5N2MSPS | Buy | Interior : AQF3421ABX AXS5N2MSPS | EA | EA |  | TRUE |  | P | B/W | 100
135150 | 73 | 1 | States | Champlin | Hayley Fabian | TRUE | 2026-08-01T00:00:00 | 2026-12-21T00:00:00 | 2026-12-21T00:00:00 | 1 | 0 | 1 | 3427.35 | 3427.35 | 55316-3157 | USA | N45 | 1501 | ABB INDUSTRIAL CONNECTIONS AND SOLUTIONS | 27511 | 77373-RQF-SLT-INT-00P-2N-1 | Interior : AQF3422JBX AXS5N2MSPS | Buy | Interior : AQF3422JBX AXS5N2MSPS | EA | EA |  | TRUE |  | P | B/W | 100
135150 | 80 | 1 | States | Champlin | Hayley Fabian | TRUE | 2026-08-01T00:00:00 | 2026-12-21T00:00:00 | 2026-12-21T00:00:00 | 1 | 0 | 1 | 7669.8 | 7669.8 | 55316-3157 | USA | N45 | 1501 | ABB INDUSTRIAL CONNECTIONS AND SOLUTIONS | 27511 | 77373-RSF-SLT-INT-01P-4N-1 | Interior : ASF3424KBX AXS5N2MSPS | Buy | Interior : ASF3424KBX AXS5N2MSPS | EA | EA |  | TRUE |  | P | B/W | 100
135150 | 4 | 1 | States | Champlin | Hayley Fabian | TRUE | 2026-08-01T00:00:00 | 2026-12-21T00:00:00 | 2026-12-21T00:00:00 | 1 | 0 | 1 | 94.05 | 94.05 | 55316-3157 | USA | N45 | 1501 | ABB INDUSTRIAL CONNECTIONS AND SOLUTIONS | 27511 | 77373-AB49B-HP-2H-3 | Box: AB49B | Buy | Box: AB49B | EA | EA |  | TRUE |  | P | B/W | 100
135150 | 37 | 1 | States | Champlin | Hayley Fabian | TRUE | 2026-08-01T00:00:00 | 2026-12-21T00:00:00 | 2026-12-21T00:00:00 | 1 | 0 | 1 | 102.6 | 102.6 | 55316-3157 | USA | N45 | 1501 | ABB INDUSTRIAL CONNECTIONS AND SOLUTIONS | 27511 | 77373-AF76SN-00P-2N-1 | Front: AF76SN | Buy | Front: AF76SN | EA | EA |  | TRUE |  | P | B/W | 100
135150 | 14 | 1 | States | Champlin | Hayley Fabian | TRUE | 2026-08-01T00:00:00 | 2026-12-21T00:00:00 | 2026-12-21T00:00:00 | 1 | 0 | 1 | 134.21 | 134.21 | 55316-3157 | USA | N45 | 1501 | ABB INDUSTRIAL CONNECTIONS AND SOLUTIONS | 27511 | 77373-AB76B-01P-4N-1 | Box: AB76B | Buy | Box: AB76B | EA | EA |  | TRUE |  | P | B/W | 100
135150 | 41 | 1 | States | Champlin | Hayley Fabian | TRUE | 2026-08-01T00:00:00 | 2026-12-21T00:00:00 | 2026-12-21T00:00:00 | 1 | 0 | 1 | 102.6 | 102.6 | 55316-3157 | USA | N45 | 1501 | ABB INDUSTRIAL CONNECTIONS AND SOLUTIONS | 27511 | 77373-AF76SN-HP-2H-1 | Front: AF76SN | Buy | Front: AF76SN | EA | EA |  | TRUE |  | P | B/W | 100
135150 | 16 | 1 | States | Champlin | Hayley Fabian | TRUE | 2026-08-01T00:00:00 | 2026-12-21T00:00:00 | 2026-12-21T00:00:00 | 1 | 0 | 1 | 122.27 | 122.27 | 55316-3157 | USA | N45 | 1501 | ABB INDUSTRIAL CONNECTIONS AND SOLUTIONS | 27511 | 77373-AB76B-HP-2H-1 | Box: AB76B | Buy | Box: AB76B | EA | EA |  | TRUE |  | P | B/W | 100
135150 | 28 | 1 | States | Champlin | Hayley Fabian | TRUE | 2026-08-01T00:00:00 | 2026-12-21T00:00:00 | 2026-12-21T00:00:00 | 1 | 0 | 1 | 102.6 | 102.6 | 55316-3157 | USA | N45 | 1501 | ABB INDUSTRIAL CONNECTIONS AND SOLUTIONS | 27511 | 77373-AF49SN-HP-2H-3 | Front: AF49SN | Buy | Front: AF49SN | EA | EA |  | TRUE |  | P | B/W | 100
135150 | 2 | 1 | States | Champlin | Hayley Fabian | TRUE | 2026-08-01T00:00:00 | 2026-12-21T00:00:00 | 2026-12-21T00:00:00 | 1 | 0 | 1 | 85.49 | 85.49 | 55316-3157 | USA | N45 | 1501 | ABB INDUSTRIAL CONNECTIONS AND SOLUTIONS | 27511 | 77373-AB43B-HP-2H-2 | Box: AB43B | Buy | Box: AB43B | EA | EA |  | TRUE |  | P | B/W | 100
135150 | 77 | 1 | States | Champlin | Hayley Fabian | TRUE | 2026-08-01T00:00:00 | 2026-12-21T00:00:00 | 2026-12-21T00:00:00 | 1 | 0 | 1 | 6108.28 | 6108.28 | 55316-3157 | USA | N45 | 1501 | ABB INDUSTRIAL CONNECTIONS AND SOLUTIONS | 27511 | 77373-RSFC-INTERIOR-HP-4H-2 | Interior : ASF3421BBX AXS5N2MSPS | Buy | Interior : ASF3421BBX AXS5N2MSPS | EA | EA |  | TRUE |  | P | B/W | 100
135150 | 76 | 1 | States | Champlin | Hayley Fabian | TRUE | 2026-08-01T00:00:00 | 2026-12-21T00:00:00 | 2026-12-21T00:00:00 | 1 | 0 | 1 | 3541.24 | 3541.24 | 55316-3157 | USA | N45 | 1501 | ABB INDUSTRIAL CONNECTIONS AND SOLUTIONS | 27511 | 77373-RQF-SLT-INT-HP-2H-1 | Interior : AQF3422JBX AXS5N2MSPS | Buy | Interior : AQF3422JBX AXS5N2MSPS | EA | EA |  | TRUE |  | P | B/W | 100
135150 | 55 | 1 | States | Champlin | Hayley Fabian | TRUE | 2026-08-01T00:00:00 | 2026-12-22T00:00:00 | 2026-12-22T00:00:00 | 1 | 0 | 1 | 8451.3 | 8451.3 | 55316-3157 | USA | N45 | 1501 | ABB INDUSTRIAL CONNECTIONS AND SOLUTIONS | 27511 | 77373-PPXT FA INT-01MECH-02 | PPXT FA INT | Buy | PPXT FA INT | EA | EA |  | TRUE |  | P | B/W | 100
135150 | 39 | 1 | States | Champlin | Hayley Fabian | TRUE | 2026-08-01T00:00:00 | 2026-12-21T00:00:00 | 2026-12-21T00:00:00 | 1 | 0 | 1 | 102.6 | 102.6 | 55316-3157 | USA | N45 | 1501 | ABB INDUSTRIAL CONNECTIONS AND SOLUTIONS | 27511 | 77373-AF76SN-01P-2N-1 | Front: AF76SN | Buy | Front: AF76SN | EA | EA |  | TRUE |  | P | B/W | 100
135150 | 78 | 1 | States | Champlin | Hayley Fabian | TRUE | 2026-08-01T00:00:00 | 2026-12-21T00:00:00 | 2026-12-21T00:00:00 | 1 | 0 | 1 | 6509.51 | 6509.51 | 55316-3157 | USA | N45 | 1501 | ABB INDUSTRIAL CONNECTIONS AND SOLUTIONS | 27511 | 77373-RSFC-INTERIOR-HP-4H-4 | Interior : ASF3422KBX AXS5N2MSPS | Buy | Interior : ASF3422KBX AXS5N2MSPS | EA | EA |  | TRUE |  | P | B/W | 100
135150 | 72 | 1 | States | Champlin | Hayley Fabian | TRUE | 2026-08-01T00:00:00 | 2026-12-21T00:00:00 | 2026-12-21T00:00:00 | 1 | 0 | 1 | 670.08 | 670.08 | 55316-3157 | USA | N45 | 1501 | ABB INDUSTRIAL CONNECTIONS AND SOLUTIONS | 27511 | 77373-RQF-ML-INTERIOR-HP-2H-2 | Interior : AQF3422MBX AXS5N2 | Buy | Interior : AQF3422MBX AXS5N2 | EA | EA |  | TRUE |  | P | B/W | 100
135150 | 62 | 1 | States | Champlin | Hayley Fabian | TRUE | 2026-08-01T00:00:00 | 2026-12-21T00:00:00 | 2026-12-21T00:00:00 | 1 | 0 | 1 | 5276.49 | 5276.49 | 55316-3157 | USA | N45 | 1501 | ABB INDUSTRIAL CONNECTIONS AND SOLUTIONS | 27511 | 77373-REF-SLT-INT-HP-4E-2 | Interior : AEF3422KBX AXS5N2MSPS | Buy | Interior : AEF3422KBX AXS5N2MSPS | EA | EA |  | TRUE |  | P | B/W | 100
135150 | 15 | 1 | States | Champlin | Hayley Fabian | TRUE | 2026-08-01T00:00:00 | 2026-12-21T00:00:00 | 2026-12-21T00:00:00 | 1 | 0 | 1 | 122.27 | 122.27 | 55316-3157 | USA | N45 | 1501 | ABB INDUSTRIAL CONNECTIONS AND SOLUTIONS | 27511 | 77373-AB76B-01P-BB.2-12 | Box: AB76B | Buy | Box: AB76B | EA | EA |  | TRUE |  | P | B/W | 100
135150 | 1 | 1 | States | Champlin | Hayley Fabian | TRUE | 2026-08-01T00:00:00 | 2026-12-21T00:00:00 | 2026-12-21T00:00:00 | 1 | 0 | 1 | 74.05 | 74.05 | 55316-3157 | USA | N45 | 1501 | ABB INDUSTRIAL CONNECTIONS AND SOLUTIONS | 27511 | 77373-AB31B-01P-AA.1-11 | Box: AB31B | Buy | Box: AB31B | EA | EA |  | TRUE |  | P | B/W | 100
135150 | 60 | 1 | States | Champlin | Hayley Fabian | TRUE | 2026-08-01T00:00:00 | 2026-12-22T00:00:00 | 2026-12-22T00:00:00 | 1 | 0 | 1 | 8424.58 | 8424.58 | 55316-3157 | USA | N45 | 1501 | ABB INDUSTRIAL CONNECTIONS AND SOLUTIONS | 27511 | 77373-PPXT FA INT-HMSB-GEN-1 | PPXT FA INT | Buy | PPXT FA INT | EA | EA |  | TRUE |  | P | B/W | 100
135150 | 53 | 1 | States | Champlin | Hayley Fabian | TRUE | 2026-08-01T00:00:00 | 2026-12-29T00:00:00 | 2026-12-29T00:00:00 | 1 | 0 | 1 | 265.78 | 265.78 | 55316-3157 | USA | N45 | 1501 | ABB INDUSTRIAL CONNECTIONS AND SOLUTIONS | 27511 | 77373-PPXT FA BOX-HMSB-GEN-1 | PPXT FA BOX | Buy | PPXT FA BOX | EA | EA |  | TRUE |  | P | B/W | 100
135150 | 33 | 1 | States | Champlin | Hayley Fabian | TRUE | 2026-08-01T00:00:00 | 2026-12-21T00:00:00 | 2026-12-21T00:00:00 | 1 | 0 | 1 | 168.93 | 168.93 | 55316-3157 | USA | N45 | 1501 | ABB INDUSTRIAL CONNECTIONS AND SOLUTIONS | 27511 | 77373-AF76SLN-HP-4H-1 | Front: AF76SLN | Buy | Front: AF76SLN | EA | EA |  | TRUE |  | P | B/W | 100
135150 | 67 | 1 | States | Champlin | Hayley Fabian | TRUE | 2026-08-01T00:00:00 | 2026-12-21T00:00:00 | 2026-12-21T00:00:00 | 1 | 0 | 1 | 2969.99 | 2969.99 | 55316-3157 | USA | N45 | 1501 | ABB INDUSTRIAL CONNECTIONS AND SOLUTIONS | 27511 | 77373-RQFC-INTERIOR-HP-2H-3 | Interior : AQF3421ABX AXS5N2MSPS | Buy | Interior : AQF3421ABX AXS5N2MSPS | EA | EA |  | TRUE |  | P | B/W | 100
135150 | 29 | 1 | States | Champlin | Hayley Fabian | TRUE | 2026-08-01T00:00:00 | 2026-12-21T00:00:00 | 2026-12-21T00:00:00 | 1 | 0 | 1 | 102.6 | 102.6 | 55316-3157 | USA | N45 | 1501 | ABB INDUSTRIAL CONNECTIONS AND SOLUTIONS | 27511 | 77373-AF49SN-HP-2LR-1 | Front: AF49SN | Buy | Front: AF49SN | EA | EA |  | TRUE |  | P | B/W | 100
135150 | 20 | 1 | States | Champlin | Hayley Fabian | TRUE | 2026-08-01T00:00:00 | 2026-12-21T00:00:00 | 2026-12-21T00:00:00 | 1 | 0 | 1 | 134.21 | 134.21 | 55316-3157 | USA | N45 | 1501 | ABB INDUSTRIAL CONNECTIONS AND SOLUTIONS | 27511 | 77373-AB76B-HP-4H-4 | Box: AB76B | Buy | Box: AB76B | EA | EA |  | TRUE |  | P | B/W | 100
135150 | 83 | 1 | States | Champlin | Hayley Fabian | TRUE | 2026-08-01T00:00:00 | 2026-12-21T00:00:00 | 2026-12-21T00:00:00 | 1 | 0 | 1 | 6692.33 | 6692.33 | 55316-3157 | USA | N45 | 1501 | ABB INDUSTRIAL CONNECTIONS AND SOLUTIONS | 27511 | 77373-RSF-SLT-INT-HP-4H-3 | Interior : ASF3422KBX AXS5N2MSPS | Buy | Interior : ASF3422KBX AXS5N2MSPS | EA | EA |  | TRUE |  | P | B/W | 100
135150 | 84 | 1 | States | Champlin | Hayley Fabian | TRUE | 2026-08-01T00:00:00 | 2026-12-21T00:00:00 | 2026-12-21T00:00:00 | 1 | 0 | 1 | 6241.48 | 6241.48 | 55316-3157 | USA | N45 | 1501 | ABB INDUSTRIAL CONNECTIONS AND SOLUTIONS | 27511 | 77373-RSF-SLT-INT-HP-4OS-1 | Interior : ASF3422KBX AXS5N2MSPS | Buy | Interior : ASF3422KBX AXS5N2MSPS | EA | EA |  | TRUE |  | P | B/W | 100
135150 | 19 | 1 | States | Champlin | Hayley Fabian | TRUE | 2026-08-01T00:00:00 | 2026-12-21T00:00:00 | 2026-12-21T00:00:00 | 1 | 0 | 1 | 134.21 | 134.21 | 55316-3157 | USA | N45 | 1501 | ABB INDUSTRIAL CONNECTIONS AND SOLUTIONS | 27511 | 77373-AB76B-HP-4H-3 | Box: AB76B | Buy | Box: AB76B | EA | EA |  | TRUE |  | P | B/W | 100
135150 | 52 | 1 | States | Champlin | Hayley Fabian | TRUE | 2026-08-01T00:00:00 | 2026-12-29T00:00:00 | 2026-12-29T00:00:00 | 1 | 0 | 1 | 265.78 | 265.78 | 55316-3157 | USA | N45 | 1501 | ABB INDUSTRIAL CONNECTIONS AND SOLUTIONS | 27511 | 77373-PPXT FA BOX-HGEN-E-1 | PPXT FA BOX | Buy | PPXT FA BOX | EA | EA |  | TRUE |  | P | B/W | 100
135150 | 17 | 1 | States | Champlin | Hayley Fabian | TRUE | 2026-08-01T00:00:00 | 2026-12-21T00:00:00 | 2026-12-21T00:00:00 | 1 | 0 | 1 | 134.21 | 134.21 | 55316-3157 | USA | N45 | 1501 | ABB INDUSTRIAL CONNECTIONS AND SOLUTIONS | 27511 | 77373-AB76B-HP-4E-2 | Box: AB76B | Buy | Box: AB76B | EA | EA |  | TRUE |  | P | B/W | 100
135150 | 24 | 1 | States | Champlin | Hayley Fabian | TRUE | 2026-08-01T00:00:00 | 2026-12-21T00:00:00 | 2026-12-21T00:00:00 | 1 | 0 | 1 | 115.41 | 115.41 | 55316-3157 | USA | N45 | 1501 | ABB INDUSTRIAL CONNECTIONS AND SOLUTIONS | 27511 | 77373-AF31SN-01P-AA.1-11 | Front: AF31SN | Buy | Front: AF31SN | EA | EA |  | TRUE |  | P | B/W | 100
135150 | 8 | 1 | States | Champlin | Hayley Fabian | TRUE | 2026-08-01T00:00:00 | 2026-12-21T00:00:00 | 2026-12-21T00:00:00 | 1 | 0 | 1 | 94.05 | 94.05 | 55316-3157 | USA | N45 | 1501 | ABB INDUSTRIAL CONNECTIONS AND SOLUTIONS | 27511 | 77373-AB49B-MPOE-O1-A | Box: AB49B | Buy | Box: AB49B | EA | EA |  | TRUE |  | P | B/W | 100
135150 | 75 | 1 | States | Champlin | Hayley Fabian | TRUE | 2026-08-01T00:00:00 | 2026-12-21T00:00:00 | 2026-12-21T00:00:00 | 1 | 0 | 1 | 3427.35 | 3427.35 | 55316-3157 | USA | N45 | 1501 | ABB INDUSTRIAL CONNECTIONS AND SOLUTIONS | 27511 | 77373-RQF-SLT-INT-01P-2N-1 | Interior : AQF3422JBX AXS5N2MSPS | Buy | Interior : AQF3422JBX AXS5N2MSPS | EA | EA |  | TRUE |  | P | B/W | 100
135150 | 50 | 1 | States | Champlin | Hayley Fabian | TRUE | 2026-08-01T00:00:00 | 2026-12-29T00:00:00 | 2026-12-29T00:00:00 | 1 | 0 | 1 | 290.59 | 290.59 | 55316-3157 | USA | N45 | 1501 | ABB INDUSTRIAL CONNECTIONS AND SOLUTIONS | 27511 | 77373-PPXT FA BOX-01MECH-04 | PPXT FA BOX | Buy | PPXT FA BOX | EA | EA |  | TRUE |  | P | B/W | 100
135150 | 47 | 1 | States | Champlin | Hayley Fabian | TRUE | 2026-08-01T00:00:00 | 2026-12-29T00:00:00 | 2026-12-29T00:00:00 | 1 | 0 | 1 | 290.59 | 290.59 | 55316-3157 | USA | N45 | 1501 | ABB INDUSTRIAL CONNECTIONS AND SOLUTIONS | 27511 | 77373-PPXT FA BOX-01MECH-01 | PPXT FA BOX | Buy | PPXT FA BOX | EA | EA |  | TRUE |  | P | B/W | 100
135150 | 27 | 1 | States | Champlin | Hayley Fabian | TRUE | 2026-08-01T00:00:00 | 2026-12-21T00:00:00 | 2026-12-21T00:00:00 | 1 | 0 | 1 | 102.6 | 102.6 | 55316-3157 | USA | N45 | 1501 | ABB INDUSTRIAL CONNECTIONS AND SOLUTIONS | 27511 | 77373-AF49SN-HP-2E-1 | Front: AF49SN | Buy | Front: AF49SN | EA | EA |  | TRUE |  | P | B/W | 100
135150 | 57 | 1 | States | Champlin | Hayley Fabian | TRUE | 2026-08-01T00:00:00 | 2026-12-22T00:00:00 | 2026-12-22T00:00:00 | 1 | 0 | 1 | 9019.31 | 9019.31 | 55316-3157 | USA | N45 | 1501 | ABB INDUSTRIAL CONNECTIONS AND SOLUTIONS | 27511 | 77373-PPXT FA INT-01MECH-04 | PPXT FA INT | Buy | PPXT FA INT | EA | EA |  | TRUE |  | P | B/W | 100
135150 | 45 | 1 | States | Champlin | Hayley Fabian | TRUE | 2026-08-01T00:00:00 | 2026-12-21T00:00:00 | 2026-12-21T00:00:00 | 1 | 0 | 1 | 168.93 | 168.93 | 55316-3157 | USA | N45 | 1501 | ABB INDUSTRIAL CONNECTIONS AND SOLUTIONS | 27511 | 77373-AF76STN-01P-4N-1 | Front: AF76STN | Buy | Front: AF76STN | EA | EA |  | TRUE |  | P | B/W | 100
135150 | 48 | 1 | States | Champlin | Hayley Fabian | TRUE | 2026-08-01T00:00:00 | 2026-12-29T00:00:00 | 2026-12-29T00:00:00 | 1 | 0 | 1 | 290.59 | 290.59 | 55316-3157 | USA | N45 | 1501 | ABB INDUSTRIAL CONNECTIONS AND SOLUTIONS | 27511 | 77373-PPXT FA BOX-01MECH-02 | PPXT FA BOX | Buy | PPXT FA BOX | EA | EA |  | TRUE |  | P | B/W | 100
135150 | 35 | 1 | States | Champlin | Hayley Fabian | TRUE | 2026-08-01T00:00:00 | 2026-12-21T00:00:00 | 2026-12-21T00:00:00 | 1 | 0 | 1 | 168.93 | 168.93 | 55316-3157 | USA | N45 | 1501 | ABB INDUSTRIAL CONNECTIONS AND SOLUTIONS | 27511 | 77373-AF76SLN-HP-4H-4 | Front: AF76SLN | Buy | Front: AF76SLN | EA | EA |  | TRUE |  | P | B/W | 100
135150 | 63 | 1 | States | Champlin | Hayley Fabian | TRUE | 2026-08-01T00:00:00 | 2026-12-21T00:00:00 | 2026-12-21T00:00:00 | 1 | 0 | 1 | 6479.64 | 6479.64 | 55316-3157 | USA | N45 | 1501 | ABB INDUSTRIAL CONNECTIONS AND SOLUTIONS | 27511 | 77373-REF-SLT-INT-HP-4LR-1 | Interior : AEF3422KBX AXN2MSPS | Buy | Interior : AEF3422KBX AXN2MSPS | EA | EA |  | TRUE |  | P | B/W | 100
135150 | 65 | 1 | States | Champlin | Hayley Fabian | TRUE | 2026-08-01T00:00:00 | 2026-12-21T00:00:00 | 2026-12-21T00:00:00 | 1 | 0 | 1 | 3425.64 | 3425.64 | 55316-3157 | USA | N45 | 1501 | ABB INDUSTRIAL CONNECTIONS AND SOLUTIONS | 27511 | 77373-RQFC-INTERIOR-01P-BB.2-12 | Interior : AQF3422JBX AXS5N2MSPS | Buy | Interior : AQF3422JBX AXS5N2MSPS | EA | EA |  | TRUE |  | P | B/W | 100
135150 | 49 | 1 | States | Champlin | Hayley Fabian | TRUE | 2026-08-01T00:00:00 | 2026-12-29T00:00:00 | 2026-12-29T00:00:00 | 1 | 0 | 1 | 290.59 | 290.59 | 55316-3157 | USA | N45 | 1501 | ABB INDUSTRIAL CONNECTIONS AND SOLUTIONS | 27511 | 77373-PPXT FA BOX-01MECH-03 | PPXT FA BOX | Buy | PPXT FA BOX | EA | EA |  | TRUE |  | P | B/W | 100
135150 | 5 | 1 | States | Champlin | Hayley Fabian | TRUE | 2026-08-01T00:00:00 | 2026-12-21T00:00:00 | 2026-12-21T00:00:00 | 1 | 0 | 1 | 94.05 | 94.05 | 55316-3157 | USA | N45 | 1501 | ABB INDUSTRIAL CONNECTIONS AND SOLUTIONS | 27511 | 77373-AB49B-HP-2LR-1 | Box: AB49B | Buy | Box: AB49B | EA | EA |  | TRUE |  | P | B/W | 100
135150 | 69 | 1 | States | Champlin | Hayley Fabian | TRUE | 2026-08-01T00:00:00 | 2026-12-21T00:00:00 | 2026-12-21T00:00:00 | 1 | 0 | 1 | 2969.99 | 2969.99 | 55316-3157 | USA | N45 | 1501 | ABB INDUSTRIAL CONNECTIONS AND SOLUTIONS | 27511 | 77373-RQFC-INTERIOR-HP-2OS-1 | Interior : AQF3421ABX AXS5N2MSPS | Buy | Interior : AQF3421ABX AXS5N2MSPS | EA | EA |  | TRUE |  | P | B/W | 100
135150 | 66 | 1 | States | Champlin | Hayley Fabian | TRUE | 2026-08-01T00:00:00 | 2026-12-21T00:00:00 | 2026-12-21T00:00:00 | 1 | 0 | 1 | 2980.59 | 2980.59 | 55316-3157 | USA | N45 | 1501 | ABB INDUSTRIAL CONNECTIONS AND SOLUTIONS | 27511 | 77373-RQFC-INTERIOR-HP-2E-1 | Interior : AQF3421ABX AXS5N2MSPS | Buy | Interior : AQF3421ABX AXS5N2MSPS | EA | EA |  | TRUE |  | P | B/W | 100
135150 | 21 | 1 | States | Champlin | Hayley Fabian | TRUE | 2026-08-01T00:00:00 | 2026-12-21T00:00:00 | 2026-12-21T00:00:00 | 1 | 0 | 1 | 134.21 | 134.21 | 55316-3157 | USA | N45 | 1501 | ABB INDUSTRIAL CONNECTIONS AND SOLUTIONS | 27511 | 77373-AB76B-HP-4LR-1 | Box: AB76B | Buy | Box: AB76B | EA | EA |  | TRUE |  | P | B/W | 100
135150 | 34 | 1 | States | Champlin | Hayley Fabian | TRUE | 2026-08-01T00:00:00 | 2026-12-21T00:00:00 | 2026-12-21T00:00:00 | 1 | 0 | 1 | 168.93 | 168.93 | 55316-3157 | USA | N45 | 1501 | ABB INDUSTRIAL CONNECTIONS AND SOLUTIONS | 27511 | 77373-AF76SLN-HP-4H-3 | Front: AF76SLN | Buy | Front: AF76SLN | EA | EA |  | TRUE |  | P | B/W | 100
135150 | 11 | 1 | States | Champlin | Hayley Fabian | TRUE | 2026-08-01T00:00:00 | 2026-12-21T00:00:00 | 2026-12-21T00:00:00 | 1 | 0 | 1 | 134.21 | 134.21 | 55316-3157 | USA | N45 | 1501 | ABB INDUSTRIAL CONNECTIONS AND SOLUTIONS | 27511 | 77373-AB76B-00P-4N-1 | Box: AB76B | Buy | Box: AB76B | EA | EA |  | TRUE |  | P | B/W | 100
135150 | 46 | 1 | States | Champlin | Hayley Fabian | TRUE | 2026-08-01T00:00:00 | 2026-12-21T00:00:00 | 2026-12-21T00:00:00 | 1 | 0 | 1 | 356.63 | 356.63 | 55316-3157 | USA | N45 | 1501 | ABB INDUSTRIAL CONNECTIONS AND SOLUTIONS | 27511 | 77373-AF88STN-HP-4E-1 | Front: AF88STN | Buy | Front: AF88STN | EA | EA |  | TRUE |  | P | B/W | 100
135150 | 13 | 1 | States | Champlin | Hayley Fabian | TRUE | 2026-08-01T00:00:00 | 2026-12-21T00:00:00 | 2026-12-21T00:00:00 | 1 | 0 | 1 | 122.27 | 122.27 | 55316-3157 | USA | N45 | 1501 | ABB INDUSTRIAL CONNECTIONS AND SOLUTIONS | 27511 | 77373-AB76B-01P-2N-1 | Box: AB76B | Buy | Box: AB76B | EA | EA |  | TRUE |  | P | B/W | 100
135150 | 38 | 1 | States | Champlin | Hayley Fabian | TRUE | 2026-08-01T00:00:00 | 2026-12-21T00:00:00 | 2026-12-21T00:00:00 | 1 | 0 | 1 | 102.6 | 102.6 | 55316-3157 | USA | N45 | 1501 | ABB INDUSTRIAL CONNECTIONS AND SOLUTIONS | 27511 | 77373-AF76SN-00RPP-AB | Front: AF76SN | Buy | Front: AF76SN | EA | EA |  | TRUE |  | P | B/W | 100
135150 | 6 | 1 | States | Champlin | Hayley Fabian | TRUE | 2026-08-01T00:00:00 | 2026-12-21T00:00:00 | 2026-12-21T00:00:00 | 1 | 0 | 1 | 94.05 | 94.05 | 55316-3157 | USA | N45 | 1501 | ABB INDUSTRIAL CONNECTIONS AND SOLUTIONS | 27511 | 77373-AB49B-HP-2OS-1 | Box: AB49B | Buy | Box: AB49B | EA | EA |  | TRUE |  | P | B/W | 100
135150 | 18 | 1 | States | Champlin | Hayley Fabian | TRUE | 2026-08-01T00:00:00 | 2026-12-21T00:00:00 | 2026-12-21T00:00:00 | 1 | 0 | 1 | 134.21 | 134.21 | 55316-3157 | USA | N45 | 1501 | ABB INDUSTRIAL CONNECTIONS AND SOLUTIONS | 27511 | 77373-AB76B-HP-4H-1 | Box: AB76B | Buy | Box: AB76B | EA | EA |  | TRUE |  | P | B/W | 100
135150 | 79 | 1 | States | Champlin | Hayley Fabian | TRUE | 2026-08-01T00:00:00 | 2026-12-21T00:00:00 | 2026-12-21T00:00:00 | 1 | 0 | 1 | 8684.97 | 8684.97 | 55316-3157 | USA | N45 | 1501 | ABB INDUSTRIAL CONNECTIONS AND SOLUTIONS | 27511 | 77373-RSF-SLT-INT-00P-4N-1 | Interior : ASF3424DBX AXS5N2MSPS | Buy | Interior : ASF3424DBX AXS5N2MSPS | EA | EA |  | TRUE |  | P | B/W | 100
135150 | 40 | 1 | States | Champlin | Hayley Fabian | TRUE | 2026-08-01T00:00:00 | 2026-12-21T00:00:00 | 2026-12-21T00:00:00 | 1 | 0 | 1 | 102.6 | 102.6 | 55316-3157 | USA | N45 | 1501 | ABB INDUSTRIAL CONNECTIONS AND SOLUTIONS | 27511 | 77373-AF76SN-01P-BB.2-12 | Front: AF76SN | Buy | Front: AF76SN | EA | EA |  | TRUE |  | P | B/W | 100
135150 | 12 | 1 | States | Champlin | Hayley Fabian | TRUE | 2026-08-01T00:00:00 | 2026-12-21T00:00:00 | 2026-12-21T00:00:00 | 1 | 0 | 1 | 122.27 | 122.27 | 55316-3157 | USA | N45 | 1501 | ABB INDUSTRIAL CONNECTIONS AND SOLUTIONS | 27511 | 77373-AB76B-00RPP-AB | Box: AB76B | Buy | Box: AB76B | EA | EA |  | TRUE |  | P | B/W | 100
135150 | 74 | 1 | States | Champlin | Hayley Fabian | TRUE | 2026-08-01T00:00:00 | 2026-12-21T00:00:00 | 2026-12-21T00:00:00 | 1 | 0 | 1 | 3541.24 | 3541.24 | 55316-3157 | USA | N45 | 1501 | ABB INDUSTRIAL CONNECTIONS AND SOLUTIONS | 27511 | 77373-RQF-SLT-INT-00RPP-AB | Interior : AQF3422JBX AXS5N2MSPS | Buy | Interior : AQF3422JBX AXS5N2MSPS | EA | EA |  | TRUE |  | P | B/W | 100
135150 | 68 | 1 | States | Champlin | Hayley Fabian | TRUE | 2026-08-01T00:00:00 | 2026-12-21T00:00:00 | 2026-12-21T00:00:00 | 1 | 0 | 1 | 2959.73 | 2959.73 | 55316-3157 | USA | N45 | 1501 | ABB INDUSTRIAL CONNECTIONS AND SOLUTIONS | 27511 | 77373-RQFC-INTERIOR-HP-2LR-1 | Interior : AQF3421ABX AXS5N2MSPS | Buy | Interior : AQF3421ABX AXS5N2MSPS | EA | EA |  | TRUE |  | P | B/W | 100
135150 | 36 | 1 | States | Champlin | Hayley Fabian | TRUE | 2026-08-01T00:00:00 | 2026-12-21T00:00:00 | 2026-12-21T00:00:00 | 1 | 0 | 1 | 168.93 | 168.93 | 55316-3157 | USA | N45 | 1501 | ABB INDUSTRIAL CONNECTIONS AND SOLUTIONS | 27511 | 77373-AF76SLN-HP-4OS-1 | Front: AF76SLN | Buy | Front: AF76SLN | EA | EA |  | TRUE |  | P | B/W | 100
135150 | 9 | 1 | States | Champlin | Hayley Fabian | TRUE | 2026-08-01T00:00:00 | 2026-12-21T00:00:00 | 2026-12-21T00:00:00 | 1 | 0 | 1 | 94.05 | 94.05 | 55316-3157 | USA | N45 | 1501 | ABB INDUSTRIAL CONNECTIONS AND SOLUTIONS | 27511 | 77373-AB49B-MPOE-O1-B | Box: AB49B | Buy | Box: AB49B | EA | EA |  | TRUE |  | P | B/W | 100
135150 | 54 | 1 | States | Champlin | Hayley Fabian | TRUE | 2026-08-01T00:00:00 | 2026-12-22T00:00:00 | 2026-12-22T00:00:00 | 1 | 0 | 1 | 8096.6 | 8096.6 | 55316-3157 | USA | N45 | 1501 | ABB INDUSTRIAL CONNECTIONS AND SOLUTIONS | 27511 | 77373-PPXT FA INT-01MECH-01 | PPXT FA INT | Buy | PPXT FA INT | EA | EA |  | TRUE |  | P | B/W | 100
135150 | 59 | 1 | States | Champlin | Hayley Fabian | TRUE | 2026-08-01T00:00:00 | 2026-12-22T00:00:00 | 2026-12-22T00:00:00 | 1 | 0 | 1 | 8916.66 | 8916.66 | 55316-3157 | USA | N45 | 1501 | ABB INDUSTRIAL CONNECTIONS AND SOLUTIONS | 27511 | 77373-PPXT FA INT-HGEN-E-1 | PPXT FA INT | Buy | PPXT FA INT | EA | EA |  | TRUE |  | P | B/W | 100
135150 | 44 | 1 | States | Champlin | Hayley Fabian | TRUE | 2026-08-01T00:00:00 | 2026-12-21T00:00:00 | 2026-12-21T00:00:00 | 1 | 0 | 1 | 168.93 | 168.93 | 55316-3157 | USA | N45 | 1501 | ABB INDUSTRIAL CONNECTIONS AND SOLUTIONS | 27511 | 77373-AF76STN-00P-4N-1 | Front: AF76STN | Buy | Front: AF76STN | EA | EA |  | TRUE |  | P | B/W | 100
132798 | 11 | 1 | States | Champlin | Hayley Fabian | TRUE | 2026-04-27T00:00:00 | 2026-11-12T00:00:00 | 2026-09-11T00:00:00 | 3 | 0 | 3 | 1908.22 | 5724.66 | 55316-3157 | USA | N45 | 1501 | ABB INDUSTRIAL CONNECTIONS AND SOLUTIONS | 27511 | XT2HU3100RYD050XXX | RGXT2H 125 E.TCHM LSI 100 3P UL | MEC | RGXT2H 125 E.TCHM LSI 100 3P UL | EA | EA |  | TRUE |  | P | B/W | 100
132798 | 16 | 1 | States | Champlin | Hayley Fabian | TRUE | 2026-04-27T00:00:00 | 2026-10-30T00:00:00 | 2026-08-28T00:00:00 | 78 | 0 | 78 | 2780.89 | 216909.42 | 55316-3157 | USA | N45 | 1501 | ABB INDUSTRIAL CONNECTIONS AND SOLUTIONS | 27511 | XT5HU340ARYN050XXX | 1XT5H 400 BREAKING PART 3P F F UL/CSA (1SDA102683R1)1SDA102683R11EKIP TOUCH MEAS.LSI IN400 XT5 3P UL/CSA (1SDA102729R1)1SDA102729R11NEXT XT5 LSC 3000257980A001 (1SDA114243R1)1SDA114243R11FCCUAL 2X2/0-500KCMIL XT5 3PUL (1SDA113066R1)1SDA113066R1KXT5CUAL2X500K-3PC1EKIP COM MODBUS TCP XT5 INT (1SDA105189R1)1SDA105189R1KXT5COMIMBTCP | PUR | 1XT5H 400 BREAKING PART 3P F F UL/CSA (1SDA102683R1)1SDA102683R11EKIP TOUCH MEAS.LSI IN400 XT5 3P UL/CSA (1SDA102729R1)1SDA102729R11NEXT XT5 LSC 3000257980A001 (1SDA114243R1)1SDA114243R11FCCUAL 2X2/0-500KCMIL XT5 3PUL (1SDA113066R1)1SDA113066R1KXT5CUAL2X500K-3PC1EKIP COM MODBUS TCP XT5 INT (1SDA105189R1)1SDA105189R1KXT5COMIMBTCP | EA | EA |  | TRUE |  | P | B/W | 100
132798 | 14 | 1 | States | Champlin | Hayley Fabian | TRUE | 2026-04-27T00:00:00 | 2026-11-06T00:00:00 | 2026-08-04T00:00:00 | 28 | 0 | 28 | 1010.14 | 28283.92 | 55316-3157 | USA | N45 | 1501 | ABB INDUSTRIAL CONNECTIONS AND SOLUTIONS | 27511 | XT4HU32251YJ0A0XXX | "1XT4H 250 EKIPDIPLSI IN225A 3PFF UL/CSA (1SDA122950R1)1SDA122950R1XT4HU32251FF000XXX 1NEXT XT4 LSC 3000257979A001 (1SDA114242R1)1SDA114242R1 1KIT FCCUAL 4-300AWG XT4 3PC UL/CSA (1SDA075861R1)1SDA075861R1KXT4CUAL2-3PC 1AUX-C 1Q+1SY 250 V XT1..XT4 F/P (1SDA066431R1)1SDA066431R1KXTAAXCQSYFP" | PUR | "1XT4H 250 EKIPDIPLSI IN225A 3PFF UL/CSA (1SDA122950R1)1SDA122950R1XT4HU32251FF000XXX 1NEXT XT4 LSC 3000257979A001 (1SDA114242R1)1SDA114242R1 1KIT FCCUAL 4-300AWG XT4 3PC UL/CSA (1SDA075861R1)1SDA075861R1KXT4CUAL2-3PC 1AUX-C 1Q+1SY 250 V XT1..XT4 F/P (1SDA066431R1)1SDA066431R1KXTAAXCQSYFP" | EA | EA |  | TRUE |  | P | B/W | 100
133711 | 1 | 2 | States | Champlin | Hayley Fabian | TRUE | 2026-05-29T00:00:00 | 2026-10-06T00:00:00 | 2026-09-18T00:00:00 | 1 | 0 | 1 | 2646.92 | 5293.84 | 55316-3157 | USA | N45 | 1501 | ABB INDUSTRIAL CONNECTIONS AND SOLUTIONS | 27511 | XT7HU380CFYW000XXX | RGXT7H 800 E.DIP LSI 800 3P UL | MEC | RGXT7H 800 E.DIP LSI 800 3P UL | EA | EA |  | TRUE |  | P | B/W | 100
133711 | 28 | 2 | States | Champlin | Hayley Fabian | TRUE | 2026-05-29T00:00:00 | 2026-11-12T00:00:00 | 2026-10-30T00:00:00 | 37 | 0 | 37 | 2780.89 | 372639.26 | 55316-3157 | USA | N45 | 1501 | ABB INDUSTRIAL CONNECTIONS AND SOLUTIONS | 27511 | XT5HU340ARYN050XXX | 1XT5H 400 BREAKING PART 3P F F UL/CSA (1SDA102683R1)1SDA102683R11EKIP TOUCH MEAS.LSI IN400 XT5 3P UL/CSA (1SDA102729R1)1SDA102729R11NEXT XT5 LSC 3000257980A001 (1SDA114243R1)1SDA114243R11FCCUAL 2X2/0-500KCMIL XT5 3PUL (1SDA113066R1)1SDA113066R1KXT5CUAL2X500K-3PC1EKIP COM MODBUS TCP XT5 INT (1SDA105189R1)1SDA105189R1KXT5COMIMBTCP | PUR | 1XT5H 400 BREAKING PART 3P F F UL/CSA (1SDA102683R1)1SDA102683R11EKIP TOUCH MEAS.LSI IN400 XT5 3P UL/CSA (1SDA102729R1)1SDA102729R11NEXT XT5 LSC 3000257980A001 (1SDA114243R1)1SDA114243R11FCCUAL 2X2/0-500KCMIL XT5 3PUL (1SDA113066R1)1SDA113066R1KXT5CUAL2X500K-3PC1EKIP COM MODBUS TCP XT5 INT (1SDA105189R1)1SDA105189R1KXT5COMIMBTCP | EA | EA |  | TRUE |  | P | B/W | 100
133711 | 23 | 1 | States | Champlin | Hayley Fabian | TRUE | 2026-05-29T00:00:00 | 2026-10-02T00:00:00 | 2026-09-18T00:00:00 | 6 | 0 | 6 | 5373.47 | 85975.52 | 55316-3157 | USA | N45 | 1501 | ABB INDUSTRIAL CONNECTIONS AND SOLUTIONS | 27511 | Z4SGULJE60LA00A00WXX | E4.2S-A 2500 EKIP TOUCH LSI 3P FHR | MEC | E4.2S-A 2500 EKIP TOUCH LSI 3P FHR | EA | EA |  | TRUE |  | P | B/W | 100
133711 | 27 | 2 | States | Champlin | Hayley Fabian | TRUE | 2026-05-29T00:00:00 | 2026-12-16T00:00:00 | 2026-10-20T00:00:00 | 10 | 0 | 10 | 802.95 | 22482.6 | 55316-3157 | USA | N45 | 1501 | ABB INDUSTRIAL CONNECTIONS AND SOLUTIONS | 27511 | XT4HU31501YJ000XXX | RGXT4H 250 Ekip DIP LSI 150 3P UL | MEC | RGXT4H 250 Ekip DIP LSI 150 3P UL | EA | EA |  | TRUE |  | P | B/W | 100
133711 | 10 | 2 | States | Champlin | Hayley Fabian | TRUE | 2026-05-29T00:00:00 | 2026-11-18T00:00:00 | 2026-11-18T00:00:00 | 20 | 0 | 20 | 1424.51 | 54131.38 | 55316-3157 | USA | N45 | 1501 | ABB INDUSTRIAL CONNECTIONS AND SOLUTIONS | 27511 | XT5HU340AFYN000XXX | RGXT5H 400 E.DIP LSI 400 3P UL/CSA | MEC | RGXT5H 400 E.DIP LSI 400 3P UL/CSA | EA | EA |  | TRUE |  | P | B/W | 100
133711 | 15 | 1 | States | Champlin | Hayley Fabian | TRUE | 2026-05-29T00:00:00 | 2026-11-06T00:00:00 | 2026-09-21T00:00:00 | 42 | 0 | 42 | 2780.89 | 542273.55 | 55316-3157 | USA | N45 | 1501 | ABB INDUSTRIAL CONNECTIONS AND SOLUTIONS | 27511 | XT5HU340ARYN050XXX | 1XT5H 400 BREAKING PART 3P F F UL/CSA (1SDA102683R1)1SDA102683R11EKIP TOUCH MEAS.LSI IN400 XT5 3P UL/CSA (1SDA102729R1)1SDA102729R11NEXT XT5 LSC 3000257980A001 (1SDA114243R1)1SDA114243R11FCCUAL 2X2/0-500KCMIL XT5 3PUL (1SDA113066R1)1SDA113066R1KXT5CUAL2X500K-3PC1EKIP COM MODBUS TCP XT5 INT (1SDA105189R1)1SDA105189R1KXT5COMIMBTCP | PUR | 1XT5H 400 BREAKING PART 3P F F UL/CSA (1SDA102683R1)1SDA102683R11EKIP TOUCH MEAS.LSI IN400 XT5 3P UL/CSA (1SDA102729R1)1SDA102729R11NEXT XT5 LSC 3000257980A001 (1SDA114243R1)1SDA114243R11FCCUAL 2X2/0-500KCMIL XT5 3PUL (1SDA113066R1)1SDA113066R1KXT5CUAL2X500K-3PC1EKIP COM MODBUS TCP XT5 INT (1SDA105189R1)1SDA105189R1KXT5COMIMBTCP | EA | EA |  | TRUE |  | P | B/W | 100
133711 | 18 | 2 | States | Champlin | Hayley Fabian | TRUE | 2026-05-29T00:00:00 | 2026-10-29T00:00:00 | 2026-10-29T00:00:00 | 18 | 0 | 18 | 4912.62 | 147378.6 | 55316-3157 | USA | N45 | 1501 | ABB INDUSTRIAL CONNECTIONS AND SOLUTIONS | 27511 | Z2SDUHJJ53LA0AA025XX | E2.2S-A 1200 EKIP HI-TOUCH LSI 3P FHR | PUR | E2.2S-A 1200 EKIP HI-TOUCH LSI 3P FHR | EA | EA |  | TRUE |  | P | B/W | 100
133711 | 30 | 2 | States | Champlin | Hayley Fabian | TRUE | 2026-05-29T00:00:00 | 2026-11-18T00:00:00 | 2026-11-18T00:00:00 | 33 | 0 | 33 | 188.54 | 6787.44 | 55316-3157 | USA | N45 | 1501 | ABB INDUSTRIAL CONNECTIONS AND SOLUTIONS | 27511 | XT1HU3030AYD000XXX | 125AF/30AT, 65kA, Thermal Mag, ReliaGear, Load Lugs - 10 - 2/0 AWG | PUR | 125AF/30AT, 65kA, Thermal Mag, ReliaGear, Load Lugs - 10 - 2/0 AWG | EA | EA |  | TRUE |  | P | B/W | 100
133711 | 14 | 1 | States | Champlin | Hayley Fabian | TRUE | 2026-05-29T00:00:00 | 2026-10-26T00:00:00 | 2026-09-18T00:00:00 | 20 | 0 | 20 | 4824.98 | 96499.6 | 55316-3157 | USA | N45 | 1501 | ABB INDUSTRIAL CONNECTIONS AND SOLUTIONS | 27511 | XT7HU312EPYW940XXX | RGXT7H 1200 E.TCH LSI 1200 3P UL | MEC | RGXT7H 1200 E.TCH LSI 1200 3P UL | EA | EA |  | TRUE |  | P | B/W | 100
133711 | 3 | 1 | States | Champlin | Hayley Fabian | TRUE | 2026-05-29T00:00:00 | 2026-09-28T00:00:00 | 2026-09-28T00:00:00 | 8 | 0 | 8 | 1549.07 | 12392.56 | 55316-3157 | USA | N45 | 1501 | ABB INDUSTRIAL CONNECTIONS AND SOLUTIONS | 27511 | Z4A32AFXX | Cradle, Vertical Terminals | PUR | Cradle, Vertical Terminals | EA | EA |  | TRUE |  | P | B/W | 100
133711 | 27 | 1 | States | Champlin | Hayley Fabian | TRUE | 2026-05-29T00:00:00 | 2026-12-16T00:00:00 | 2026-09-18T00:00:00 | 18 | 0 | 18 | 802.95 | 22482.6 | 55316-3157 | USA | N45 | 1501 | ABB INDUSTRIAL CONNECTIONS AND SOLUTIONS | 27511 | XT4HU31501YJ000XXX | RGXT4H 250 Ekip DIP LSI 150 3P UL | MEC | RGXT4H 250 Ekip DIP LSI 150 3P UL | EA | EA |  | TRUE |  | P | B/W | 100
133711 | 22 | 2 | States | Champlin | Hayley Fabian | TRUE | 2026-05-29T00:00:00 | 2026-10-20T00:00:00 | 2026-10-20T00:00:00 | 4 | 0 | 4 | 5929.9 | 94878.4 | 55316-3157 | USA | N45 | 1501 | ABB INDUSTRIAL CONNECTIONS AND SOLUTIONS | 27511 | Z4SGULJE30LA0AA025XX | E4.2S-A 2500 EKIP TOUCH LSI 3P FHR | MEC | E4.2S-A 2500 EKIP TOUCH LSI 3P FHR | EA | EA |  | TRUE |  | P | B/W | 100
133711 | 8 | 2 | States | Champlin | Hayley Fabian | TRUE | 2026-05-29T00:00:00 | 2026-11-18T00:00:00 | 2026-11-18T00:00:00 | 7 | 5 | 2 | 188.54 | 2262.48 | 55316-3157 | USA | N45 | 1501 | ABB INDUSTRIAL CONNECTIONS AND SOLUTIONS | 27511 | XT1HU3060AYD000XXX | RGXT1H 125 TMF 60-600 3P UL/CSA | MEC | RGXT1H 125 TMF 60-600 3P UL/CSA | EA | EA |  | TRUE |  | P | B/W | 100
133711 | 4 | 1 | States | Champlin | Hayley Fabian | TRUE | 2026-05-29T00:00:00 | 2026-11-24T00:00:00 | 2026-08-17T00:00:00 | 1 | 0 | 1 | 836.75 | 836.75 | 55316-3157 | USA | N45 | 1501 | ABB INDUSTRIAL CONNECTIONS AND SOLUTIONS | 27511 | XT2LU3100BYD000XXX | Reliagear XT2, 100AF/70AT, 100KAIC, Thermal Magnetic Adjustable Trip | PUR | Reliagear XT2, 100AF/70AT, 100KAIC, Thermal Magnetic Adjustable Trip | EA | EA |  | TRUE |  | P | B/W | 100
133711 | 22 | 1 | States | Champlin | Hayley Fabian | TRUE | 2026-05-29T00:00:00 | 2026-09-25T00:00:00 | 2026-09-18T00:00:00 | 12 | 0 | 12 | 5929.9 | 94878.4 | 55316-3157 | USA | N45 | 1501 | ABB INDUSTRIAL CONNECTIONS AND SOLUTIONS | 27511 | Z4SGULJE30LA0AA025XX | E4.2S-A 2500 EKIP TOUCH LSI 3P FHR | MEC | E4.2S-A 2500 EKIP TOUCH LSI 3P FHR | EA | EA |  | TRUE |  | P | B/W | 100
133711 | 1 | 1 | States | Champlin | Hayley Fabian | TRUE | 2026-05-29T00:00:00 | 2026-09-29T00:00:00 | 2026-09-18T00:00:00 | 1 | 0 | 1 | 2646.92 | 5293.84 | 55316-3157 | USA | N45 | 1501 | ABB INDUSTRIAL CONNECTIONS AND SOLUTIONS | 27511 | XT7HU380CFYW000XXX | RGXT7H 800 E.DIP LSI 800 3P UL | MEC | RGXT7H 800 E.DIP LSI 800 3P UL | EA | EA |  | TRUE |  | P | B/W | 100
133711 | 13 | 2 | States | Champlin | Hayley Fabian | TRUE | 2026-05-29T00:00:00 | 2026-10-15T00:00:00 | 2026-10-15T00:00:00 | 2 | 0 | 2 | 4038.2 | 36343.8 | 55316-3157 | USA | N45 | 1501 | ABB INDUSTRIAL CONNECTIONS AND SOLUTIONS | 27511 | IN4830SU3B3XS | SB INT 3000A 48X 3P CENUPR 1S/2S DNST AG | MEC | SB INT 3000A 48X 3P CENUPR 1S/2S DNST AG | EA | EA |  | TRUE |  | P | B/W | Dayton | 2026-10-15T00:00:00
133711 | 26 | 1 | States | Champlin | Hayley Fabian | TRUE | 2026-05-29T00:00:00 | 2026-12-08T00:00:00 | 2026-09-25T00:00:00 | 3 | 0 | 3 | 1908.22 | 5724.66 | 55316-3157 | USA | N45 | 1501 | ABB INDUSTRIAL CONNECTIONS AND SOLUTIONS | 27511 | XT2HU3100RYD050XXX | RGXT2H 125 E.TCHM LSI 100 3P UL | PUR | RGXT2H 125 E.TCHM LSI 100 3P UL | EA | EA |  | TRUE |  | P | B/W | 100
133711 | 25 | 1 | States | Champlin | Hayley Fabian | TRUE | 2026-05-29T00:00:00 | 2026-09-25T00:00:00 | 2026-09-25T00:00:00 | 7 | 0 | 7 | 3920.55 | 35284.95 | 55316-3157 | USA | N45 | 1501 | ABB INDUSTRIAL CONNECTIONS AND SOLUTIONS | 27511 | IN4820SU3B3XS | SB INT 2000A 48X 3P CENUPR 1S/2S DNST AG | MEC | SB INT 2000A 48X 3P CENUPR 1S/2S DNST AG | EA | EA |  | TRUE |  | P | B/W | 100
133711 | 23 | 2 | States | Champlin | Hayley Fabian | TRUE | 2026-05-29T00:00:00 | 2026-11-18T00:00:00 | 2026-11-18T00:00:00 | 10 | 0 | 10 | 5373.47 | 85975.52 | 55316-3157 | USA | N45 | 1501 | ABB INDUSTRIAL CONNECTIONS AND SOLUTIONS | 27511 | Z4SGULJE60LA00A00WXX | E4.2S-A 2500 EKIP TOUCH LSI 3P FHR | MEC | E4.2S-A 2500 EKIP TOUCH LSI 3P FHR | EA | EA |  | TRUE |  | P | B/W | 100
133711 | 18 | 1 | States | Champlin | Hayley Fabian | TRUE | 2026-05-29T00:00:00 | 2026-10-06T00:00:00 | 2026-10-06T00:00:00 | 12 | 6 | 6 | 4912.62 | 147378.6 | 55316-3157 | USA | N45 | 1501 | ABB INDUSTRIAL CONNECTIONS AND SOLUTIONS | 27511 | Z2SDUHJJ53LA0AA025XX | E2.2S-A 1200 EKIP HI-TOUCH LSI 3P FHR | PUR | E2.2S-A 1200 EKIP HI-TOUCH LSI 3P FHR | EA | EA |  | TRUE |  | P | B/W | 100
133711 | 13 | 1 | States | Champlin | Hayley Fabian | TRUE | 2026-05-29T00:00:00 | 2026-09-25T00:00:00 | 2026-09-25T00:00:00 | 7 | 0 | 7 | 4038.2 | 36343.8 | 55316-3157 | USA | N45 | 1501 | ABB INDUSTRIAL CONNECTIONS AND SOLUTIONS | 27511 | IN4830SU3B3XS | SB INT 3000A 48X 3P CENUPR 1S/2S DNST AG | MEC | SB INT 3000A 48X 3P CENUPR 1S/2S DNST AG | EA | EA |  | TRUE |  | P | B/W | 100
133711 | 30 | 1 | States | Champlin | Hayley Fabian | TRUE | 2026-05-29T00:00:00 | 2026-10-20T00:00:00 | 2026-10-20T00:00:00 | 3 | 0 | 3 | 188.54 | 6787.44 | 55316-3157 | USA | N45 | 1501 | ABB INDUSTRIAL CONNECTIONS AND SOLUTIONS | 27511 | XT1HU3030AYD000XXX | 125AF/30AT, 65kA, Thermal Mag, ReliaGear, Load Lugs - 10 - 2/0 AWG | PUR | 125AF/30AT, 65kA, Thermal Mag, ReliaGear, Load Lugs - 10 - 2/0 AWG | EA | EA |  | TRUE |  | P | B/W | 100
133711 | 15 | 2 | States | Champlin | Hayley Fabian | TRUE | 2026-05-29T00:00:00 | 2026-11-06T00:00:00 | 2026-09-21T00:00:00 | 153 | 0 | 153 | 2780.89 | 542273.55 | 55316-3157 | USA | N45 | 1501 | ABB INDUSTRIAL CONNECTIONS AND SOLUTIONS | 27511 | XT5HU340ARYN050XXX | 1XT5H 400 BREAKING PART 3P F F UL/CSA (1SDA102683R1)1SDA102683R11EKIP TOUCH MEAS.LSI IN400 XT5 3P UL/CSA (1SDA102729R1)1SDA102729R11NEXT XT5 LSC 3000257980A001 (1SDA114243R1)1SDA114243R11FCCUAL 2X2/0-500KCMIL XT5 3PUL (1SDA113066R1)1SDA113066R1KXT5CUAL2X500K-3PC1EKIP COM MODBUS TCP XT5 INT (1SDA105189R1)1SDA105189R1KXT5COMIMBTCP | PUR | 1XT5H 400 BREAKING PART 3P F F UL/CSA (1SDA102683R1)1SDA102683R11EKIP TOUCH MEAS.LSI IN400 XT5 3P UL/CSA (1SDA102729R1)1SDA102729R11NEXT XT5 LSC 3000257980A001 (1SDA114243R1)1SDA114243R11FCCUAL 2X2/0-500KCMIL XT5 3PUL (1SDA113066R1)1SDA113066R1KXT5CUAL2X500K-3PC1EKIP COM MODBUS TCP XT5 INT (1SDA105189R1)1SDA105189R1KXT5COMIMBTCP | EA | EA |  | TRUE |  | P | B/W | 100
133711 | 6 | 1 | States | Champlin | Hayley Fabian | TRUE | 2026-05-29T00:00:00 | 2026-09-25T00:00:00 | 2026-09-04T00:00:00 | 2 | 0 | 2 | 8083.11 | 16166.22 | 55316-3157 | USA | N45 | 1501 | ABB INDUSTRIAL CONNECTIONS AND SOLUTIONS | 27511 | Z4VFUKAF30LE0AA025XX | Emax 4.2, 2000A, 100KAIC, 24VDC Ekip, 24VDC Shunt Trip, Close Coil, Motor Charge, RELT, Drawout | PUR | Emax 4.2, 2000A, 100KAIC, 24VDC Ekip, 24VDC Shunt Trip, Close Coil, Motor Charge, RELT, Drawout | EA | EA |  | TRUE |  | P | B/W | 100
133711 | 25 | 2 | States | Champlin | Hayley Fabian | TRUE | 2026-05-29T00:00:00 | 2026-10-19T00:00:00 | 2026-10-19T00:00:00 | 2 | 0 | 2 | 3920.55 | 35284.95 | 55316-3157 | USA | N45 | 1501 | ABB INDUSTRIAL CONNECTIONS AND SOLUTIONS | 27511 | IN4820SU3B3XS | SB INT 2000A 48X 3P CENUPR 1S/2S DNST AG | MEC | SB INT 2000A 48X 3P CENUPR 1S/2S DNST AG | EA | EA |  | TRUE |  | P | B/W | 100
133711 | 20 | 2 | States | Champlin | Hayley Fabian | TRUE | 2026-05-29T00:00:00 | 2026-12-28T00:00:00 | 2026-12-28T00:00:00 | 4 | 0 | 4 | 7604.69 | 106465.66 | 55316-3157 | USA | N45 | 1501 | ABB INDUSTRIAL CONNECTIONS AND SOLUTIONS | 27511 | Z4SHUNBF30LA0AA02WXX | E4.2S-A 3200 EKIP TOUCH LSIG 3P FVR | MEC | E4.2S-A 3200 EKIP TOUCH LSIG 3P FVR | EA | EA |  | TRUE |  | P | B/W | 100
133711 | 20 | 1 | States | Champlin | Hayley Fabian | TRUE | 2026-05-29T00:00:00 | 2026-12-15T00:00:00 | 2026-12-15T00:00:00 | 10 | 0 | 10 | 7604.69 | 106465.66 | 55316-3157 | USA | N45 | 1501 | ABB INDUSTRIAL CONNECTIONS AND SOLUTIONS | 27511 | Z4SHUNBF30LA0AA02WXX | E4.2S-A 3200 EKIP TOUCH LSIG 3P FVR | MEC | E4.2S-A 3200 EKIP TOUCH LSIG 3P FVR | EA | EA |  | TRUE |  | P | B/W | 100
133711 | 17 | 1 | States | Champlin | Hayley Fabian | TRUE | 2026-05-29T00:00:00 | 2026-11-11T00:00:00 | 2026-11-11T00:00:00 | 15 | 0 | 15 | 3806.39 | 114191.7 | 55316-3157 | USA | N45 | 1501 | ABB INDUSTRIAL CONNECTIONS AND SOLUTIONS | 27511 | IN4812SU3B3XS | SB INT 1200A 48X 3P CENUPR 1S/2S DNST AG | MEC | SB INT 1200A 48X 3P CENUPR 1S/2S DNST AG | EA | EA |  | TRUE |  | P | B/W | 100
133711 | 19 | 1 | States | Champlin | Hayley Fabian | TRUE | 2026-05-29T00:00:00 | 2026-10-02T00:00:00 | 2026-09-18T00:00:00 | 8 | 0 | 8 | 7544.26 | 60354.08 | 55316-3157 | USA | N45 | 1501 | ABB INDUSTRIAL CONNECTIONS AND SOLUTIONS | 27511 | Z4SHUNBF60LA0EE045XX | E4.2S-A 3200 EKIP TOUCH LSIG 3P FVR | MEC | E4.2S-A 3200 EKIP TOUCH LSIG 3P FVR | EA | EA |  | TRUE |  | P | B/W | 100
133711 | 29 | 1 | States | Champlin | Hayley Fabian | TRUE | 2026-05-29T00:00:00 | 2026-12-11T00:00:00 | 2026-11-18T00:00:00 | 1 | 0 | 1 | 1464.41 | 1464.41 | 55316-3157 | USA | N45 | 1501 | ABB INDUSTRIAL CONNECTIONS AND SOLUTIONS | 27511 | XT5HU340AGBB000XXX | XT5H 400 E.DIP LSIG 400 3P UL | MEC | XT5H 400 E.DIP LSIG 400 3P UL | EA | EA |  | TRUE |  | P | B/W | 100
133711 | 28 | 1 | States | Champlin | Hayley Fabian | TRUE | 2026-05-29T00:00:00 | 2026-11-06T00:00:00 | 2026-10-06T00:00:00 | 97 | 0 | 97 | 2780.89 | 372639.26 | 55316-3157 | USA | N45 | 1501 | ABB INDUSTRIAL CONNECTIONS AND SOLUTIONS | 27511 | XT5HU340ARYN050XXX | 1XT5H 400 BREAKING PART 3P F F UL/CSA (1SDA102683R1)1SDA102683R11EKIP TOUCH MEAS.LSI IN400 XT5 3P UL/CSA (1SDA102729R1)1SDA102729R11NEXT XT5 LSC 3000257980A001 (1SDA114243R1)1SDA114243R11FCCUAL 2X2/0-500KCMIL XT5 3PUL (1SDA113066R1)1SDA113066R1KXT5CUAL2X500K-3PC1EKIP COM MODBUS TCP XT5 INT (1SDA105189R1)1SDA105189R1KXT5COMIMBTCP | PUR | 1XT5H 400 BREAKING PART 3P F F UL/CSA (1SDA102683R1)1SDA102683R11EKIP TOUCH MEAS.LSI IN400 XT5 3P UL/CSA (1SDA102729R1)1SDA102729R11NEXT XT5 LSC 3000257980A001 (1SDA114243R1)1SDA114243R11FCCUAL 2X2/0-500KCMIL XT5 3PUL (1SDA113066R1)1SDA113066R1KXT5CUAL2X500K-3PC1EKIP COM MODBUS TCP XT5 INT (1SDA105189R1)1SDA105189R1KXT5COMIMBTCP | EA | EA |  | TRUE |  | P | B/W | 100
133711 | 17 | 2 | States | Champlin | Hayley Fabian | TRUE | 2026-05-29T00:00:00 | 2026-12-07T00:00:00 | 2026-12-07T00:00:00 | 15 | 0 | 15 | 3806.39 | 114191.7 | 55316-3157 | USA | N45 | 1501 | ABB INDUSTRIAL CONNECTIONS AND SOLUTIONS | 27511 | IN4812SU3B3XS | SB INT 1200A 48X 3P CENUPR 1S/2S DNST AG | MEC | SB INT 1200A 48X 3P CENUPR 1S/2S DNST AG | EA | EA |  | TRUE |  | P | B/W | 100
135145 | 2 | 1 | States | Champlin | Hayley Fabian | TRUE | 2026-07-31T00:00:00 | 2026-11-18T00:00:00 | 2026-11-18T00:00:00 | 1 | 0 | 1 | 122.27 | 122.27 | 55316-3157 | USA | N45 | 1501 | ABB INDUSTRIAL CONNECTIONS AND SOLUTIONS | 27511 | 77313-AB76B-02P-BB.1 | Box: AB76B | Buy | Box: AB76B | EA | EA |  | TRUE |  | P | B/W | 100
135145 | 49 | 1 | States | Champlin | Hayley Fabian | TRUE | 2026-07-31T00:00:00 | 2026-11-18T00:00:00 | 2026-11-18T00:00:00 | 1 | 0 | 1 | 3425.64 | 3425.64 | 55316-3157 | USA | N45 | 1501 | ABB INDUSTRIAL CONNECTIONS AND SOLUTIONS | 27511 | 77313-RQFC-INTERIOR-02P-BB.1 | Interior : AQF3422JBX AXS5N2MSPS | Buy | Interior : AQF3422JBX AXS5N2MSPS | EA | EA |  | TRUE |  | P | B/W | 100
135145 | 35 | 1 | States | Champlin | Hayley Fabian | TRUE | 2026-07-31T00:00:00 | 2026-11-30T00:00:00 | 2026-11-30T00:00:00 | 1 | 0 | 1 | 8451.3 | 8451.3 | 55316-3157 | USA | N45 | 1501 | ABB INDUSTRIAL CONNECTIONS AND SOLUTIONS | 27511 | 77313-PPXT FA INT-02MECH-02 | PPXT FA INT | Buy | PPXT FA INT | EA | EA |  | TRUE |  | P | B/W | 100
135145 | 37 | 1 | States | Champlin | Hayley Fabian | TRUE | 2026-07-31T00:00:00 | 2026-11-30T00:00:00 | 2026-11-30T00:00:00 | 1 | 0 | 1 | 8451.3 | 8451.3 | 55316-3157 | USA | N45 | 1501 | ABB INDUSTRIAL CONNECTIONS AND SOLUTIONS | 27511 | 77313-PPXT FA INT-02MECH-04 | PPXT FA INT | Buy | PPXT FA INT | EA | EA |  | TRUE |  | P | B/W | 100
135145 | 14 | 1 | States | Champlin | Hayley Fabian | TRUE | 2026-07-31T00:00:00 | 2026-11-18T00:00:00 | 2026-11-18T00:00:00 | 1 | 0 | 1 | 102.6 | 102.6 | 55316-3157 | USA | N45 | 1501 | ABB INDUSTRIAL CONNECTIONS AND SOLUTIONS | 27511 | 77313-AF76SN-04P-2N-1 | Front: AF76SN | Buy | Front: AF76SN | EA | EA |  | TRUE |  | P | B/W | 100
135145 | 4 | 1 | States | Champlin | Hayley Fabian | TRUE | 2026-07-31T00:00:00 | 2026-11-18T00:00:00 | 2026-11-18T00:00:00 | 1 | 0 | 1 | 134.21 | 134.21 | 55316-3157 | USA | N45 | 1501 | ABB INDUSTRIAL CONNECTIONS AND SOLUTIONS | 27511 | 77313-AB76B-03P-4N-1 | Box: AB76B | Buy | Box: AB76B | EA | EA |  | TRUE |  | P | B/W | 100
135145 | 33 | 1 | States | Champlin | Hayley Fabian | TRUE | 2026-07-31T00:00:00 | 2026-12-07T00:00:00 | 2026-12-07T00:00:00 | 1 | 0 | 1 | 290.59 | 290.59 | 55316-3157 | USA | N45 | 1501 | ABB INDUSTRIAL CONNECTIONS AND SOLUTIONS | 27511 | 77313-PPXT FA BOX-04MECH-05 | PPXT FA BOX | Buy | PPXT FA BOX | EA | EA |  | TRUE |  | P | B/W | 100
135145 | 47 | 1 | States | Champlin | Hayley Fabian | TRUE | 2026-07-31T00:00:00 | 2026-11-30T00:00:00 | 2026-11-30T00:00:00 | 1 | 0 | 1 | 8451.3 | 8451.3 | 55316-3157 | USA | N45 | 1501 | ABB INDUSTRIAL CONNECTIONS AND SOLUTIONS | 27511 | 77313-PPXT FA INT-04MECH-04 | PPXT FA INT | Buy | PPXT FA INT | EA | EA |  | TRUE |  | P | B/W | 100
135145 | 38 | 1 | States | Champlin | Hayley Fabian | TRUE | 2026-07-31T00:00:00 | 2026-11-30T00:00:00 | 2026-11-30T00:00:00 | 1 | 0 | 1 | 8451.3 | 8451.3 | 55316-3157 | USA | N45 | 1501 | ABB INDUSTRIAL CONNECTIONS AND SOLUTIONS | 27511 | 77313-PPXT FA INT-02MECH-05 | PPXT FA INT | Buy | PPXT FA INT | EA | EA |  | TRUE |  | P | B/W | 100
135145 | 3 | 1 | States | Champlin | Hayley Fabian | TRUE | 2026-07-31T00:00:00 | 2026-11-18T00:00:00 | 2026-11-18T00:00:00 | 1 | 0 | 1 | 122.27 | 122.27 | 55316-3157 | USA | N45 | 1501 | ABB INDUSTRIAL CONNECTIONS AND SOLUTIONS | 27511 | 77313-AB76B-03P-2N-1 | Box: AB76B | Buy | Box: AB76B | EA | EA |  | TRUE |  | P | B/W | 100
135145 | 34 | 1 | States | Champlin | Hayley Fabian | TRUE | 2026-07-31T00:00:00 | 2026-11-30T00:00:00 | 2026-11-30T00:00:00 | 1 | 0 | 1 | 8451.3 | 8451.3 | 55316-3157 | USA | N45 | 1501 | ABB INDUSTRIAL CONNECTIONS AND SOLUTIONS | 27511 | 77313-PPXT FA INT-02MECH-01 | PPXT FA INT | Buy | PPXT FA INT | EA | EA |  | TRUE |  | P | B/W | 100
135145 | 9 | 1 | States | Champlin | Hayley Fabian | TRUE | 2026-07-31T00:00:00 | 2026-11-18T00:00:00 | 2026-11-18T00:00:00 | 1 | 0 | 1 | 144.53 | 144.53 | 55316-3157 | USA | N45 | 1501 | ABB INDUSTRIAL CONNECTIONS AND SOLUTIONS | 27511 | 77313-AB82B-02P-4N-1 | Box: AB82B | Buy | Box: AB82B | EA | EA |  | TRUE |  | P | B/W | 100
135145 | 1 | 1 | States | Champlin | Hayley Fabian | TRUE | 2026-07-31T00:00:00 | 2026-11-18T00:00:00 | 2026-11-18T00:00:00 | 1 | 0 | 1 | 122.27 | 122.27 | 55316-3157 | USA | N45 | 1501 | ABB INDUSTRIAL CONNECTIONS AND SOLUTIONS | 27511 | 77313-AB76B-02P-2N-1 | Box: AB76B | Buy | Box: AB76B | EA | EA |  | TRUE |  | P | B/W | 100
135145 | 23 | 1 | States | Champlin | Hayley Fabian | TRUE | 2026-07-31T00:00:00 | 2026-12-07T00:00:00 | 2026-12-07T00:00:00 | 1 | 0 | 1 | 290.59 | 290.59 | 55316-3157 | USA | N45 | 1501 | ABB INDUSTRIAL CONNECTIONS AND SOLUTIONS | 27511 | 77313-PPXT FA BOX-02MECH-05 | PPXT FA BOX | Buy | PPXT FA BOX | EA | EA |  | TRUE |  | P | B/W | 100
135145 | 46 | 1 | States | Champlin | Hayley Fabian | TRUE | 2026-07-31T00:00:00 | 2026-11-30T00:00:00 | 2026-11-30T00:00:00 | 1 | 0 | 1 | 8451.3 | 8451.3 | 55316-3157 | USA | N45 | 1501 | ABB INDUSTRIAL CONNECTIONS AND SOLUTIONS | 27511 | 77313-PPXT FA INT-04MECH-03 | PPXT FA INT | Buy | PPXT FA INT | EA | EA |  | TRUE |  | P | B/W | 100
135145 | 55 | 1 | States | Champlin | Hayley Fabian | TRUE | 2026-07-31T00:00:00 | 2026-11-18T00:00:00 | 2026-11-18T00:00:00 | 1 | 0 | 1 | 7751.14 | 7751.14 | 55316-3157 | USA | N45 | 1501 | ABB INDUSTRIAL CONNECTIONS AND SOLUTIONS | 27511 | 77313-RSF-SLT-INT-02P-4N-1 | Interior : ASF3484KBX AXN2MSPS | Buy | Interior : ASF3484KBX AXN2MSPS | EA | EA |  | TRUE |  | P | B/W | 100
135145 | 39 | 1 | States | Champlin | Hayley Fabian | TRUE | 2026-07-31T00:00:00 | 2026-11-30T00:00:00 | 2026-11-30T00:00:00 | 1 | 0 | 1 | 8451.3 | 8451.3 | 55316-3157 | USA | N45 | 1501 | ABB INDUSTRIAL CONNECTIONS AND SOLUTIONS | 27511 | 77313-PPXT FA INT-03MECH-01 | PPXT FA INT | Buy | PPXT FA INT | EA | EA |  | TRUE |  | P | B/W | 100
135145 | 22 | 1 | States | Champlin | Hayley Fabian | TRUE | 2026-07-31T00:00:00 | 2026-12-07T00:00:00 | 2026-12-07T00:00:00 | 1 | 0 | 1 | 290.59 | 290.59 | 55316-3157 | USA | N45 | 1501 | ABB INDUSTRIAL CONNECTIONS AND SOLUTIONS | 27511 | 77313-PPXT FA BOX-02MECH-04 | PPXT FA BOX | Buy | PPXT FA BOX | EA | EA |  | TRUE |  | P | B/W | 100
135145 | 18 | 1 | States | Champlin | Hayley Fabian | TRUE | 2026-07-31T00:00:00 | 2026-11-18T00:00:00 | 2026-11-18T00:00:00 | 1 | 0 | 1 | 356.63 | 356.63 | 55316-3157 | USA | N45 | 1501 | ABB INDUSTRIAL CONNECTIONS AND SOLUTIONS | 27511 | 77313-AF82STN-02P-4N-1 | Front: AF82STN | Buy | Front: AF82STN | EA | EA |  | TRUE |  | P | B/W | 100
135145 | 52 | 1 | States | Champlin | Hayley Fabian | TRUE | 2026-07-31T00:00:00 | 2026-11-18T00:00:00 | 2026-11-18T00:00:00 | 1 | 0 | 1 | 3427.35 | 3427.35 | 55316-3157 | USA | N45 | 1501 | ABB INDUSTRIAL CONNECTIONS AND SOLUTIONS | 27511 | 77313-RQF-SLT-INT-02P-2N-1 | Interior : AQF3422JBX AXS5N2MSPS | Buy | Interior : AQF3422JBX AXS5N2MSPS | EA | EA |  | TRUE |  | P | B/W | 100
135145 | 15 | 1 | States | Champlin | Hayley Fabian | TRUE | 2026-07-31T00:00:00 | 2026-11-18T00:00:00 | 2026-11-18T00:00:00 | 1 | 0 | 1 | 102.6 | 102.6 | 55316-3157 | USA | N45 | 1501 | ABB INDUSTRIAL CONNECTIONS AND SOLUTIONS | 27511 | 77313-AF76SN-04P-BB.2-12 | Front: AF76SN | Buy | Front: AF76SN | EA | EA |  | TRUE |  | P | B/W | 100
135145 | 41 | 1 | States | Champlin | Hayley Fabian | TRUE | 2026-07-31T00:00:00 | 2026-11-30T00:00:00 | 2026-11-30T00:00:00 | 1 | 0 | 1 | 8451.3 | 8451.3 | 55316-3157 | USA | N45 | 1501 | ABB INDUSTRIAL CONNECTIONS AND SOLUTIONS | 27511 | 77313-PPXT FA INT-03MECH-03 | PPXT FA INT | Buy | PPXT FA INT | EA | EA |  | TRUE |  | P | B/W | 100
135145 | 13 | 1 | States | Champlin | Hayley Fabian | TRUE | 2026-07-31T00:00:00 | 2026-11-18T00:00:00 | 2026-11-18T00:00:00 | 1 | 0 | 1 | 102.6 | 102.6 | 55316-3157 | USA | N45 | 1501 | ABB INDUSTRIAL CONNECTIONS AND SOLUTIONS | 27511 | 77313-AF76SN-03P-BB.2-12 | Front: AF76SN | Buy | Front: AF76SN | EA | EA |  | TRUE |  | P | B/W | 100
135145 | 32 | 1 | States | Champlin | Hayley Fabian | TRUE | 2026-07-31T00:00:00 | 2026-12-07T00:00:00 | 2026-12-07T00:00:00 | 1 | 0 | 1 | 290.59 | 290.59 | 55316-3157 | USA | N45 | 1501 | ABB INDUSTRIAL CONNECTIONS AND SOLUTIONS | 27511 | 77313-PPXT FA BOX-04MECH-04 | PPXT FA BOX | Buy | PPXT FA BOX | EA | EA |  | TRUE |  | P | B/W | 100
135145 | 20 | 1 | States | Champlin | Hayley Fabian | TRUE | 2026-07-31T00:00:00 | 2026-12-07T00:00:00 | 2026-12-07T00:00:00 | 1 | 0 | 1 | 290.59 | 290.59 | 55316-3157 | USA | N45 | 1501 | ABB INDUSTRIAL CONNECTIONS AND SOLUTIONS | 27511 | 77313-PPXT FA BOX-02MECH-02 | PPXT FA BOX | Buy | PPXT FA BOX | EA | EA |  | TRUE |  | P | B/W | 100
135145 | 53 | 1 | States | Champlin | Hayley Fabian | TRUE | 2026-07-31T00:00:00 | 2026-11-18T00:00:00 | 2026-11-18T00:00:00 | 1 | 0 | 1 | 3427.35 | 3427.35 | 55316-3157 | USA | N45 | 1501 | ABB INDUSTRIAL CONNECTIONS AND SOLUTIONS | 27511 | 77313-RQF-SLT-INT-03P-2N-1 | Interior : AQF3422JBX AXS5N2MSPS | Buy | Interior : AQF3422JBX AXS5N2MSPS | EA | EA |  | TRUE |  | P | B/W | 100
135145 | 24 | 1 | States | Champlin | Hayley Fabian | TRUE | 2026-07-31T00:00:00 | 2026-12-07T00:00:00 | 2026-12-07T00:00:00 | 1 | 0 | 1 | 290.59 | 290.59 | 55316-3157 | USA | N45 | 1501 | ABB INDUSTRIAL CONNECTIONS AND SOLUTIONS | 27511 | 77313-PPXT FA BOX-03MECH-01 | PPXT FA BOX | Buy | PPXT FA BOX | EA | EA |  | TRUE |  | P | B/W | 100
135145 | 31 | 1 | States | Champlin | Hayley Fabian | TRUE | 2026-07-31T00:00:00 | 2026-12-07T00:00:00 | 2026-12-07T00:00:00 | 1 | 0 | 1 | 290.59 | 290.59 | 55316-3157 | USA | N45 | 1501 | ABB INDUSTRIAL CONNECTIONS AND SOLUTIONS | 27511 | 77313-PPXT FA BOX-04MECH-03 | PPXT FA BOX | Buy | PPXT FA BOX | EA | EA |  | TRUE |  | P | B/W | 100
135145 | 36 | 1 | States | Champlin | Hayley Fabian | TRUE | 2026-07-31T00:00:00 | 2026-11-30T00:00:00 | 2026-11-30T00:00:00 | 1 | 0 | 1 | 8451.3 | 8451.3 | 55316-3157 | USA | N45 | 1501 | ABB INDUSTRIAL CONNECTIONS AND SOLUTIONS | 27511 | 77313-PPXT FA INT-02MECH-03 | PPXT FA INT | Buy | PPXT FA INT | EA | EA |  | TRUE |  | P | B/W | 100
135145 | 10 | 1 | States | Champlin | Hayley Fabian | TRUE | 2026-07-31T00:00:00 | 2026-11-18T00:00:00 | 2026-11-18T00:00:00 | 1 | 0 | 1 | 102.6 | 102.6 | 55316-3157 | USA | N45 | 1501 | ABB INDUSTRIAL CONNECTIONS AND SOLUTIONS | 27511 | 77313-AF76SN-02P-2N-1 | Front: AF76SN | Buy | Front: AF76SN | EA | EA |  | TRUE |  | P | B/W | 100
135145 | 57 | 1 | States | Champlin | Hayley Fabian | TRUE | 2026-07-31T00:00:00 | 2026-11-18T00:00:00 | 2026-11-18T00:00:00 | 1 | 0 | 1 | 7669.8 | 7669.8 | 55316-3157 | USA | N45 | 1501 | ABB INDUSTRIAL CONNECTIONS AND SOLUTIONS | 27511 | 77313-RSF-SLT-INT-04P-4N-1 | Interior : ASF3424KBX AXS5N2MSPS | Buy | Interior : ASF3424KBX AXS5N2MSPS | EA | EA |  | TRUE |  | P | B/W | 100
135145 | 42 | 1 | States | Champlin | Hayley Fabian | TRUE | 2026-07-31T00:00:00 | 2026-11-30T00:00:00 | 2026-11-30T00:00:00 | 1 | 0 | 1 | 8451.3 | 8451.3 | 55316-3157 | USA | N45 | 1501 | ABB INDUSTRIAL CONNECTIONS AND SOLUTIONS | 27511 | 77313-PPXT FA INT-03MECH-04 | PPXT FA INT | Buy | PPXT FA INT | EA | EA |  | TRUE |  | P | B/W | 100
135145 | 19 | 1 | States | Champlin | Hayley Fabian | TRUE | 2026-07-31T00:00:00 | 2026-12-07T00:00:00 | 2026-12-07T00:00:00 | 1 | 0 | 1 | 290.59 | 290.59 | 55316-3157 | USA | N45 | 1501 | ABB INDUSTRIAL CONNECTIONS AND SOLUTIONS | 27511 | 77313-PPXT FA BOX-02MECH-01 | PPXT FA BOX | Buy | PPXT FA BOX | EA | EA |  | TRUE |  | P | B/W | 100
135145 | 50 | 1 | States | Champlin | Hayley Fabian | TRUE | 2026-07-31T00:00:00 | 2026-11-18T00:00:00 | 2026-11-18T00:00:00 | 1 | 0 | 1 | 3425.64 | 3425.64 | 55316-3157 | USA | N45 | 1501 | ABB INDUSTRIAL CONNECTIONS AND SOLUTIONS | 27511 | 77313-RQFC-INTERIOR-03P-BB.2-12 | Interior : AQF3422JBX AXS5N2MSPS | Buy | Interior : AQF3422JBX AXS5N2MSPS | EA | EA |  | TRUE |  | P | B/W | 100
135145 | 54 | 1 | States | Champlin | Hayley Fabian | TRUE | 2026-07-31T00:00:00 | 2026-11-18T00:00:00 | 2026-11-18T00:00:00 | 1 | 0 | 1 | 3427.35 | 3427.35 | 55316-3157 | USA | N45 | 1501 | ABB INDUSTRIAL CONNECTIONS AND SOLUTIONS | 27511 | 77313-RQF-SLT-INT-04P-2N-1 | Interior : AQF3422JBX AXS5N2MSPS | Buy | Interior : AQF3422JBX AXS5N2MSPS | EA | EA |  | TRUE |  | P | B/W | 100
135145 | 51 | 1 | States | Champlin | Hayley Fabian | TRUE | 2026-07-31T00:00:00 | 2026-11-18T00:00:00 | 2026-11-18T00:00:00 | 1 | 0 | 1 | 3425.64 | 3425.64 | 55316-3157 | USA | N45 | 1501 | ABB INDUSTRIAL CONNECTIONS AND SOLUTIONS | 27511 | 77313-RQFC-INTERIOR-04P-BB.2-12 | Interior : AQF3422JBX AXS5N2MSPS | Buy | Interior : AQF3422JBX AXS5N2MSPS | EA | EA |  | TRUE |  | P | B/W | 100
135145 | 16 | 1 | States | Champlin | Hayley Fabian | TRUE | 2026-07-31T00:00:00 | 2026-11-18T00:00:00 | 2026-11-18T00:00:00 | 1 | 0 | 1 | 168.93 | 168.93 | 55316-3157 | USA | N45 | 1501 | ABB INDUSTRIAL CONNECTIONS AND SOLUTIONS | 27511 | 77313-AF76STN-03P-4N-1 | Front: AF76STN | Buy | Front: AF76STN | EA | EA |  | TRUE |  | P | B/W | 100
135145 | 28 | 1 | States | Champlin | Hayley Fabian | TRUE | 2026-07-31T00:00:00 | 2026-12-07T00:00:00 | 2026-12-07T00:00:00 | 1 | 0 | 1 | 290.59 | 290.59 | 55316-3157 | USA | N45 | 1501 | ABB INDUSTRIAL CONNECTIONS AND SOLUTIONS | 27511 | 77313-PPXT FA BOX-03MECH-05 | PPXT FA BOX | Buy | PPXT FA BOX | EA | EA |  | TRUE |  | P | B/W | 100
135145 | 43 | 1 | States | Champlin | Hayley Fabian | TRUE | 2026-07-31T00:00:00 | 2026-11-30T00:00:00 | 2026-11-30T00:00:00 | 1 | 0 | 1 | 8451.3 | 8451.3 | 55316-3157 | USA | N45 | 1501 | ABB INDUSTRIAL CONNECTIONS AND SOLUTIONS | 27511 | 77313-PPXT FA INT-03MECH-05 | PPXT FA INT | Buy | PPXT FA INT | EA | EA |  | TRUE |  | P | B/W | 100
135145 | 29 | 1 | States | Champlin | Hayley Fabian | TRUE | 2026-07-31T00:00:00 | 2026-12-07T00:00:00 | 2026-12-07T00:00:00 | 1 | 0 | 1 | 290.59 | 290.59 | 55316-3157 | USA | N45 | 1501 | ABB INDUSTRIAL CONNECTIONS AND SOLUTIONS | 27511 | 77313-PPXT FA BOX-04MECH-01 | PPXT FA BOX | Buy | PPXT FA BOX | EA | EA |  | TRUE |  | P | B/W | 100
135145 | 30 | 1 | States | Champlin | Hayley Fabian | TRUE | 2026-07-31T00:00:00 | 2026-12-07T00:00:00 | 2026-12-07T00:00:00 | 1 | 0 | 1 | 290.59 | 290.59 | 55316-3157 | USA | N45 | 1501 | ABB INDUSTRIAL CONNECTIONS AND SOLUTIONS | 27511 | 77313-PPXT FA BOX-04MECH-02 | PPXT FA BOX | Buy | PPXT FA BOX | EA | EA |  | TRUE |  | P | B/W | 100
135145 | 48 | 1 | States | Champlin | Hayley Fabian | TRUE | 2026-07-31T00:00:00 | 2026-11-30T00:00:00 | 2026-11-30T00:00:00 | 1 | 0 | 1 | 8451.3 | 8451.3 | 55316-3157 | USA | N45 | 1501 | ABB INDUSTRIAL CONNECTIONS AND SOLUTIONS | 27511 | 77313-PPXT FA INT-04MECH-05 | PPXT FA INT | Buy | PPXT FA INT | EA | EA |  | TRUE |  | P | B/W | 100
135145 | 5 | 1 | States | Champlin | Hayley Fabian | TRUE | 2026-07-31T00:00:00 | 2026-11-18T00:00:00 | 2026-11-18T00:00:00 | 1 | 0 | 1 | 122.27 | 122.27 | 55316-3157 | USA | N45 | 1501 | ABB INDUSTRIAL CONNECTIONS AND SOLUTIONS | 27511 | 77313-AB76B-03P-BB.2-12 | Box: AB76B | Buy | Box: AB76B | EA | EA |  | TRUE |  | P | B/W | 100
135145 | 21 | 1 | States | Champlin | Hayley Fabian | TRUE | 2026-07-31T00:00:00 | 2026-12-07T00:00:00 | 2026-12-07T00:00:00 | 1 | 0 | 1 | 290.59 | 290.59 | 55316-3157 | USA | N45 | 1501 | ABB INDUSTRIAL CONNECTIONS AND SOLUTIONS | 27511 | 77313-PPXT FA BOX-02MECH-03 | PPXT FA BOX | Buy | PPXT FA BOX | EA | EA |  | TRUE |  | P | B/W | 100
135145 | 27 | 1 | States | Champlin | Hayley Fabian | TRUE | 2026-07-31T00:00:00 | 2026-12-07T00:00:00 | 2026-12-07T00:00:00 | 1 | 0 | 1 | 290.59 | 290.59 | 55316-3157 | USA | N45 | 1501 | ABB INDUSTRIAL CONNECTIONS AND SOLUTIONS | 27511 | 77313-PPXT FA BOX-03MECH-04 | PPXT FA BOX | Buy | PPXT FA BOX | EA | EA |  | TRUE |  | P | B/W | 100
135145 | 40 | 1 | States | Champlin | Hayley Fabian | TRUE | 2026-07-31T00:00:00 | 2026-11-30T00:00:00 | 2026-11-30T00:00:00 | 1 | 0 | 1 | 8451.3 | 8451.3 | 55316-3157 | USA | N45 | 1501 | ABB INDUSTRIAL CONNECTIONS AND SOLUTIONS | 27511 | 77313-PPXT FA INT-03MECH-02 | PPXT FA INT | Buy | PPXT FA INT | EA | EA |  | TRUE |  | P | B/W | 100
135145 | 45 | 1 | States | Champlin | Hayley Fabian | TRUE | 2026-07-31T00:00:00 | 2026-11-30T00:00:00 | 2026-11-30T00:00:00 | 1 | 0 | 1 | 8451.3 | 8451.3 | 55316-3157 | USA | N45 | 1501 | ABB INDUSTRIAL CONNECTIONS AND SOLUTIONS | 27511 | 77313-PPXT FA INT-04MECH-02 | PPXT FA INT | Buy | PPXT FA INT | EA | EA |  | TRUE |  | P | B/W | 100
135145 | 25 | 1 | States | Champlin | Hayley Fabian | TRUE | 2026-07-31T00:00:00 | 2026-12-07T00:00:00 | 2026-12-07T00:00:00 | 1 | 0 | 1 | 290.59 | 290.59 | 55316-3157 | USA | N45 | 1501 | ABB INDUSTRIAL CONNECTIONS AND SOLUTIONS | 27511 | 77313-PPXT FA BOX-03MECH-02 | PPXT FA BOX | Buy | PPXT FA BOX | EA | EA |  | TRUE |  | P | B/W | 100
135145 | 6 | 1 | States | Champlin | Hayley Fabian | TRUE | 2026-07-31T00:00:00 | 2026-11-18T00:00:00 | 2026-11-18T00:00:00 | 1 | 0 | 1 | 122.27 | 122.27 | 55316-3157 | USA | N45 | 1501 | ABB INDUSTRIAL CONNECTIONS AND SOLUTIONS | 27511 | 77313-AB76B-04P-2N-1 | Box: AB76B | Buy | Box: AB76B | EA | EA |  | TRUE |  | P | B/W | 100
135145 | 17 | 1 | States | Champlin | Hayley Fabian | TRUE | 2026-07-31T00:00:00 | 2026-11-18T00:00:00 | 2026-11-18T00:00:00 | 1 | 0 | 1 | 168.93 | 168.93 | 55316-3157 | USA | N45 | 1501 | ABB INDUSTRIAL CONNECTIONS AND SOLUTIONS | 27511 | 77313-AF76STN-04P-4N-1 | Front: AF76STN | Buy | Front: AF76STN | EA | EA |  | TRUE |  | P | B/W | 100
135145 | 44 | 1 | States | Champlin | Hayley Fabian | TRUE | 2026-07-31T00:00:00 | 2026-11-30T00:00:00 | 2026-11-30T00:00:00 | 1 | 0 | 1 | 8451.3 | 8451.3 | 55316-3157 | USA | N45 | 1501 | ABB INDUSTRIAL CONNECTIONS AND SOLUTIONS | 27511 | 77313-PPXT FA INT-04MECH-01 | PPXT FA INT | Buy | PPXT FA INT | EA | EA |  | TRUE |  | P | B/W | 100
135145 | 12 | 1 | States | Champlin | Hayley Fabian | TRUE | 2026-07-31T00:00:00 | 2026-11-18T00:00:00 | 2026-11-18T00:00:00 | 1 | 0 | 1 | 102.6 | 102.6 | 55316-3157 | USA | N45 | 1501 | ABB INDUSTRIAL CONNECTIONS AND SOLUTIONS | 27511 | 77313-AF76SN-03P-2N-1 | Front: AF76SN | Buy | Front: AF76SN | EA | EA |  | TRUE |  | P | B/W | 100
135145 | 11 | 1 | States | Champlin | Hayley Fabian | TRUE | 2026-07-31T00:00:00 | 2026-11-18T00:00:00 | 2026-11-18T00:00:00 | 1 | 0 | 1 | 102.6 | 102.6 | 55316-3157 | USA | N45 | 1501 | ABB INDUSTRIAL CONNECTIONS AND SOLUTIONS | 27511 | 77313-AF76SN-02P-BB.1 | Front: AF76SN | Buy | Front: AF76SN | EA | EA |  | TRUE |  | P | B/W | 100
135145 | 8 | 1 | States | Champlin | Hayley Fabian | TRUE | 2026-07-31T00:00:00 | 2026-11-18T00:00:00 | 2026-11-18T00:00:00 | 1 | 0 | 1 | 122.27 | 122.27 | 55316-3157 | USA | N45 | 1501 | ABB INDUSTRIAL CONNECTIONS AND SOLUTIONS | 27511 | 77313-AB76B-04P-BB.2-12 | Box: AB76B | Buy | Box: AB76B | EA | EA |  | TRUE |  | P | B/W | 100
135145 | 26 | 1 | States | Champlin | Hayley Fabian | TRUE | 2026-07-31T00:00:00 | 2026-12-07T00:00:00 | 2026-12-07T00:00:00 | 1 | 0 | 1 | 290.59 | 290.59 | 55316-3157 | USA | N45 | 1501 | ABB INDUSTRIAL CONNECTIONS AND SOLUTIONS | 27511 | 77313-PPXT FA BOX-03MECH-03 | PPXT FA BOX | Buy | PPXT FA BOX | EA | EA |  | TRUE |  | P | B/W | 100
135145 | 7 | 1 | States | Champlin | Hayley Fabian | TRUE | 2026-07-31T00:00:00 | 2026-11-18T00:00:00 | 2026-11-18T00:00:00 | 1 | 0 | 1 | 134.21 | 134.21 | 55316-3157 | USA | N45 | 1501 | ABB INDUSTRIAL CONNECTIONS AND SOLUTIONS | 27511 | 77313-AB76B-04P-4N-1 | Box: AB76B | Buy | Box: AB76B | EA | EA |  | TRUE |  | P | B/W | 100
135145 | 56 | 1 | States | Champlin | Hayley Fabian | TRUE | 2026-07-31T00:00:00 | 2026-11-18T00:00:00 | 2026-11-18T00:00:00 | 1 | 0 | 1 | 7669.8 | 7669.8 | 55316-3157 | USA | N45 | 1501 | ABB INDUSTRIAL CONNECTIONS AND SOLUTIONS | 27511 | 77313-RSF-SLT-INT-03P-4N-1 | Interior : ASF3424KBX AXS5N2MSPS | Buy | Interior : ASF3424KBX AXS5N2MSPS | EA | EA |  | TRUE |  | P | B/W | 100
136128 | 1 | 1 | States | Champlin | Hayley Fabian | TRUE | 2026-09-15T00:00:00 | 2027-01-18T00:00:00 |  | 1 | 0 | 1 | 4824.98 | 4824.98 | 55316 | USA | N45 | 1501 | ABB INDUSTRIAL CONNECTIONS AND SOLUTIONS | 27511 | XT7HU312EPYW940XXX | RGXT7H 1200 E.TCH LSI 1200 3P UL | PUR | RGXT7H 1200 E.TCH LSI 1200 3P UL | EA | EA |  | FALSE |  | P | B/W | 100
136128 | 2 | 2 | States | Champlin | Hayley Fabian | TRUE | 2026-09-15T00:00:00 | 2027-02-15T00:00:00 |  | 30 | 0 | 30 | 1575.18 | 64582.38 | 55316 | USA | N45 | 1501 | ABB INDUSTRIAL CONNECTIONS AND SOLUTIONS | 27511 | XT5HQ340AGFN0HHXXX | 300AT / 400AF, 3P, 480V, 65kAIC, Distribution Feeder Circuit Breaker, 100% Rated MCCB• 480V, 3Ø, 3P, 65kAIC, 100% Rated• EKIP DIP, LSIG, (G Protection can be disabled)• 3Q+1SY 24VDC AUX Contacts• Padlock Device in Open Position• Amp Trip: 400 (Dialed Down up to 300A)• Amp Frame: 250• Amp Frame: 400• Bolt-on, Molded Case Circuit Breaker (MCCB)• Circuit Breaker Frame: XT5 | PUR | 300AT / 400AF, 3P, 480V, 65kAIC, Distribution Feeder Circuit Breaker, 100% Rated MCCB• 480V, 3Ø, 3P, 65kAIC, 100% Rated• EKIP DIP, LSIG, (G Protection can be disabled)• 3Q+1SY 24VDC AUX Contacts• Padlock Device in Open Position• Amp Trip: 400 (Dialed Down up to 300A)• Amp Frame: 250• Amp Frame: 400• Bolt-on, Molded Case Circuit Breaker (MCCB)• Circuit Breaker Frame: XT5 | EA | EA |  | FALSE |  | P | B/W | 100
136128 | 2 | 1 | States | Champlin | Hayley Fabian | TRUE | 2026-09-15T00:00:00 | 2027-02-02T00:00:00 |  | 11 | 0 | 11 | 1575.18 | 64582.38 | 55316 | USA | N45 | 1501 | ABB INDUSTRIAL CONNECTIONS AND SOLUTIONS | 27511 | XT5HQ340AGFN0HHXXX | 300AT / 400AF, 3P, 480V, 65kAIC, Distribution Feeder Circuit Breaker, 100% Rated MCCB• 480V, 3Ø, 3P, 65kAIC, 100% Rated• EKIP DIP, LSIG, (G Protection can be disabled)• 3Q+1SY 24VDC AUX Contacts• Padlock Device in Open Position• Amp Trip: 400 (Dialed Down up to 300A)• Amp Frame: 250• Amp Frame: 400• Bolt-on, Molded Case Circuit Breaker (MCCB)• Circuit Breaker Frame: XT5 | PUR | 300AT / 400AF, 3P, 480V, 65kAIC, Distribution Feeder Circuit Breaker, 100% Rated MCCB• 480V, 3Ø, 3P, 65kAIC, 100% Rated• EKIP DIP, LSIG, (G Protection can be disabled)• 3Q+1SY 24VDC AUX Contacts• Padlock Device in Open Position• Amp Trip: 400 (Dialed Down up to 300A)• Amp Frame: 250• Amp Frame: 400• Bolt-on, Molded Case Circuit Breaker (MCCB)• Circuit Breaker Frame: XT5 | EA | EA |  | FALSE |  | P | B/W | 100
133403 | 3 | 2 | States | Champlin | Hayley Fabian | TRUE | 2026-05-19T00:00:00 | 2026-10-02T00:00:00 | 2026-09-17T00:00:00 | 30 | 0 | 30 | 982.13 | 67766.97 | 55316-3157 | USA | N45 | 1501 | ABB INDUSTRIAL CONNECTIONS AND SOLUTIONS | 27511 | XT4HQ32502FA0HHXXX | 150AT / 250AF, 3P, 480V, 65kAIC, Distribution Feeder Circuit Breaker, 100% Rated MCCB• 480V, 3Ø, 3P, 65kAIC, 100% Rated• EKIP DIP, LSIG, (G Protection can be disabled)• 3Q+1SY 24VDC AUX Contacts• Padlock Device in Open Position• Amp Trip: 250 (Dialed Down up to 150A)• Amp Frame: 250• Bolt-on, Molded Case Circuit Breaker (MCCB)• Circuit Breaker Frame: XT4 | PUR | 150AT / 250AF, 3P, 480V, 65kAIC, Distribution Feeder Circuit Breaker, 100% Rated MCCB• 480V, 3Ø, 3P, 65kAIC, 100% Rated• EKIP DIP, LSIG, (G Protection can be disabled)• 3Q+1SY 24VDC AUX Contacts• Padlock Device in Open Position• Amp Trip: 250 (Dialed Down up to 150A)• Amp Frame: 250• Bolt-on, Molded Case Circuit Breaker (MCCB)• Circuit Breaker Frame: XT4 | EA | EA |  | TRUE |  | P | B/W | 100
133403 | 9 | 2 | States | Champlin | Hayley Fabian | TRUE | 2026-05-19T00:00:00 | 2026-09-22T00:00:00 | 2026-09-22T00:00:00 | 34 | 29 | 5 | 720.37 | 45383.31 | 55316-3157 | USA | N45 | 1501 | ABB INDUSTRIAL CONNECTIONS AND SOLUTIONS | 27511 | ZE6NCTF | CS N E6.2 100% UL | PUR | CS N E6.2 100% UL | EA | EA |  | TRUE |  | P | B/W | 100
133403 | 8 | 2 | States | Champlin | Hayley Fabian | TRUE | 2026-05-19T00:00:00 | 2026-09-23T00:00:00 | 2026-09-17T00:00:00 | 53 | 0 | 53 | 495.29 | 62406.54 | 55316-3157 | USA | N45 | 1501 | ABB INDUSTRIAL CONNECTIONS AND SOLUTIONS | 27511 | ZE6NCT | EXT CS N ALL E4.2 E6.2 50%UL ONLY | PUR | EXT CS N ALL E4.2 E6.2 50%UL ONLY | EA | EA |  | TRUE |  | P | B/W | 100
133403 | 8 | 1 | States | Champlin | Hayley Fabian | TRUE | 2026-05-19T00:00:00 | 2026-09-23T00:00:00 | 2026-08-18T00:00:00 | 73 | 0 | 73 | 495.29 | 62406.54 | 55316-3157 | USA | N45 | 1501 | ABB INDUSTRIAL CONNECTIONS AND SOLUTIONS | 27511 | ZE6NCT | EXT CS N ALL E4.2 E6.2 50%UL ONLY | PUR | EXT CS N ALL E4.2 E6.2 50%UL ONLY | EA | EA |  | TRUE |  | P | B/W | 100
133403 | 3 | 1 | States | Champlin | Hayley Fabian | TRUE | 2026-05-19T00:00:00 | 2026-10-02T00:00:00 | 2026-08-25T00:00:00 | 39 | 31 | 8 | 982.13 | 67766.97 | 55316-3157 | USA | N45 | 1501 | ABB INDUSTRIAL CONNECTIONS AND SOLUTIONS | 27511 | XT4HQ32502FA0HHXXX | 150AT / 250AF, 3P, 480V, 65kAIC, Distribution Feeder Circuit Breaker, 100% Rated MCCB• 480V, 3Ø, 3P, 65kAIC, 100% Rated• EKIP DIP, LSIG, (G Protection can be disabled)• 3Q+1SY 24VDC AUX Contacts• Padlock Device in Open Position• Amp Trip: 250 (Dialed Down up to 150A)• Amp Frame: 250• Bolt-on, Molded Case Circuit Breaker (MCCB)• Circuit Breaker Frame: XT4 | PUR | 150AT / 250AF, 3P, 480V, 65kAIC, Distribution Feeder Circuit Breaker, 100% Rated MCCB• 480V, 3Ø, 3P, 65kAIC, 100% Rated• EKIP DIP, LSIG, (G Protection can be disabled)• 3Q+1SY 24VDC AUX Contacts• Padlock Device in Open Position• Amp Trip: 250 (Dialed Down up to 150A)• Amp Frame: 250• Bolt-on, Molded Case Circuit Breaker (MCCB)• Circuit Breaker Frame: XT4 | EA | EA |  | TRUE |  | P | B/W | 100
133403 | 7 | 1 | States | Champlin | Hayley Fabian | TRUE | 2026-05-19T00:00:00 | 2026-10-09T00:00:00 | 2026-09-01T00:00:00 | 16 | 0 | 16 | 5315.31 | 85044.96 | 55316-3157 | USA | N45 | 1501 | ABB INDUSTRIAL CONNECTIONS AND SOLUTIONS | 27511 | XT7LQ312EQFWYSJXXX | 1200AT/1200AF, 100kAIC, 480V, LSIG, 100% Rated• 480V, 3Ø, 3P, 100kAIC, 100% Rated• EKIP Touch, LSIG, (G Protection can be disabled)• EKIP RELT 2K-3 with EKIP Supply 24-48VDC (E1.2)• AUX 4Q 24VDC Contacts• Padlock Device in Open Position• Amp Trip: 1200• Amp Frame: 1200• Bolt-on Molded-Case Circuit Breaker (MCCB)• Circuit Breaker Frame: XT7 | PUR | 1200AT/1200AF, 100kAIC, 480V, LSIG, 100% Rated• 480V, 3Ø, 3P, 100kAIC, 100% Rated• EKIP Touch, LSIG, (G Protection can be disabled)• EKIP RELT 2K-3 with EKIP Supply 24-48VDC (E1.2)• AUX 4Q 24VDC Contacts• Padlock Device in Open Position• Amp Trip: 1200• Amp Frame: 1200• Bolt-on Molded-Case Circuit Breaker (MCCB)• Circuit Breaker Frame: XT7 | EA | EA |  | TRUE |  | P | B/W | 100
133403 | 10 | 1 | States | Champlin | Hayley Fabian | TRUE | 2026-05-19T00:00:00 | 2026-11-17T00:00:00 | 2026-09-01T00:00:00 | 4 | 0 | 4 | 1141.89 | 4567.56 | 55316-3157 | USA | N45 | 1501 | ABB INDUSTRIAL CONNECTIONS AND SOLUTIONS | 27511 | XT4LU32502FJ0HHXXX | 225AT / 250AF, 3P, 480V, 100kAIC, Distribution Feeder Circuit Breaker 80% Rated MCCB• 480V, 3Ø, 3P, 100kAIC, 80% Rated• EKIP DIP, LSIG, (G Protection can be disabled)• 3Q+1SY 24VDC AUX Contacts• Padlock Device in Open Position• Amp Trip: 250 (Dialed Down up to 225A)• Amp Frame: 250• Bolt-on, Molded Case Circuit Breaker (MCCB)• Circuit Breaker Frame: XT4 | PUR | 225AT / 250AF, 3P, 480V, 100kAIC, Distribution Feeder Circuit Breaker 80% Rated MCCB• 480V, 3Ø, 3P, 100kAIC, 80% Rated• EKIP DIP, LSIG, (G Protection can be disabled)• 3Q+1SY 24VDC AUX Contacts• Padlock Device in Open Position• Amp Trip: 250 (Dialed Down up to 225A)• Amp Frame: 250• Bolt-on, Molded Case Circuit Breaker (MCCB)• Circuit Breaker Frame: XT4 | EA | EA |  | TRUE |  | P | B/W | 100
135911 | 23 | 1 | States | Champlin | Hayley Fabian | TRUE | 2026-09-04T00:00:00 | 2026-11-03T00:00:00 | 2026-11-03T00:00:00 | 1 | 0 | 1 | 495.29 | 495.29 | 55316 | USA | N45 | 1501 | ABB INDUSTRIAL CONNECTIONS AND SOLUTIONS | 27511 | ZE6NCT | EXT CS N ALL E4.2 E6.2 50%UL ONLY | PUR | ZE6NCT Neutral CT | EA | EA |  | TRUE |  | P | B/W | 100 |  | 76806-34-1
135911 | 18 | 1 | States | Champlin | Hayley Fabian | TRUE | 2026-09-04T00:00:00 | 2026-12-18T00:00:00 | 2026-12-18T00:00:00 | 1 | 0 | 1 | 4912.62 | 4912.62 | 55316 | USA | N45 | 1501 | ABB INDUSTRIAL CONNECTIONS AND SOLUTIONS | 27511 | Z2SDUHJJ53LA0AA025XX | E2.2S-A 1200 EKIP HI-TOUCH LSI 3P FHR | PUR | Z2SDUHJJ53LA0AA025XX 1E2.2S-A 1200 EKIP HI-TOUCH LSI 3P FHR1SDA077315R1Z2SDUHBJ200A000000XX 1KIT VR SUP E2.2 F 3PCS UL INST1SDA079852R1 1KIT VR INF E2.2 F 3PCS UL INST1SDA079854R1 1YO E1.2..E6.2 24 V AC/DC1SDA073668R1ZEASA 1YC E1.2..E6.2 24 V AC/DC1SDA073681R1ZEACA 1M E2.2...E6.2 24-30 V AC/DC1SDA073722R1ZEBM2 1S51 250V E2.2...E6.21SDA073778R1ZEBBA 1PBC D=8mm E2.2...E6.21SDA073861R1ZEBPBC8 1Ekip Supply 24-48VDC1SDA074173R1ZEAPWRSD 1Ekip Com Modbus TCP E1.2..E6.21SDA074151R1ZEAMODTCP 1Ekip 2K-3 E1.2...E6.21SDA074169R1ZEB2K3 | EA | EA |  | TRUE |  | P | B/W | 100 |  | 76806-34-1
135911 | 17 | 1 | States | Champlin | Hayley Fabian | TRUE | 2026-09-04T00:00:00 | 2026-12-04T00:00:00 | 2026-12-04T00:00:00 | 1 | 0 | 1 | 2646.92 | 2646.92 | 55316 | USA | N45 | 1501 | ABB INDUSTRIAL CONNECTIONS AND SOLUTIONS | 27511 | XT7HU380CFYW000XXX | RGXT7H 800 E.DIP LSI 800 3P UL | MEC | 1XT7H 800 EKIP DIP LSI IN=800A 3P UL (1SDA102950R1)1SDA102950R1XT7HU380CFFF000XXX 1NEXT XT7 LSC 3000269494A001 (1SDA114245R1)1SDA114245R1 1KIT FCCUAL 4X240 INF E1.2-XT7/M F 3PINST (1SDA073999R1)1SDA073999R1 | EA | EA |  | TRUE |  | P | B/W | 100 |  | 76806-34-1
135911 | 19 | 1 | States | Champlin | Hayley Fabian | TRUE | 2026-09-04T00:00:00 | 2027-01-18T00:00:00 | 2027-01-18T00:00:00 | 1 | 0 | 1 | 4869.66 | 4869.66 | 55316 | USA | N45 | 1501 | ABB INDUSTRIAL CONNECTIONS AND SOLUTIONS | 27511 | Z4SGULBE000A000000XX | 1E4.2S-A 2500 EKIP TOUCH LSI 3P FHR (1SDA078002R1)Z4SGULBE000A000000XX 1KIT VR SUP E4.2 F 2500A 3PCS UL INST (1SDA079862R1)1SDA079862R1 1KIT VR INF E4.2 F 2500A 3PCS UL INST (1SDA079864R1)1SDA079864R1 1YO E1.2..E6.2 24 V AC/DC (1SDA073668R1)ZEASA 1YC E1.2..E6.2 24 V AC/DC (1SDA073681R1)ZEACA 1M E2.2...E6.2 24-30 V AC/DC (1SDA073722R1)ZEBM2 1S51 250V E2.2...E6.2 (1SDA073778R1)ZEBBA 1PBC D=8mm E2.2...E6.2 (1SDA073861R1)ZEBPBC8 1Ekip Supply 24-48VDC (1SDA074173R1)ZEAPWRSD 1Ekip 2K-3 E1.2...E6.2 (1SDA074169R1)ZEB2K3 | PUR | 1E4.2S-A 2500 EKIP TOUCH LSI 3P FHR (1SDA078002R1)Z4SGULBE000A000000XX 1KIT VR SUP E4.2 F 2500A 3PCS UL INST (1SDA079862R1)1SDA079862R1 1KIT VR INF E4.2 F 2500A 3PCS UL INST (1SDA079864R1)1SDA079864R1 1YO E1.2..E6.2 24 V AC/DC (1SDA073668R1)ZEASA 1YC E1.2..E6.2 24 V AC/DC (1SDA073681R1)ZEACA 1M E2.2...E6.2 24-30 V AC/DC (1SDA073722R1)ZEBM2 1S51 250V E2.2...E6.2 (1SDA073778R1)ZEBBA 1PBC D=8mm E2.2...E6.2 (1SDA073861R1)ZEBPBC8 1Ekip Supply 24-48VDC (1SDA074173R1)ZEAPWRSD 1Ekip 2K-3 E1.2...E6.2 (1SDA074169R1)ZEB2K3 | EA | EA |  | TRUE |  | P | B/W | 100 |  | 76806-34-1
135911 | 8 | 2 | States | Champlin | Hayley Fabian | TRUE | 2026-09-04T00:00:00 | 2026-11-03T00:00:00 | 2026-11-03T00:00:00 | 1 | 0 | 1 | 188.54 | 377.08 | 55316 | USA | N45 | 1501 | ABB INDUSTRIAL CONNECTIONS AND SOLUTIONS | 27511 | XT1HU3060AYD000XXX | RGXT1H 125 TMF 60-600 3P UL/CSA | MEC | RGXT1H 125 TMF 60-600 3P UL/CSA | EA | EA |  | TRUE |  | P | B/W | 100 |  | 76806-34-1
135911 | 16 | 1 | States | Champlin | Hayley Fabian | TRUE | 2026-09-04T00:00:00 | 2027-01-18T00:00:00 | 2027-01-18T00:00:00 | 1 | 0 | 1 | 4824.98 | 4824.98 | 55316 | USA | N45 | 1501 | ABB INDUSTRIAL CONNECTIONS AND SOLUTIONS | 27511 | XT7HU312EPYW940XXX | RGXT7H 1200 E.TCH LSI 1200 3P UL | PUR | XT7HU312EPYW940XXX 1XT7H 1200 E.TCH LSI 1200 3P UL (1SDA102958R1)1SDA102958R1XT7HU312EPFF000XXX 1NEXT XT7 LSC 3000269494A001 (1SDA114245R1)1SDA114245R1 1KIT FCCUAL 4X240 INF E1.2-XT7/M F 3PINST (1SDA073999R1)1SDA073999R1 1EKIP SUPPLY 24-48VDC (1SDA074173R1)1SDA074173R1ZEAPWRSD 1EKIP SIGNALLING 2K-3 (1SDA074169R1)1SDA074169R1ZEB2K3 | EA | EA |  | TRUE |  | P | B/W | 100 |  | 76806-34-1
135911 | 22 | 1 | States | Champlin | Hayley Fabian | TRUE | 2026-09-04T00:00:00 | 2027-01-18T00:00:00 | 2027-01-18T00:00:00 | 1 | 0 | 1 | 7544.26 | 7544.26 | 55316 | USA | N45 | 1501 | ABB INDUSTRIAL CONNECTIONS AND SOLUTIONS | 27511 | Z4SHUNBF60LA0EE045XX | E4.2S-A 3200 EKIP TOUCH LSIG 3P FVR | MEC | Z4SHUNBF60LA0EE045XX E4.2S-A 3200 EKIP TOUCH LSIG 3P FVR | EA | EA |  | TRUE |  | P | B/W | 100 |  | 76806-34-1
135911 | 21 | 1 | States | Champlin | Hayley Fabian | TRUE | 2026-09-04T00:00:00 | 2027-01-18T00:00:00 | 2027-01-18T00:00:00 | 1 | 0 | 1 | 5373.47 | 5373.47 | 55316 | USA | N45 | 1501 | ABB INDUSTRIAL CONNECTIONS AND SOLUTIONS | 27511 | Z4SGULJE60LA00A00WXX | E4.2S-A 2500 EKIP TOUCH LSI 3P FHR | MEC | Z4SGULJE60LA00A00WXX E4.2S-A 2500 EKIP TOUCH LSI 3P FHR 1SDA078002R1 Z4SGULBE000A000000XX KIT VR SUP E4.2 F 2500A 3PCS UL INST 1SDA079862R1 KIT VR INF E4.2 F 2500A 3PCS UL INST 1SDA079864R1 YO E1.2..E6.2 24 V AC/DC 1SDA073668R1 ZEASA S51 250V E2.2...E6.2 1SDA073778R1 ZEBBA KLC-A Kirk key lock in open position E2.2...E6.2 1SDA073798R1 ZEBKLAK PBC D=8mm E2.2...E6.2 1SDA073861R1 ZEBPBC8 Ekip Supply 110-240VAC/DC 1SDA074172R1 ZEAPWRS Ekip 2K-3 E1.2...E6.2 1SDA074169R1 ZEB2K3 | EA | EA |  | TRUE |  | P | B/W | 100 |  | 76806-34-1
135911 | 1 | 1 | States | Champlin | Hayley Fabian | TRUE | 2026-09-04T00:00:00 | 2026-11-03T00:00:00 | 2026-11-03T00:00:00 | 1 | 0 | 1 | 162.31 | 162.31 | 55316 | USA | N45 | 1501 | ABB INDUSTRIAL CONNECTIONS AND SOLUTIONS | 27511 | TEYD3060B | TEYX CIRCUIT BREAKER 3P 60A | PUR | TEYX CIRCUIT BREAKER 3P 60A | EA | EA |  | TRUE |  | P | B/W | 100 |  | 76806-34-1
135911 | 10 | 1 | States | Champlin | Hayley Fabian | TRUE | 2026-09-04T00:00:00 | 2026-11-03T00:00:00 | 2026-11-03T00:00:00 | 1 | 0 | 1 | 762.87 | 762.87 | 55316 | USA | N45 | 1501 | ABB INDUSTRIAL CONNECTIONS AND SOLUTIONS | 27511 | XT2HU31251YD000XXX | RGXT2H 125 E.DIP LSI 125 3P UL | PUR | RGXT2H 125 E.DIP LSI 125 3P UL | EA | EA |  | TRUE |  | P | B/W | 100 |  | 76806-34-1
135911 | 14 | 1 | States | Champlin | Hayley Fabian | TRUE | 2026-09-04T00:00:00 | 2026-12-21T00:00:00 | 2026-12-21T00:00:00 | 1 | 0 | 1 | 1464.41 | 1464.41 | 55316 | USA | N45 | 1501 | ABB INDUSTRIAL CONNECTIONS AND SOLUTIONS | 27511 | XT5HU340AGBB000XXX | XT5H 400 E.DIP LSIG 400 3P UL | PUR | 1XT5H 400 E.DIP LSIG 400 3P UL (1SDA102533R1)1SDA102533R1XT5HU340AGFF000XXX 1KIT FCCUAL 350-750KCMIL XT5 3PCSUL/CSA (1SDA115945R1)1SDA115945R1KXT5CUAL1X750KC-3 1KIT FCCUAL 350-750KCMIL XT5 3PCSUL/CSA (1SDA115945R1)1SDA115945R1KXT5CUAL1X750KC-3 | EA | EA |  | TRUE |  | P | B/W | 100 |  | 76806-34-1
135911 | 9 | 1 | States | Champlin | Hayley Fabian | TRUE | 2026-09-04T00:00:00 | 2027-01-27T00:00:00 | 2027-01-27T00:00:00 | 1 | 0 | 1 | 1908.22 | 1908.22 | 55316 | USA | N45 | 1501 | ABB INDUSTRIAL CONNECTIONS AND SOLUTIONS | 27511 | XT2HU3100RYD050XXX | RGXT2H 125 E.TCHM LSI 100 3P UL | PUR | XT2HU3100RYD050XXX 1XT2H 125 BREAKING PART 3P F F UL/CSA (1SDA075632R1)1SDA075632R1 1EKIP TOUCH MEAS.LSI IN100 XT2 3P UL/CSA (1SDA102169R1)1SDA102169R1 1LINE SIDE CONNECTOR XT2 3P PANELBOARD (1SDA118444R1)1SDA118444R1 1KIT FC CUAL 14-2/0 AWG XT2 3PCS UL (1SDA085585R1)1SDA085585R1KXT2CUAL2-3PC 1EKIP COM MODBUS TCP XT2-XT4 INT (1SDA105177R1)1SDA105177R1KXTCCOMIMBTCP | EA | EA |  | TRUE |  | P | B/W | 100 |  | 76806-34-1
135911 | 24 | 1 | States | Champlin | Hayley Fabian | TRUE | 2026-09-04T00:00:00 | 2026-09-21T00:00:00 | 2026-09-21T00:00:00 | 1 | 0 | 1 | 1424.51 | 1424.51 | 55316 | USA | N45 | 1501 | ABB INDUSTRIAL CONNECTIONS AND SOLUTIONS | 27511 | XT5HU340AFYN000XXX | RGXT5H 400 E.DIP LSI 400 3P UL/CSA | MEC | RGXT5H 400 E.DIP LSI 400 3P UL/CSA | EA | EA |  | TRUE |  | P | B/W | 100
135911 | 20 | 1 | States | Champlin | Hayley Fabian | TRUE | 2026-09-04T00:00:00 | 2027-01-18T00:00:00 | 2027-01-18T00:00:00 | 1 | 0 | 1 | 5929.9 | 5929.9 | 55316 | USA | N45 | 1501 | ABB INDUSTRIAL CONNECTIONS AND SOLUTIONS | 27511 | Z4SGULJE30LA0AA025XX | E4.2S-A 2500 EKIP TOUCH LSI 3P FHR | MEC | Z4SGULBF60LA0EE045XX 2500A, 65kA, 3-Pole, Fixed, Ekip Touch LSIG, RELT, 120V Power Supply, 120V Shunt/Closing Coil/Motor Operator, 4 Aux Contacts, PushButton Cover | EA | EA |  | TRUE |  | P | B/W | 100 |  | 76806-34-1
135911 | 11 | 1 | States | Champlin | Hayley Fabian | TRUE | 2026-09-04T00:00:00 | 2026-12-16T00:00:00 | 2026-12-16T00:00:00 | 1 | 0 | 1 | 802.95 | 802.95 | 55316 | USA | N45 | 1501 | ABB INDUSTRIAL CONNECTIONS AND SOLUTIONS | 27511 | XT4HU31501YJ000XXX | RGXT4H 250 Ekip DIP LSI 150 3P UL | MEC | 1XT4H 250 EKIP DIP LSI IN150 3P FF UL/CSA (1SDA102277R1)1SDA102277R1XT4HU31501FF000XXX 1NEXT XT4 LSC 3000257979A001 (1SDA114242R1)1SDA114242R1 1KIT FCCUAL 4-300AWG XT4 3PC UL/CSA (1SDA075861R1)1SDA075861R1KXT4CUAL2-3PC | EA | EA |  | TRUE |  | P | B/W | 100 |  | 76806-34-1
135911 | 3 | 1 | States | Champlin | Hayley Fabian | TRUE | 2026-09-04T00:00:00 | 2026-11-03T00:00:00 | 2026-11-03T00:00:00 | 1 | 0 | 1 | 33.13 | 33.13 | 55316 | USA | N45 | 1501 | ABB INDUSTRIAL CONNECTIONS AND SOLUTIONS | 27511 | THQB2120 | 2-pole, 20A, 230V (HP-2OS-1) | PUR | 2-pole, 20A, 230V (HP-2OS-1) | EA | EA |  | TRUE |  | P | B/W | 100 |  | 76806-34-1
135911 | 5 | 2 | States | Champlin | Hayley Fabian | TRUE | 2026-09-04T00:00:00 | 2026-11-03T00:00:00 | 2026-11-03T00:00:00 | 1 | 0 | 1 | 188.54 | 377.08 | 55316 | USA | N45 | 1501 | ABB INDUSTRIAL CONNECTIONS AND SOLUTIONS | 27511 | XT1HU3020AYD000XXX | RGXT1H 125 TMF 20-500 3P UL/CSA | MEC | 1XT1H 125 TMF 20-500 3P F F UL/CSA (1SDA074695R1)1SDA074695R1XT1HU3020AFF000XXX 1NEXT XT1 LSC 3000257978A001 (1SDA114241R1)1SDA114241R1 1KIT FC CUAL 10-2/0 AWG XT1 3PCS UL (1SDA075837R1)1SDA075837R1KXT1CUAL1-3PC | EA | EA |  | TRUE |  | P | B/W | 100 |  | 76806-34-1
135911 | 15 | 1 | States | Champlin | Hayley Fabian | TRUE | 2026-09-04T00:00:00 | 2026-12-11T00:00:00 | 2026-12-11T00:00:00 | 1 | 0 | 1 | 2780.89 | 2780.89 | 55316 | USA | N45 | 1501 | ABB INDUSTRIAL CONNECTIONS AND SOLUTIONS | 27511 | XT5HU340ARYN050XXX | 1XT5H 400 BREAKING PART 3P F F UL/CSA (1SDA102683R1)1SDA102683R11EKIP TOUCH MEAS.LSI IN400 XT5 3P UL/CSA (1SDA102729R1)1SDA102729R11NEXT XT5 LSC 3000257980A001 (1SDA114243R1)1SDA114243R11FCCUAL 2X2/0-500KCMIL XT5 3PUL (1SDA113066R1)1SDA113066R1KXT5CUAL2X500K-3PC1EKIP COM MODBUS TCP XT5 INT (1SDA105189R1)1SDA105189R1KXT5COMIMBTCP | PUR | XT5HU340ARYN050XXX 1XT5H 400 BREAKING PART 3P F F UL/CSA (1SDA102683R1)1SDA102683R1 1EKIP TOUCH MEAS.LSI IN400 XT5 3P UL/CSA (1SDA102729R1)1SDA102729R1 1NEXT XT5 LSC 3000257980A001 (1SDA114243R1)1SDA114243R1 1FCCUAL 2X2/0-500KCMIL XT5 3PUL (1SDA113066R1)1SDA113066R1KXT5CUAL2X500K-3PC 1EKIP COM MODBUS TCP XT5 INT (1SDA105189R1)1SDA105189R1KXT5COMIMBTCP | EA | EA |  | TRUE |  | P | B/W | 100 |  | 76806-34-1
133452 | 3 | 2 | States | Champlin | Hayley Fabian | TRUE | 2026-05-20T00:00:00 | 2026-10-19T00:00:00 | 2026-09-02T00:00:00 | 44 | 0 | 44 | 2606.78 | 802888.24 | 55316-3157 | USA | N45 | 1501 | ABB INDUSTRIAL CONNECTIONS AND SOLUTIONS | 27511 | XT7SQ310DGFW0AGXXX | XT7S 1000 E.DIP LSIG 1000 3P UL100 XT7S 1000 E.DIP LSIG 1000 3P UL (1SDA102906R1) 100% rated XT7 UL 3p (1SDA107723R1) 1/2 KIT STANDARD TERMINALS (1SDA050230R1) KIT FCCUAL 4X240 INF E1.2-XT7/M F 3PINST (1SDA073999R1) AUX 4Q 400V E1.2 (1SDA073750R1) PLL XT7 PADLOCKS DEVICE OPEN (1SDA105104R1) | PUR | XT7S 1000 E.DIP LSIG 1000 3P UL100 XT7S 1000 E.DIP LSIG 1000 3P UL (1SDA102906R1) 100% rated XT7 UL 3p (1SDA107723R1) 1/2 KIT STANDARD TERMINALS (1SDA050230R1) KIT FCCUAL 4X240 INF E1.2-XT7/M F 3PINST (1SDA073999R1) AUX 4Q 400V E1.2 (1SDA073750R1) PLL XT7 PADLOCKS DEVICE OPEN (1SDA105104R1) | EA | EA |  | TRUE |  | P | B/W | 100
133452 | 3 | 1 | States | Champlin | Hayley Fabian | TRUE | 2026-05-20T00:00:00 | 2026-10-14T00:00:00 | 2026-09-02T00:00:00 | 36 | 0 | 36 | 2606.78 | 802888.24 | 55316-3157 | USA | N45 | 1501 | ABB INDUSTRIAL CONNECTIONS AND SOLUTIONS | 27511 | XT7SQ310DGFW0AGXXX | XT7S 1000 E.DIP LSIG 1000 3P UL100 XT7S 1000 E.DIP LSIG 1000 3P UL (1SDA102906R1) 100% rated XT7 UL 3p (1SDA107723R1) 1/2 KIT STANDARD TERMINALS (1SDA050230R1) KIT FCCUAL 4X240 INF E1.2-XT7/M F 3PINST (1SDA073999R1) AUX 4Q 400V E1.2 (1SDA073750R1) PLL XT7 PADLOCKS DEVICE OPEN (1SDA105104R1) | PUR | XT7S 1000 E.DIP LSIG 1000 3P UL100 XT7S 1000 E.DIP LSIG 1000 3P UL (1SDA102906R1) 100% rated XT7 UL 3p (1SDA107723R1) 1/2 KIT STANDARD TERMINALS (1SDA050230R1) KIT FCCUAL 4X240 INF E1.2-XT7/M F 3PINST (1SDA073999R1) AUX 4Q 400V E1.2 (1SDA073750R1) PLL XT7 PADLOCKS DEVICE OPEN (1SDA105104R1) | EA | EA |  | TRUE |  | P | B/W | 100
133452 | 3 | 5 | States | Champlin | Hayley Fabian | TRUE | 2026-05-20T00:00:00 | 2026-10-26T00:00:00 | 2026-10-19T00:00:00 | 76 | 0 | 76 | 2606.78 | 802888.24 | 55316-3157 | USA | N45 | 1501 | ABB INDUSTRIAL CONNECTIONS AND SOLUTIONS | 27511 | XT7SQ310DGFW0AGXXX | XT7S 1000 E.DIP LSIG 1000 3P UL100 XT7S 1000 E.DIP LSIG 1000 3P UL (1SDA102906R1) 100% rated XT7 UL 3p (1SDA107723R1) 1/2 KIT STANDARD TERMINALS (1SDA050230R1) KIT FCCUAL 4X240 INF E1.2-XT7/M F 3PINST (1SDA073999R1) AUX 4Q 400V E1.2 (1SDA073750R1) PLL XT7 PADLOCKS DEVICE OPEN (1SDA105104R1) | PUR | XT7S 1000 E.DIP LSIG 1000 3P UL100 XT7S 1000 E.DIP LSIG 1000 3P UL (1SDA102906R1) 100% rated XT7 UL 3p (1SDA107723R1) 1/2 KIT STANDARD TERMINALS (1SDA050230R1) KIT FCCUAL 4X240 INF E1.2-XT7/M F 3PINST (1SDA073999R1) AUX 4Q 400V E1.2 (1SDA073750R1) PLL XT7 PADLOCKS DEVICE OPEN (1SDA105104R1) | EA | EA |  | TRUE |  | P | B/W | 100
133452 | 1 | 4 | States | Champlin | Hayley Fabian | TRUE | 2026-05-20T00:00:00 | 2026-10-28T00:00:00 | 2026-10-19T00:00:00 | 38 | 0 | 38 | 155.11 | 23576.72 | 55316-3157 | USA | N45 | 1501 | ABB INDUSTRIAL CONNECTIONS AND SOLUTIONS | 27511 | XT1SU3030AAA000XXX | XT1S 125 TMF 30-500 3P F F UL/CSA 1SDX101680R1 XT1SU3030AAA000XXX XT1S 125 TMF 30-500 3P F F UL/CSA (1SDA074667R1) 1SDA074667R1 XT1SU3030AFF000XXX KIT FCCUXT1 14-1/0AWG3PCUL/CSA MCCB (1SDA075869R1) 1SDA075869R1 KXT1CU-3PC KIT FCCUXT1 14-1/0AWG3PCUL/CSA MCCB (1SDA075869R1) 1SDA075869R1 KXT1CU-3PC | PUR | XT1S 125 TMF 30-500 3P F F UL/CSA 1SDX101680R1 XT1SU3030AAA000XXX XT1S 125 TMF 30-500 3P F F UL/CSA (1SDA074667R1) 1SDA074667R1 XT1SU3030AFF000XXX KIT FCCUXT1 14-1/0AWG3PCUL/CSA MCCB (1SDA075869R1) 1SDA075869R1 KXT1CU-3PC KIT FCCUXT1 14-1/0AWG3PCUL/CSA MCCB (1SDA075869R1) 1SDA075869R1 KXT1CU-3PC | EA | EA |  | TRUE |  | P | B/W | 100
133452 | 3 | 3 | States | Champlin | Hayley Fabian | TRUE | 2026-05-20T00:00:00 | 2026-10-19T00:00:00 | 2026-09-17T00:00:00 | 76 | 0 | 76 | 2606.78 | 802888.24 | 55316-3157 | USA | N45 | 1501 | ABB INDUSTRIAL CONNECTIONS AND SOLUTIONS | 27511 | XT7SQ310DGFW0AGXXX | XT7S 1000 E.DIP LSIG 1000 3P UL100 XT7S 1000 E.DIP LSIG 1000 3P UL (1SDA102906R1) 100% rated XT7 UL 3p (1SDA107723R1) 1/2 KIT STANDARD TERMINALS (1SDA050230R1) KIT FCCUAL 4X240 INF E1.2-XT7/M F 3PINST (1SDA073999R1) AUX 4Q 400V E1.2 (1SDA073750R1) PLL XT7 PADLOCKS DEVICE OPEN (1SDA105104R1) | PUR | XT7S 1000 E.DIP LSIG 1000 3P UL100 XT7S 1000 E.DIP LSIG 1000 3P UL (1SDA102906R1) 100% rated XT7 UL 3p (1SDA107723R1) 1/2 KIT STANDARD TERMINALS (1SDA050230R1) KIT FCCUAL 4X240 INF E1.2-XT7/M F 3PINST (1SDA073999R1) AUX 4Q 400V E1.2 (1SDA073750R1) PLL XT7 PADLOCKS DEVICE OPEN (1SDA105104R1) | EA | EA |  | TRUE |  | P | B/W | 100
133452 | 3 | 4 | States | Champlin | Hayley Fabian | TRUE | 2026-05-20T00:00:00 | 2026-10-19T00:00:00 | 2026-10-19T00:00:00 | 76 | 0 | 76 | 2606.78 | 802888.24 | 55316-3157 | USA | N45 | 1501 | ABB INDUSTRIAL CONNECTIONS AND SOLUTIONS | 27511 | XT7SQ310DGFW0AGXXX | XT7S 1000 E.DIP LSIG 1000 3P UL100 XT7S 1000 E.DIP LSIG 1000 3P UL (1SDA102906R1) 100% rated XT7 UL 3p (1SDA107723R1) 1/2 KIT STANDARD TERMINALS (1SDA050230R1) KIT FCCUAL 4X240 INF E1.2-XT7/M F 3PINST (1SDA073999R1) AUX 4Q 400V E1.2 (1SDA073750R1) PLL XT7 PADLOCKS DEVICE OPEN (1SDA105104R1) | PUR | XT7S 1000 E.DIP LSIG 1000 3P UL100 XT7S 1000 E.DIP LSIG 1000 3P UL (1SDA102906R1) 100% rated XT7 UL 3p (1SDA107723R1) 1/2 KIT STANDARD TERMINALS (1SDA050230R1) KIT FCCUAL 4X240 INF E1.2-XT7/M F 3PINST (1SDA073999R1) AUX 4Q 400V E1.2 (1SDA073750R1) PLL XT7 PADLOCKS DEVICE OPEN (1SDA105104R1) | EA | EA |  | TRUE |  | P | B/W | 100
133452 | 2 | 4 | States | Champlin | Hayley Fabian | TRUE | 2026-05-20T00:00:00 | 2026-10-19T00:00:00 | 2026-10-19T00:00:00 | 38 | 24 | 14 | 4030.85 | 620750.9 | 55316-3157 | USA | N45 | 1501 | ABB INDUSTRIAL CONNECTIONS AND SOLUTIONS | 27511 | Z2SFNKJF60LAM00004XX | E2.2S-A 2000 EKIP TOUCH LSIG 3P FHR: 1SDX420414R1: Z2SFNKJF60LAM00004XX E2.2S-A 2000 EKIP TOUCH LSIG 3P FHR: 1SDA077333R1 KIT VR SUP E2.2 F 3PCS UL INST: 1SDA079852R1 KIT VR INF E2.2 F 3PCS UL INST: 1SDA079854R1 S51 250V E2.2...E6.2: 1SDA073778R1 PBC D=7mm E2.2...E6.2: 1SDA073860R1 Sealable trip unit cover: 1SDA073870R1 Ekip Supply 110-240VAC/DC: 1SDA074172R1 Ekip 2K-3 E1.2...E6.2: 1SDA074169R1 Bluetooth disabled ExCo: 1SDA114808R1 NON DEFEATABLE I PROTECTION E1.2...E6.2: 1SDA114799R1 | PUR | E2.2S-A 2000 EKIP TOUCH LSIG 3P FHR: 1SDX420414R1: Z2SFNKJF60LAM00004XX E2.2S-A 2000 EKIP TOUCH LSIG 3P FHR: 1SDA077333R1 KIT VR SUP E2.2 F 3PCS UL INST: 1SDA079852R1 KIT VR INF E2.2 F 3PCS UL INST: 1SDA079854R1 S51 250V E2.2...E6.2: 1SDA073778R1 PBC D=7mm E2.2...E6.2: 1SDA073860R1 Sealable trip unit cover: 1SDA073870R1 Ekip Supply 110-240VAC/DC: 1SDA074172R1 Ekip 2K-3 E1.2...E6.2: 1SDA074169R1 Bluetooth disabled ExCo: 1SDA114808R1 NON DEFEATABLE I PROTECTION E1.2...E6.2: 1SDA114799R1 | EA | EA |  | TRUE |  | P | B/W | 100
135935 | 1 | 1 | States | Champlin | Hayley Fabian | TRUE | 2026-09-04T00:00:00 | 2027-01-18T00:00:00 | 2027-01-18T00:00:00 | 2 | 0 | 2 | 6126.01 | 12252.02 | 55316 | USA | N45 | 1501 | ABB INDUSTRIAL CONNECTIONS AND SOLUTIONS | 27511 | Z4VFUKJF30LA000008KX | 2000AT / 2000AF, 3P, 480V, 100kAIC, E4.2, Manually-Operated Fixed-Mounted (MOFX), 100% Rated ACBProvided with the following STANDARD features:• EKIP Touch LSIG Protection• RELT Switch (Arc Flash Reduction)• 400V AUX Contacts•Std 250V Bell AlarmProvided with the following OPTIONAL features:• 24VDC EKIP Supply (Relt Switch)• 8mm Padlockable Push-Button Cover• Test Report | PUR | 2000AT / 2000AF, 3P, 480V, 100kAIC, E4.2, Manually-Operated Fixed-Mounted (MOFX), 100% Rated ACBProvided with the following STANDARD features:• EKIP Touch LSIG Protection• RELT Switch (Arc Flash Reduction)• 400V AUX Contacts•Std 250V Bell AlarmProvided with the following OPTIONAL features:• 24VDC EKIP Supply (Relt Switch)• 8mm Padlockable Push-Button Cover• Test Report | EA | EA |  | TRUE |  | P | B/W | 100
135242 | 6 | 1 | States | Champlin | Hayley Fabian | TRUE | 2026-08-05T00:00:00 | 2027-02-15T00:00:00 | 2027-02-15T00:00:00 | 20 | 0 | 20 | 4140.06 | 82801.2 | 55316-3157 | USA | N45 | 1501 | ABB INDUSTRIAL CONNECTIONS AND SOLUTIONS | 27511 | XT7HQ310DQFWYSJGXX | 1000AT / 1000AF, 3P, 480V, 65kAIC, Distribution Feeder Circuit Breaker, 100% Rated MCCB• 480V, 3Ø, 3P, 65kAIC, 100% Rated• EKIP Touch, LSIG, (G Protection can be disabled)• EKIP RELT 2K-3 with EKIP Supply 24-48VDC (E1.2)• AUX 4Q 24VDC Contacts• Padlock Device in Open Position• Amp Trip: 1000 (Dialed Down to 500A)• Amp Frame: 1000• Bolt-on Molded-Case Circuit Breaker (MCCB)• Kirk Key Provisions• Circuit Breaker Frame: XT7 | PUR | 1000AT / 1000AF, 3P, 480V, 65kAIC, Distribution Feeder Circuit Breaker, 100% Rated MCCB• 480V, 3Ø, 3P, 65kAIC, 100% Rated• EKIP Touch, LSIG, (G Protection can be disabled)• EKIP RELT 2K-3 with EKIP Supply 24-48VDC (E1.2)• AUX 4Q 24VDC Contacts• Padlock Device in Open Position• Amp Trip: 1000 (Dialed Down to 500A)• Amp Frame: 1000• Bolt-on Molded-Case Circuit Breaker (MCCB)• Kirk Key Provisions• Circuit Breaker Frame: XT7 | EA | EA |  | TRUE |  | P | B/W | 100
135242 | 3 | 1 | States | Champlin | Hayley Fabian | TRUE | 2026-08-05T00:00:00 | 2027-02-15T00:00:00 | 2027-02-15T00:00:00 | 50 | 0 | 50 | 740.21 | 37010.5 | 55316-3157 | USA | N45 | 1501 | ABB INDUSTRIAL CONNECTIONS AND SOLUTIONS | 27511 | XT2HU31252FD0HHXXX | 50AT / 125AF, 3P, 480V, 65kAIC, Distribution Feeder Circuit Breaker, 80% Rated MCCB• 480V, 3Ø, 3P, 65kAIC, 80% Rated• EKIP DIP, LSIG, (G Protection can be disabled)• 3Q+1SY 24VDC AUX Contacts• Padlock Device in Open Position• Amp Trip: 125 (Dialed Down up to 50A)• Amp Frame: 125• Bolt-on, Molded Case Circuit Breaker (MCCB)• Circuit Breaker Frame: XT2 | PUR | 50AT / 125AF, 3P, 480V, 65kAIC, Distribution Feeder Circuit Breaker, 80% Rated MCCB• 480V, 3Ø, 3P, 65kAIC, 80% Rated• EKIP DIP, LSIG, (G Protection can be disabled)• 3Q+1SY 24VDC AUX Contacts• Padlock Device in Open Position• Amp Trip: 125 (Dialed Down up to 50A)• Amp Frame: 125• Bolt-on, Molded Case Circuit Breaker (MCCB)• Circuit Breaker Frame: XT2 | EA | EA |  | TRUE |  | P | B/W | 100
135242 | 2 | 1 | States | Champlin | Hayley Fabian | TRUE | 2026-08-05T00:00:00 | 2027-02-15T00:00:00 | 2027-02-15T00:00:00 | 30 | 0 | 30 | 982.13 | 29463.9 | 55316-3157 | USA | N45 | 1501 | ABB INDUSTRIAL CONNECTIONS AND SOLUTIONS | 27511 | XT4HQ32502FA0HHXXX | 150AT / 250AF, 3P, 480V, 65kAIC, Distribution Feeder Circuit Breaker, 100% Rated MCCB• 480V, 3Ø, 3P, 65kAIC, 100% Rated• EKIP DIP, LSIG, (G Protection can be disabled)• 3Q+1SY 24VDC AUX Contacts• Padlock Device in Open Position• Amp Trip: 250 (Dialed Down up to 150A)• Amp Frame: 250• Bolt-on, Molded Case Circuit Breaker (MCCB)• Circuit Breaker Frame: XT4 | PUR | 150AT / 250AF, 3P, 480V, 65kAIC, Distribution Feeder Circuit Breaker, 100% Rated MCCB• 480V, 3Ø, 3P, 65kAIC, 100% Rated• EKIP DIP, LSIG, (G Protection can be disabled)• 3Q+1SY 24VDC AUX Contacts• Padlock Device in Open Position• Amp Trip: 250 (Dialed Down up to 150A)• Amp Frame: 250• Bolt-on, Molded Case Circuit Breaker (MCCB)• Circuit Breaker Frame: XT4 | EA | EA |  | TRUE |  | P | B/W | 100
135242 | 7 | 1 | States | Champlin | Hayley Fabian | TRUE | 2026-08-05T00:00:00 | 2027-02-15T00:00:00 | 2027-02-15T00:00:00 | 10 | 0 | 10 | 4113.77 | 41137.7 | 55316-3157 | USA | N45 | 1501 | ABB INDUSTRIAL CONNECTIONS AND SOLUTIONS | 27511 | XT7HQ310DQFWYSJXXX | 1000AT / 1000AF, 3P, 480V, 65kAIC, Distribution Feeder Circuit Breaker, 100% Rated MCCB• 480V, 3Ø, 3P, 65kAIC, 100% Rated• EKIP Touch, LSIG, (G Protection can be disabled)• EKIP RELT 2K-3 with EKIP Supply 24-48VDC (E1.2)• AUX 4Q 24VDC Contacts• Padlock Device in Open Position• Amp Trip: 1000• Amp Frame: 1000• Bolt-on Molded-Case Circuit Breaker (MCCB)• Circuit Breaker Frame: XT7 | PUR | 1000AT / 1000AF, 3P, 480V, 65kAIC, Distribution Feeder Circuit Breaker, 100% Rated MCCB• 480V, 3Ø, 3P, 65kAIC, 100% Rated• EKIP Touch, LSIG, (G Protection can be disabled)• EKIP RELT 2K-3 with EKIP Supply 24-48VDC (E1.2)• AUX 4Q 24VDC Contacts• Padlock Device in Open Position• Amp Trip: 1000• Amp Frame: 1000• Bolt-on Molded-Case Circuit Breaker (MCCB)• Circuit Breaker Frame: XT7 | EA | EA |  | TRUE |  | P | B/W | 100
135242 | 4 | 1 | States | Champlin | Hayley Fabian | TRUE | 2026-08-05T00:00:00 | 2027-02-15T00:00:00 | 2027-02-15T00:00:00 | 20 | 0 | 20 | 132.67 | 2653.4 | 55316-3157 | USA | N45 | 1501 | ABB INDUSTRIAL CONNECTIONS AND SOLUTIONS | 27511 | XT1HU3015AFF000XXX | XT1H 125 TMF 15-500 3P F F UL/CSA | PUR | XT1H 125 TMF 15-500 3P F F UL/CSA | EA | EA |  | TRUE |  | P | B/W | 100
135242 | 1 | 1 | States | Champlin | Hayley Fabian | TRUE | 2026-08-05T00:00:00 | 2027-02-15T00:00:00 | 2027-02-15T00:00:00 | 10 | 0 | 10 | 3627.15 | 36271.5 | 55316-3157 | USA | N45 | 1501 | ABB INDUSTRIAL CONNECTIONS AND SOLUTIONS | 27511 | Z2SDUHJF30LA000008KX | 1000AT / 1000AF, 3P, 480V, 65kAIC, Manually-Operated Fixed-Mounted (MOFX), 100% Rated ACBProvided with the following STANDARD features:• EKIP Touch LSIG Protection• RELT Switch (Arc Flash Reduction)• 400V AUX Contacts•Std 250V Bell AlarmProvided with the following OPTIONAL features:• 24VDC EKIP Supply (Relt Switch)• 8mm Padlockable Push-Button Cover• Test Report | PUR | 1000AT / 1000AF, 3P, 480V, 65kAIC, Manually-Operated Fixed-Mounted (MOFX), 100% Rated ACBProvided with the following STANDARD features:• EKIP Touch LSIG Protection• RELT Switch (Arc Flash Reduction)• 400V AUX Contacts•Std 250V Bell AlarmProvided with the following OPTIONAL features:• 24VDC EKIP Supply (Relt Switch)• 8mm Padlockable Push-Button Cover• Test Report | EA | EA |  | TRUE |  | P | B/W | 100
135242 | 5 | 1 | States | Champlin | Hayley Fabian | TRUE | 2026-08-05T00:00:00 | 2027-02-15T00:00:00 | 2027-02-15T00:00:00 | 10 | 0 | 10 | 1575.18 | 15751.8 | 55316-3157 | USA | N45 | 1501 | ABB INDUSTRIAL CONNECTIONS AND SOLUTIONS | 27511 | XT5HQ340AGFN0HHXXX | 300AT / 400AF, 3P, 480V, 65kAIC, Distribution Feeder Circuit Breaker, 100% Rated MCCB• 480V, 3Ø, 3P, 65kAIC, 100% Rated• EKIP DIP, LSIG, (G Protection can be disabled)• 3Q+1SY 24VDC AUX Contacts• Padlock Device in Open Position• Amp Trip: 400 (Dialed Down up to 300A)• Amp Frame: 250• Amp Frame: 400• Bolt-on, Molded Case Circuit Breaker (MCCB)• Circuit Breaker Frame: XT5 | PUR | 300AT / 400AF, 3P, 480V, 65kAIC, Distribution Feeder Circuit Breaker, 100% Rated MCCB• 480V, 3Ø, 3P, 65kAIC, 100% Rated• EKIP DIP, LSIG, (G Protection can be disabled)• 3Q+1SY 24VDC AUX Contacts• Padlock Device in Open Position• Amp Trip: 400 (Dialed Down up to 300A)• Amp Frame: 250• Amp Frame: 400• Bolt-on, Molded Case Circuit Breaker (MCCB)• Circuit Breaker Frame: XT5 | EA | EA |  | TRUE |  | P | B/W | 100
134508 | 1 | 1 | States | Champlin | Hayley Fabian | TRUE | 2026-07-02T00:00:00 | 2026-10-08T00:00:00 | 2026-10-08T00:00:00 | 3 | 0 | 3 | 11591.87 | 34775.61 | 55316-3157 | USA | N45 | 1501 | ABB INDUSTRIAL CONNECTIONS AND SOLUTIONS | 27511 | Z4HHUMAK83LE0FF045XA | 3200 A, 85kA, 3-Pole, Draw Out, Ekip Hi-Touch LSIG, RELT,110-240V Power Supply, ModBus E4.2H-A 3200 EKIP HI-TOUCH LSIG 3P WMP (1SDA078386R1) Z4HHUNAK200A000000XX - RATING PLUG 3000 E4.2 INST (1SDA120956R1) 1SDA120956R1 - YO E1.2..E6.2 120-127 V AC/DC (1SDA073673R1) ZEASF - YC E1.2..E6.2 120-127 V AC/DC (1SDA073686R1) ZEACF - M E2.2...E6.2 100-130 V AC/DC (1SDA073724R1) ZEBM4 - AUX 6Q 400 V E2.2…E6.2 (1SDA073756R1) ZEBAUX6 - S51 250V E2.2...E6.2 (1SDA073778R1) ZEBBA - MOC E2.2..E6.2 (1SDA073781R1) ZEBMOC - PBC D=8mm E2.2...E6.2 (1SDA073861R1) ZEBPBC8 - Up. Int. outlets INST E1.2..E6.2-XT7/Mex (1SDA074216R1) 1SDA074216R1 - Ekip Supply 110-240VAC/DC (1SDA074172R1) ZEAPWRS - Ekip Com Modbus TCP E1.2..E6.2 (1SDA074151R1) ZEAMODTCP - Ekip 2K-3 E1.2...E6.2 (1SDA074169R1) ZEB2K3 | PUR | 3200 A, 85kA, 3-Pole, Draw Out, Ekip Hi-Touch LSIG, RELT,110-240V Power Supply, ModBus E4.2H-A 3200 EKIP HI-TOUCH LSIG 3P WMP (1SDA078386R1) Z4HHUNAK200A000000XX - RATING PLUG 3000 E4.2 INST (1SDA120956R1) 1SDA120956R1 - YO E1.2..E6.2 120-127 V AC/DC (1SDA073673R1) ZEASF - YC E1.2..E6.2 120-127 V AC/DC (1SDA073686R1) ZEACF - M E2.2...E6.2 100-130 V AC/DC (1SDA073724R1) ZEBM4 - AUX 6Q 400 V E2.2…E6.2 (1SDA073756R1) ZEBAUX6 - S51 250V E2.2...E6.2 (1SDA073778R1) ZEBBA - MOC E2.2..E6.2 (1SDA073781R1) ZEBMOC - PBC D=8mm E2.2...E6.2 (1SDA073861R1) ZEBPBC8 - Up. Int. outlets INST E1.2..E6.2-XT7/Mex (1SDA074216R1) 1SDA074216R1 - Ekip Supply 110-240VAC/DC (1SDA074172R1) ZEAPWRS - Ekip Com Modbus TCP E1.2..E6.2 (1SDA074151R1) ZEAMODTCP - Ekip 2K-3 E1.2...E6.2 (1SDA074169R1) ZEB2K3 | EA | EA |  | TRUE |  | P | B/W | 100
136130 | 5 | 1 | States | Champlin | Hayley Fabian | TRUE | 2026-09-15T00:00:00 | 2027-04-19T00:00:00 | 2027-04-19T00:00:00 | 16 | 0 | 16 | 5144.08 | 82305.28 | 55316 | USA | N45 | 1501 | ABB INDUSTRIAL CONNECTIONS AND SOLUTIONS | 27511 | Z2SCUFAK830A0FF045XA | 800AF/800AT, 65kA, 3-Pole, Draw Out, Ekip HI-Touch LSIG, 110-240V Power Supply, ModBus | PUR | 800AF/800AT, 65kA, 3-Pole, Draw Out, Ekip HI-Touch LSIG, 110-240V Power Supply, ModBus | EA | EA |  | TRUE |  | P | B/W | 100
136130 | 6 | 1 | States | Champlin | Hayley Fabian | TRUE | 2026-09-15T00:00:00 | 2027-04-19T00:00:00 | 2027-04-19T00:00:00 | 20 | 0 | 20 | 180.22 | 3604.4 | 55316 | USA | N45 | 1501 | ABB INDUSTRIAL CONNECTIONS AND SOLUTIONS | 27511 | ZE1NCT | ABB Neutral CT For Ground Fault Sensing | SRPP | ABB Neutral CT For Ground Fault Sensing | EA | EA |  | TRUE |  | P | B/W | 100
136130 | 2 | 1 | States | Champlin | Hayley Fabian | TRUE | 2026-09-15T00:00:00 | 2027-04-19T00:00:00 | 2027-04-19T00:00:00 | 4 | 0 | 4 | 11062.83 | 44251.32 | 55316 | USA | N45 | 1501 | ABB INDUSTRIAL CONNECTIONS AND SOLUTIONS | 27511 | ZCSHUMAK83LA0FF045XA | 3000A, 65kA, 4-Pole, Draw Out, Ekip Hi-Touch LSIG, RELT, 110-240V Power Supply, ModBus | PUR | 3000A, 65kA, 4-Pole, Draw Out, Ekip Hi-Touch LSIG, RELT, 110-240V Power Supply, ModBus | EA | EA |  | TRUE |  | P | B/W | 100
136130 | 8 | 1 | States | Champlin | Hayley Fabian | TRUE | 2026-09-15T00:00:00 | 2027-04-19T00:00:00 | 2027-04-19T00:00:00 | 20 | 0 | 20 | 768.37 | 15367.4 | 55316 | USA | N45 | 1501 | ABB INDUSTRIAL CONNECTIONS AND SOLUTIONS | 27511 | Z2A20JCXX | Cradle With Rear Horizontal Terminal, For Use With SACE Emax 2 E2.2-A Frame 2000 A 3-Pole Circuit Breaker, 104 deg F | PUR | Cradle With Rear Horizontal Terminal, For Use With SACE Emax 2 E2.2-A Frame 2000 A 3-Pole Circuit Breaker, 104 deg F | EA | EA |  | TRUE |  | P | B/W | 100
136130 | 10 | 1 | States | Champlin | Hayley Fabian | TRUE | 2026-09-15T00:00:00 | 2027-04-19T00:00:00 | 2027-04-19T00:00:00 | 26 | 0 | 26 | 280 | 7280 | 55316 | USA | N45 | 1501 | ABB INDUSTRIAL CONNECTIONS AND SOLUTIONS | 27511 | 1SDA085530R1 | Kit for fixing RRD on E2.2…E6.2 | PUR | Kit for fixing RRD on E2.2…E6.2 | EA | EA |  | TRUE |  | P | B/W | 100
136130 | 9 | 1 | States | Champlin | Hayley Fabian | TRUE | 2026-09-15T00:00:00 | 2027-04-19T00:00:00 | 2027-04-19T00:00:00 | 4 | 0 | 4 | 68.75 | 275 | 55316 | USA | N45 | 1501 | ABB INDUSTRIAL CONNECTIONS AND SOLUTIONS | 27511 | 1SDA081454R1 | LIFTING PLATES E2.2-E6.2 | PUR | LIFTING PLATES E2.2-E6.2 | EA | EA |  | TRUE |  | P | B/W | 100
136130 | 4 | 1 | States | Champlin | Hayley Fabian | TRUE | 2026-09-15T00:00:00 | 2027-04-19T00:00:00 | 2027-04-19T00:00:00 | 4 | 0 | 4 | 5144.09 | 20576.36 | 55316 | USA | N45 | 1501 | ABB INDUSTRIAL CONNECTIONS AND SOLUTIONS | 27511 | Z2SCUDAK830A0FF045XA | "800AF/400AT, 65kA, 3-Pole, Draw Out, Ekip HI-Touch LSIG, 110-240V Power Supply, ModBus " | PUR | "800AF/400AT, 65kA, 3-Pole, Draw Out, Ekip HI-Touch LSIG, 110-240V Power Supply, ModBus " | EA | EA |  | TRUE |  | P | B/W | 100
136130 | 3 | 1 | States | Champlin | Hayley Fabian | TRUE | 2026-09-15T00:00:00 | 2027-04-19T00:00:00 | 2027-04-19T00:00:00 | 2 | 0 | 2 | 11062.83 | 22125.66 | 55316 | USA | N45 | 1501 | ABB INDUSTRIAL CONNECTIONS AND SOLUTIONS | 27511 | ZCSHUNAK83LA0FF045XA | 3200A, 65kA, 4-Pole, Draw Out, Ekip Hi-Touch LSIG, RELT, 110-240V Power Supply, ModBus | PUR | 3200A, 65kA, 4-Pole, Draw Out, Ekip Hi-Touch LSIG, RELT, 110-240V Power Supply, ModBus | EA | EA |  | TRUE |  | P | B/W | 100
136130 | 11 | 1 | States | Champlin | Hayley Fabian | TRUE | 2026-09-15T00:00:00 | 2027-04-19T00:00:00 | 2027-04-19T00:00:00 | 2 | 0 | 2 | 6285.86 | 12571.72 | 55316 | USA | N45 | 1501 | ABB INDUSTRIAL CONNECTIONS AND SOLUTIONS | 27511 | ZEBRRD | RRD Emax2 E2.2...E6.2 110 Vac/dc, 1SDA085528R1 ***SHIPPED LOOSE | PUR | RRD Emax2 E2.2...E6.2 110 Vac/dc, 1SDA085528R1 ***SHIPPED LOOSE | EA | EA |  | TRUE |  | P | B/W | 100
136130 | 1 | 1 | States | Champlin | Hayley Fabian | TRUE | 2026-09-15T00:00:00 | 2027-04-19T00:00:00 | 2027-04-19T00:00:00 | 6 | 0 | 6 | 1896.55 | 11379.3 | 55316 | USA | N45 | 1501 | ABB INDUSTRIAL CONNECTIONS AND SOLUTIONS | 27511 | ZCA32ACXX | "cradle, E4.2-A W FP IU=3200 4P VR VR UL (1SDX106823R1)ZCA32ACXX - E4.2-A W FP 3200 4P VR VR (1SDA079703R1)ZCA32A0XX - AUP 5 CONT. 400VAC SX E2.2...E6.2 UL (1SDA080373R1)" | PUR | "cradle, E4.2-A W FP IU=3200 4P VR VR UL (1SDX106823R1)ZCA32ACXX - E4.2-A W FP 3200 4P VR VR (1SDA079703R1)ZCA32A0XX - AUP 5 CONT. 400VAC SX E2.2...E6.2 UL (1SDA080373R1)" | EA | EA |  | TRUE |  | P | B/W | 100
136130 | 7 | 1 | States | Champlin | Hayley Fabian | TRUE | 2026-09-15T00:00:00 | 2027-04-19T00:00:00 | 2027-04-19T00:00:00 | 2 | 0 | 2 | 247.29 | 494.58 | 55316 | USA | N45 | 1501 | ABB INDUSTRIAL CONNECTIONS AND SOLUTIONS | 27511 | AF80-22-00-13 | Contactor, 4-pole, 2-NO & 2 NC main contacts, 100-250vac coil, 80A | PUR | Contactor, 4-pole, 2-NO & 2 NC main contacts, 100-250vac coil, 80A | EA | EA |  | TRUE |  | P | B/W | 100
133789 | 5 | 2 | States | Champlin | Hayley Fabian | TRUE | 2026-06-02T00:00:00 | 2026-11-18T00:00:00 | 2026-09-03T00:00:00 | 133 | 0 | 133 | 2780.89 | 1860415.41 | 55316-3157 | USA | N45 | 1501 | ABB INDUSTRIAL CONNECTIONS AND SOLUTIONS | 27511 | XT5HU340ARYN050XXX | 1XT5H 400 BREAKING PART 3P F F UL/CSA (1SDA102683R1)1SDA102683R11EKIP TOUCH MEAS.LSI IN400 XT5 3P UL/CSA (1SDA102729R1)1SDA102729R11NEXT XT5 LSC 3000257980A001 (1SDA114243R1)1SDA114243R11FCCUAL 2X2/0-500KCMIL XT5 3PUL (1SDA113066R1)1SDA113066R1KXT5CUAL2X500K-3PC1EKIP COM MODBUS TCP XT5 INT (1SDA105189R1)1SDA105189R1KXT5COMIMBTCP | PUR | 1XT5H 400 BREAKING PART 3P F F UL/CSA (1SDA102683R1)1SDA102683R11EKIP TOUCH MEAS.LSI IN400 XT5 3P UL/CSA (1SDA102729R1)1SDA102729R11NEXT XT5 LSC 3000257980A001 (1SDA114243R1)1SDA114243R11FCCUAL 2X2/0-500KCMIL XT5 3PUL (1SDA113066R1)1SDA113066R1KXT5CUAL2X500K-3PC1EKIP COM MODBUS TCP XT5 INT (1SDA105189R1)1SDA105189R1KXT5COMIMBTCP | EA | EA |  | TRUE |  | P | B/W | 100
133789 | 5 | 4 | States | Champlin | Hayley Fabian | TRUE | 2026-06-02T00:00:00 | 2026-12-08T00:00:00 | 2026-11-17T00:00:00 | 188 | 0 | 188 | 2780.89 | 1860415.41 | 55316-3157 | USA | N45 | 1501 | ABB INDUSTRIAL CONNECTIONS AND SOLUTIONS | 27511 | XT5HU340ARYN050XXX | 1XT5H 400 BREAKING PART 3P F F UL/CSA (1SDA102683R1)1SDA102683R11EKIP TOUCH MEAS.LSI IN400 XT5 3P UL/CSA (1SDA102729R1)1SDA102729R11NEXT XT5 LSC 3000257980A001 (1SDA114243R1)1SDA114243R11FCCUAL 2X2/0-500KCMIL XT5 3PUL (1SDA113066R1)1SDA113066R1KXT5CUAL2X500K-3PC1EKIP COM MODBUS TCP XT5 INT (1SDA105189R1)1SDA105189R1KXT5COMIMBTCP | PUR | 1XT5H 400 BREAKING PART 3P F F UL/CSA (1SDA102683R1)1SDA102683R11EKIP TOUCH MEAS.LSI IN400 XT5 3P UL/CSA (1SDA102729R1)1SDA102729R11NEXT XT5 LSC 3000257980A001 (1SDA114243R1)1SDA114243R11FCCUAL 2X2/0-500KCMIL XT5 3PUL (1SDA113066R1)1SDA113066R1KXT5CUAL2X500K-3PC1EKIP COM MODBUS TCP XT5 INT (1SDA105189R1)1SDA105189R1KXT5COMIMBTCP | EA | EA |  | TRUE |  | P | B/W | 100
133789 | 5 | 3 | States | Champlin | Hayley Fabian | TRUE | 2026-06-02T00:00:00 | 2026-12-01T00:00:00 | 2026-10-30T00:00:00 | 183 | 0 | 183 | 2780.89 | 1860415.41 | 55316-3157 | USA | N45 | 1501 | ABB INDUSTRIAL CONNECTIONS AND SOLUTIONS | 27511 | XT5HU340ARYN050XXX | 1XT5H 400 BREAKING PART 3P F F UL/CSA (1SDA102683R1)1SDA102683R11EKIP TOUCH MEAS.LSI IN400 XT5 3P UL/CSA (1SDA102729R1)1SDA102729R11NEXT XT5 LSC 3000257980A001 (1SDA114243R1)1SDA114243R11FCCUAL 2X2/0-500KCMIL XT5 3PUL (1SDA113066R1)1SDA113066R1KXT5CUAL2X500K-3PC1EKIP COM MODBUS TCP XT5 INT (1SDA105189R1)1SDA105189R1KXT5COMIMBTCP | PUR | 1XT5H 400 BREAKING PART 3P F F UL/CSA (1SDA102683R1)1SDA102683R11EKIP TOUCH MEAS.LSI IN400 XT5 3P UL/CSA (1SDA102729R1)1SDA102729R11NEXT XT5 LSC 3000257980A001 (1SDA114243R1)1SDA114243R11FCCUAL 2X2/0-500KCMIL XT5 3PUL (1SDA113066R1)1SDA113066R1KXT5CUAL2X500K-3PC1EKIP COM MODBUS TCP XT5 INT (1SDA105189R1)1SDA105189R1KXT5COMIMBTCP | EA | EA |  | TRUE |  | P | B/W | 100
133789 | 2 | 1 | States | Champlin | Hayley Fabian | TRUE | 2026-06-02T00:00:00 | 2026-10-20T00:00:00 | 2026-10-20T00:00:00 | 3 | 0 | 3 | 299.27 | 897.81 | 55316-3157 | USA | N45 | 1501 | ABB INDUSTRIAL CONNECTIONS AND SOLUTIONS | 27511 | XT1HU3060AYD0A0XXX | 1XT1H 125 TMF 60-600 3P F F UL/CSA (1SDA074702R1)1SDA074702R1XT1HU3060AFF000XXX001NEXT XT1 LSC 3000257978A001 (1SDA114241R1)1SDA114241R1001KIT FC CUAL 10-2/0 AWG XT1 3PCS UL (1SDA075837R1)1SDA075837R1KXT1CUAL1-3PC001AUX-C 1Q+1SY 250 V XT1..XT4 F/P (1SDA066431R1)1SDA066431R1KXTAAXCQSYFP | PUR | 1XT1H 125 TMF 60-600 3P F F UL/CSA (1SDA074702R1)1SDA074702R1XT1HU3060AFF000XXX001NEXT XT1 LSC 3000257978A001 (1SDA114241R1)1SDA114241R1001KIT FC CUAL 10-2/0 AWG XT1 3PCS UL (1SDA075837R1)1SDA075837R1KXT1CUAL1-3PC001AUX-C 1Q+1SY 250 V XT1..XT4 F/P (1SDA066431R1)1SDA066431R1KXTAAXCQSYFP | EA | EA |  | TRUE |  | P | B/W | 100
133789 | 4 | 3 | States | Champlin | Hayley Fabian | TRUE | 2026-06-02T00:00:00 | 2026-10-29T00:00:00 | 2026-10-29T00:00:00 | 36 | 0 | 36 | 4912.62 | 334058.16 | 55316-3157 | USA | N45 | 1501 | ABB INDUSTRIAL CONNECTIONS AND SOLUTIONS | 27511 | Z2SDUHJJ53LA0AA025XX | E2.2S-A 1200 EKIP HI-TOUCH LSI 3P FHR | PUR | E2.2S-A 1200 EKIP HI-TOUCH LSI 3P FHR | EA | EA |  | TRUE |  | P | B/W | 100
133789 | 1 | 1 | States | Champlin | Hayley Fabian | TRUE | 2026-06-02T00:00:00 | 2026-10-13T00:00:00 | 2026-10-13T00:00:00 | 153 | 0 | 153 | 1729.02 | 264540.06 | 55316-3157 | USA | N45 | 1501 | ABB INDUSTRIAL CONNECTIONS AND SOLUTIONS | 27511 | XT5HU340AFYN0A0XXX | "1XT5H 400 EKIP DIP LSI IN400 3P UL (1SDA102529R1)1SDA102529R1XT5HU340AFFF000XXX 1NEXT XT5 LSC 3000257980A001 (1SDA114243R1)1SDA114243R1 1FCCUAL 2X2/0-500KCMIL XT5 3PUL (1SDA113066R1)1SDA113066R1KXT5CUAL2X500K-3PC 1AUX-C 1Q+1SY 250 V XT1..XT4 F/P (1SDA066431R1)1SDA066431R1KXTAAXCQSYFP" | PUR | "1XT5H 400 EKIP DIP LSI IN400 3P UL (1SDA102529R1)1SDA102529R1XT5HU340AFFF000XXX 1NEXT XT5 LSC 3000257980A001 (1SDA114243R1)1SDA114243R1 1FCCUAL 2X2/0-500KCMIL XT5 3PUL (1SDA113066R1)1SDA113066R1KXT5CUAL2X500K-3PC 1AUX-C 1Q+1SY 250 V XT1..XT4 F/P (1SDA066431R1)1SDA066431R1KXTAAXCQSYFP" | EA | EA |  | TRUE |  | P | B/W | 100
133789 | 3 | 1 | States | Champlin | Hayley Fabian | TRUE | 2026-06-02T00:00:00 | 2026-12-08T00:00:00 | 2026-12-08T00:00:00 | 24 | 0 | 24 | 4824.98 | 115799.52 | 55316-3157 | USA | N45 | 1501 | ABB INDUSTRIAL CONNECTIONS AND SOLUTIONS | 27511 | XT7HU312EPYW940XXX | RGXT7H 1200 E.TCH LSI 1200 3P UL | MEC | RGXT7H 1200 E.TCH LSI 1200 3P UL | EA | EA |  | TRUE |  | P | B/W | 100
133789 | 5 | 1 | States | Champlin | Hayley Fabian | TRUE | 2026-06-02T00:00:00 | 2026-11-12T00:00:00 | 2026-09-02T00:00:00 | 165 | 0 | 165 | 2780.89 | 1860415.41 | 55316-3157 | USA | N45 | 1501 | ABB INDUSTRIAL CONNECTIONS AND SOLUTIONS | 27511 | XT5HU340ARYN050XXX | 1XT5H 400 BREAKING PART 3P F F UL/CSA (1SDA102683R1)1SDA102683R11EKIP TOUCH MEAS.LSI IN400 XT5 3P UL/CSA (1SDA102729R1)1SDA102729R11NEXT XT5 LSC 3000257980A001 (1SDA114243R1)1SDA114243R11FCCUAL 2X2/0-500KCMIL XT5 3PUL (1SDA113066R1)1SDA113066R1KXT5CUAL2X500K-3PC1EKIP COM MODBUS TCP XT5 INT (1SDA105189R1)1SDA105189R1KXT5COMIMBTCP | PUR | 1XT5H 400 BREAKING PART 3P F F UL/CSA (1SDA102683R1)1SDA102683R11EKIP TOUCH MEAS.LSI IN400 XT5 3P UL/CSA (1SDA102729R1)1SDA102729R11NEXT XT5 LSC 3000257980A001 (1SDA114243R1)1SDA114243R11FCCUAL 2X2/0-500KCMIL XT5 3PUL (1SDA113066R1)1SDA113066R1KXT5CUAL2X500K-3PC1EKIP COM MODBUS TCP XT5 INT (1SDA105189R1)1SDA105189R1KXT5COMIMBTCP | EA | EA |  | TRUE |  | P | B/W | 100
133789 | 4 | 1 | States | Champlin | Hayley Fabian | TRUE | 2026-06-02T00:00:00 | 2026-09-21T00:00:00 | 2026-09-21T00:00:00 | 8 | 0 | 8 | 4912.62 | 334058.16 | 55316-3157 | USA | N45 | 1501 | ABB INDUSTRIAL CONNECTIONS AND SOLUTIONS | 27511 | Z2SDUHJJ53LA0AA025XX | E2.2S-A 1200 EKIP HI-TOUCH LSI 3P FHR | PUR | E2.2S-A 1200 EKIP HI-TOUCH LSI 3P FHR | EA | EA |  | TRUE |  | P | B/W | 100
133789 | 4 | 2 | States | Champlin | Hayley Fabian | TRUE | 2026-06-02T00:00:00 | 2026-10-06T00:00:00 | 2026-10-06T00:00:00 | 24 | 0 | 24 | 4912.62 | 334058.16 | 55316-3157 | USA | N45 | 1501 | ABB INDUSTRIAL CONNECTIONS AND SOLUTIONS | 27511 | Z2SDUHJJ53LA0AA025XX | E2.2S-A 1200 EKIP HI-TOUCH LSI 3P FHR | PUR | E2.2S-A 1200 EKIP HI-TOUCH LSI 3P FHR | EA | EA |  | TRUE |  | P | B/W | 100
131137 | 12 | 6 | States | Champlin | Hayley Fabian | TRUE | 2026-02-05T00:00:00 | 2026-09-21T00:00:00 | 2026-09-21T00:00:00 | 1 | 0 | 1 | 10570.07 | 433372.87 | 55316 | USA | N45 | 1501 | ABB INDUSTRIAL CONNECTIONS AND SOLUTIONS | 27511 | Z6HJURAF63LA00000WXX | 4000AF/4000AT, 85kA, 3-Pole, Draw-Out, Ekip Touch LSIG, RELT, ModBus TCP, 120V Ekip Supply, Manually Operated, Kirk Key in Open Position, 4 Aux Contacts, PushButton Cover | PUR | 4000AF/4000AT, 85kA, 3-Pole, Draw-Out, Ekip Touch LSIG, RELT, ModBus TCP, 120V Ekip Supply, Manually Operated, Kirk Key in Open Position, 4 Aux Contacts, PushButton Cover | EA | EA |  | TRUE |  | P | B/W | 100
135930 | 19 | 1 | States | Champlin | Hayley Fabian | TRUE | 2026-09-04T00:00:00 | 2026-12-09T00:00:00 | 2026-12-09T00:00:00 | 1 | 0 | 1 | 1424.51 | 1424.51 | 55316 | USA | N45 | 1501 | ABB INDUSTRIAL CONNECTIONS AND SOLUTIONS | 27511 | XT5HU340AFYN000XXX | RGXT5H 400 E.DIP LSI 400 3P UL/CSA | MEC | 1XT5H 400 EKIP DIP LSI IN400 3P UL (1SDA102529R1)1SDA102529R1XT5HU340AFFF000XXX 1NEXT XT5 LSC 3000257980A001 (1SDA114243R1)1SDA114243R1 1FCCUAL 2X2/0-500KCMIL XT5 3PUL (1SDA113066R1)1SDA113066R1KXT5CUAL2X500K-3PC | EA | EA |  | TRUE |  | P | B/W | 100 |  | 77037-39-1
135930 | 1 | 1 | States | Champlin | Hayley Fabian | TRUE | 2026-09-04T00:00:00 | 2027-01-25T00:00:00 | 2027-01-25T00:00:00 | 1 | 0 | 1 | 68.75 | 137.5 | 55316 | USA | N45 | 1501 | ABB INDUSTRIAL CONNECTIONS AND SOLUTIONS | 27511 | 1SDA081454R1 | LIFTING PLATES E2.2-E6.2 | PUR | 1SDA081454R1 Lifting Plates (if needed) | EA | EA |  | TRUE |  | P | B/W | 100 |  | 77037-39-1
135930 | 3 | 1 | States | Champlin | Hayley Fabian | TRUE | 2026-09-04T00:00:00 | 2026-12-09T00:00:00 | 2026-12-09T00:00:00 | 1 | 0 | 1 | 187.83 | 187.83 | 55316 | USA | N45 | 1501 | ABB INDUSTRIAL CONNECTIONS AND SOLUTIONS | 27511 | KXT6CTUDIPA800 | Neutral CT (KXT6CTUDIPA800) | PUR | Neutral CT (KXT6CTUDIPA800) | EA | EA |  | TRUE |  | P | B/W | 100 |  | 77037-39-1
135930 | 4 | 1 | States | Champlin | Hayley Fabian | TRUE | 2026-09-04T00:00:00 | 2026-12-09T00:00:00 | 2026-12-09T00:00:00 | 1 | 0 | 1 | 162.31 | 162.31 | 55316 | USA | N45 | 1501 | ABB INDUSTRIAL CONNECTIONS AND SOLUTIONS | 27511 | TEYD3060B | TEYX CIRCUIT BREAKER 3P 60A | PUR | TEYX CIRCUIT BREAKER 3P 60A | EA | EA |  | TRUE |  | P | B/W | 100 |  | 77037-39-1
135930 | 2 | 1 | States | Champlin | Hayley Fabian | TRUE | 2026-09-04T00:00:00 | 2026-12-09T00:00:00 | 2026-12-09T00:00:00 | 1 | 0 | 1 | 73.26 | 73.26 | 55316 | USA | N45 | 1501 | ABB INDUSTRIAL CONNECTIONS AND SOLUTIONS | 27511 | KXT5CTUDIPA400 | Neutral CT (KXT5CTUDIPA400) | PUR | Neutral CT (KXT5CTUDIPA400) | EA | EA |  | TRUE |  | P | B/W | 100 |  | 77037-39-1
135930 | 9 | 1 | States | Champlin | Hayley Fabian | TRUE | 2026-09-04T00:00:00 | 2026-12-09T00:00:00 | 2026-12-09T00:00:00 | 1 | 0 | 1 | 188.54 | 188.54 | 55316 | USA | N45 | 1501 | ABB INDUSTRIAL CONNECTIONS AND SOLUTIONS | 27511 | XT1HU3060AYD000XXX | RGXT1H 125 TMF 60-600 3P UL/CSA | MEC | RGXT1H 125 TMF 60-600 3P UL/CSA | EA | EA |  | TRUE |  | P | B/W | 100 |  | 77037-39-1
135930 | 14 | 1 | States | Champlin | Hayley Fabian | TRUE | 2026-09-04T00:00:00 | 2026-12-09T00:00:00 | 2026-12-09T00:00:00 | 1 | 0 | 1 | 311.45 | 311.45 | 55316 | USA | N45 | 1501 | ABB INDUSTRIAL CONNECTIONS AND SOLUTIONS | 27511 | XT2HU3080BFF000XXX | XT2HU3080BFF000XXX 80A, 65kA, 3-Pole, Thermal Mag Adj | PUR | XT2HU3080BFF000XXX 80A, 65kA, 3-Pole, Thermal Mag Adj | EA | EA |  | TRUE |  | P | B/W | 100 |  | 77037-39-1
135930 | 12 | 1 | States | Champlin | Hayley Fabian | TRUE | 2026-09-04T00:00:00 | 2027-03-02T00:00:00 | 2027-03-02T00:00:00 | 1 | 0 | 1 | 311.45 | 622.9 | 55316 | USA | N45 | 1501 | ABB INDUSTRIAL CONNECTIONS AND SOLUTIONS | 27511 | XT2HU3050AFF000XXX | XT2HU3050AFF000XXX 50A, 65kA, 3-Pole, Thermal Mag | PUR | XT2HU3050AFF000XXX 50A, 65kA, 3-Pole, Thermal Mag | EA | EA |  | TRUE |  | P | B/W | 100 |  | 77037-39-1
135930 | 6 | 1 | States | Champlin | Hayley Fabian | TRUE | 2026-09-04T00:00:00 | 2026-12-09T00:00:00 | 2026-12-09T00:00:00 | 1 | 0 | 1 | 33.13 | 33.13 | 55316 | USA | N45 | 1501 | ABB INDUSTRIAL CONNECTIONS AND SOLUTIONS | 27511 | THQB2120 | 2-pole, 20A, 230V (HP-2OS-1) | PUR | 2-pole, 20A, 230V (HP-2OS-1) | EA | EA |  | TRUE |  | P | B/W | 100 |  | 77037-39-1
135930 | 13 | 1 | States | Champlin | Hayley Fabian | TRUE | 2026-09-04T00:00:00 | 2026-12-09T00:00:00 | 2026-12-09T00:00:00 | 1 | 0 | 1 | 311.45 | 622.9 | 55316 | USA | N45 | 1501 | ABB INDUSTRIAL CONNECTIONS AND SOLUTIONS | 27511 | XT2HU3060AFF000XXX | XT2HU3060AFF000XXX 60A, 65kA, 3-Pole, Thermal Mag | PUR | XT2HU3060AFF000XXX 60A, 65kA, 3-Pole, Thermal Mag | EA | EA |  | TRUE |  | P | B/W | 100 |  | 77037-39-1
135930 | 20 | 1 | States | Champlin | Hayley Fabian | TRUE | 2026-09-04T00:00:00 | 2026-12-09T00:00:00 | 2026-12-09T00:00:00 | 1 | 0 | 1 | 2206.35 | 2206.35 | 55316 | USA | N45 | 1501 | ABB INDUSTRIAL CONNECTIONS AND SOLUTIONS | 27511 | XT6HU3800GFF000XXX | XT6HU3800GFF000XXX 800A, 65kA, 3-Pole, Ekip DIP LSIG | PUR | XT6HU3800GFF000XXX 800A, 65kA, 3-Pole, Ekip DIP LSIG | EA | EA |  | TRUE |  | P | B/W | 100 |  | 77037-39-1
135930 | 22 | 1 | States | Champlin | Hayley Fabian | TRUE | 2026-09-04T00:00:00 | 2026-12-09T00:00:00 | 2026-12-09T00:00:00 | 1 | 0 | 1 | 495.29 | 990.58 | 55316 | USA | N45 | 1501 | ABB INDUSTRIAL CONNECTIONS AND SOLUTIONS | 27511 | ZE6NCT | EXT CS N ALL E4.2 E6.2 50%UL ONLY | PUR | Neutral CT (ZE6NCT) | EA | EA |  | TRUE |  | P | B/W | 100 |  | 77037-39-1
135930 | 5 | 1 | States | Champlin | Hayley Fabian | TRUE | 2026-09-04T00:00:00 | 2026-12-09T00:00:00 | 2026-12-09T00:00:00 | 1 | 0 | 1 | 512.24 | 512.24 | 55316 | USA | N45 | 1501 | ABB INDUSTRIAL CONNECTIONS AND SOLUTIONS | 27511 | TEYD3125B | TEYX CIRCUIT BREAKER 3P 125A | PUR | TEYX CIRCUIT BREAKER 3P 125A | EA | EA |  | TRUE |  | P | B/W | 100 |  | 77037-39-1
135930 | 18 | 1 | States | Champlin | Hayley Fabian | TRUE | 2026-09-04T00:00:00 | 2026-12-09T00:00:00 | 2026-12-09T00:00:00 | 1 | 0 | 1 | 1072.56 | 1072.56 | 55316 | USA | N45 | 1501 | ABB INDUSTRIAL CONNECTIONS AND SOLUTIONS | 27511 | XT5HU340AFFF000XXX | 400A, 65kA, 3-Pole, Ekip DIP LSI | PUR | 400A, 65kA, 3-Pole, Ekip DIP LSI | EA | EA |  | TRUE |  | P | B/W | 100 |  | 77037-39-1
135930 | 13 | 2 | States | Champlin | Hayley Fabian | TRUE | 2026-09-04T00:00:00 | 2026-12-09T00:00:00 | 2026-12-09T00:00:00 | 1 | 0 | 1 | 311.45 | 622.9 | 55316 | USA | N45 | 1501 | ABB INDUSTRIAL CONNECTIONS AND SOLUTIONS | 27511 | XT2HU3060AFF000XXX | XT2HU3060AFF000XXX 60A, 65kA, 3-Pole, Thermal Mag | PUR | XT2HU3060AFF000XXX 60A, 65kA, 3-Pole, Thermal Mag | EA | EA |  | TRUE |  | P | B/W | 100 |  | 77037-39-1
135930 | 7 | 1 | States | Champlin | Hayley Fabian | TRUE | 2026-09-04T00:00:00 | 2026-12-09T00:00:00 | 2026-12-09T00:00:00 | 1 | 0 | 1 | 33.13 | 33.13 | 55316 | USA | N45 | 1501 | ABB INDUSTRIAL CONNECTIONS AND SOLUTIONS | 27511 | THQB2130 | HP-2H-2 - (#24,26) (30 amp 2 pole) | PUR | HP-2H-2 - (#24,26) (30 amp 2 pole) | EA | EA |  | TRUE |  | P | B/W | 100 |  | 77037-39-1
135930 | 22 | 2 | States | Champlin | Hayley Fabian | TRUE | 2026-09-04T00:00:00 | 2026-12-09T00:00:00 | 2026-12-09T00:00:00 | 1 | 0 | 1 | 495.29 | 990.58 | 55316 | USA | N45 | 1501 | ABB INDUSTRIAL CONNECTIONS AND SOLUTIONS | 27511 | ZE6NCT | EXT CS N ALL E4.2 E6.2 50%UL ONLY | PUR | Neutral CT (ZE6NCT) | EA | EA |  | TRUE |  | P | B/W | 100 |  | 77037-39-1
135930 | 21 | 1 | States | Champlin | Hayley Fabian | TRUE | 2026-09-04T00:00:00 | 2027-01-18T00:00:00 | 2027-01-18T00:00:00 | 1 | 0 | 1 | 7544.26 | 7544.26 | 55316 | USA | N45 | 1501 | ABB INDUSTRIAL CONNECTIONS AND SOLUTIONS | 27511 | Z4SHUNBF60LA0EE045XX | E4.2S-A 3200 EKIP TOUCH LSIG 3P FVR | MEC | Z4SHUNBF60LA0EE045XX 3200A, 65kA, 3-Pole, Fixed, Ekip Touch LSIG, RELT, 120V Power Supply, 120V Shunt/Closing Coil/Motor Operator, 4 Aux Contacts, PushButton Cover | EA | EA |  | TRUE |  | P | B/W | 100 |  | 77037-39-1
135930 | 12 | 2 | States | Champlin | Hayley Fabian | TRUE | 2026-09-04T00:00:00 | 2027-03-02T00:00:00 | 2027-03-02T00:00:00 | 1 | 0 | 1 | 311.45 | 622.9 | 55316 | USA | N45 | 1501 | ABB INDUSTRIAL CONNECTIONS AND SOLUTIONS | 27511 | XT2HU3050AFF000XXX | XT2HU3050AFF000XXX 50A, 65kA, 3-Pole, Thermal Mag | PUR | XT2HU3050AFF000XXX 50A, 65kA, 3-Pole, Thermal Mag | EA | EA |  | TRUE |  | P | B/W | 100 |  | 77037-39-1
135930 | 1 | 2 | States | Champlin | Hayley Fabian | TRUE | 2026-09-04T00:00:00 | 2027-01-25T00:00:00 | 2027-01-25T00:00:00 | 1 | 0 | 1 | 68.75 | 137.5 | 55316 | USA | N45 | 1501 | ABB INDUSTRIAL CONNECTIONS AND SOLUTIONS | 27511 | 1SDA081454R1 | LIFTING PLATES E2.2-E6.2 | PUR | 1SDA081454R1 Lifting Plates (if needed) | EA | EA |  | TRUE |  | P | B/W | 100 |  | 77037-39-1
135930 | 10 | 1 | States | Champlin | Hayley Fabian | TRUE | 2026-09-04T00:00:00 | 2026-12-09T00:00:00 | 2026-12-09T00:00:00 | 1 | 0 | 1 | 311.45 | 311.45 | 55316 | USA | N45 | 1501 | ABB INDUSTRIAL CONNECTIONS AND SOLUTIONS | 27511 | XT2HU3020AFF000XXX | XT2HU3020AFF000XXX 20A, 65kA, 3-Pole, Thermal Mag | PUR | XT2HU3020AFF000XXX 20A, 65kA, 3-Pole, Thermal Mag | EA | EA |  | TRUE |  | P | B/W | 100 |  | 77037-39-1
135930 | 8 | 1 | States | Champlin | Hayley Fabian | TRUE | 2026-09-04T00:00:00 | 2026-12-09T00:00:00 | 2026-12-09T00:00:00 | 1 | 0 | 1 | 188.54 | 188.54 | 55316 | USA | N45 | 1501 | ABB INDUSTRIAL CONNECTIONS AND SOLUTIONS | 27511 | XT1HU3020AYD000XXX | RGXT1H 125 TMF 20-500 3P UL/CSA | MEC | 1XT1H 125 TMF 20-500 3P F F UL/CSA (1SDA074695R1)1SDA074695R1XT1HU3020AFF000XXX 1NEXT XT1 LSC 3000257978A001 (1SDA114241R1)1SDA114241R1 1KIT FC CUAL 10-2/0 AWG XT1 3PCS UL (1SDA075837R1)1SDA075837R1KXT1CUAL1-3PC | EA | EA |  | TRUE |  | P | B/W | 100 |  | 77037-39-1
135930 | 11 | 1 | States | Champlin | Hayley Fabian | TRUE | 2026-09-04T00:00:00 | 2027-01-07T00:00:00 | 2027-01-07T00:00:00 | 1 | 0 | 1 | 311.45 | 311.45 | 55316 | USA | N45 | 1501 | ABB INDUSTRIAL CONNECTIONS AND SOLUTIONS | 27511 | XT2HU3030AFF000XXX | XT2HU3030AFF000XXX 30A, 65kA, 3-Pole, Thermal Mag | PUR | XT2HU3030AFF000XXX 30A, 65kA, 3-Pole, Thermal Mag | EA | EA |  | TRUE |  | P | B/W | 100 |  | 77037-39-1
130566 | 7 | 6 | States | Champlin | Hayley Fabian | TRUE | 2026-01-05T00:00:00 | 2026-10-13T00:00:00 | 2026-10-13T00:00:00 | 4 | 1 | 3 | 3262.78 | 401321.94 | 55316 | USA | N45 | 1501 | ABB INDUSTRIAL CONNECTIONS AND SOLUTIONS | 27511 | Z2SFUKJE60LA000005XX | 2000AF/2000AT, 65kA, 3-Pole, Fixed, Ekip Touch LSI, 120V Ekip Supply, Manually Operated, 4 Aux Contacts, PushButton Cover, Vertical Terminals | PUR | 2000AF/2000AT, 65kA, 3-Pole, Fixed, Ekip Touch LSI, 120V Ekip Supply, Manually Operated, 4 Aux Contacts, PushButton Cover, Vertical Terminals | EA | EA |  | TRUE |  | P | B/W | 100
132799 | 7 | 2 | States | Champlin | Hayley Fabian | TRUE | 2026-04-27T00:00:00 | 2026-10-26T00:00:00 | 2026-10-26T00:00:00 | 6 | 0 | 6 | 5826.47 | 81570.58 | 55316-3157 | USA | N45 | 1501 | ABB INDUSTRIAL CONNECTIONS AND SOLUTIONS | 27511 | Z4SGULJE63LA00A00WXX | 1E4.2S-A 2500 EKIP TOUCH LSI 3P FHR (1SDA078002R1)Z4SGULBE000A000000XX 1KIT VR SUP E4.2 F 2500A 3PCS UL INST (1SDA079862R1)1SDA079862R1 1KIT VR INF E4.2 F 2500A 3PCS UL INST (1SDA079864R1)1SDA079864R1 1YO E1.2..E6.2 24 V AC/DC (1SDA073668R1)ZEASA 1YC E1.2..E6.2 24 V AC/DC (1SDA073681R1)ZEACA 1M E2.2...E6.2 24-30 V AC/DC (1SDA073722R1)ZEBM2 1S51 250V E2.2...E6.2 (1SDA073778R1)ZEBBA 1PBC D=8mm E2.2...E6.2 (1SDA073861R1)ZEBPBC8 1Ekip Supply 24-48VDC (1SDA074173R1)ZEAPWRSD 1Ekip 2K-3 E1.2...E6.2 (1SDA074169R1)ZEB2K3 | PUR | 1E4.2S-A 2500 EKIP TOUCH LSI 3P FHR1SDA078002R1Z4SGULBE000A000000XX 1KIT VR SUP E4.2 F 2500A 3PCS UL INST1SDA079862R1 1KIT VR INF E4.2 F 2500A 3PCS UL INST1SDA079864R1 1YO E1.2..E6.2 24 V AC/DC1SDA073668R1ZEASA 1S51 250V E2.2...E6.21SDA073778R1ZEBBA 1KLC-A Kirk key lock in open position E2.2...E6.21SDA073798R1ZEBKLAK 1PBC D=8mm E2.2...E6.21SDA073861R1ZEBPBC8 1Ekip Supply 110-240VAC/DC1SDA074172R1ZEAPWRS 1Ekip Com Modbus TCP E1.2..E6.21SDA074151R1ZEAMODTCP 1Ekip 2K-3 E1.2...E6.21SDA074169R1ZEB2K3 | EA | EA |  | TRUE |  | P | B/W | 100
132799 | 5 | 2 | States | Champlin | Hayley Fabian | TRUE | 2026-04-27T00:00:00 | 2026-09-21T00:00:00 | 2026-09-21T00:00:00 | 2 | 0 | 2 | 4912.62 | 73689.3 | 55316-3157 | USA | N45 | 1501 | ABB INDUSTRIAL CONNECTIONS AND SOLUTIONS | 27511 | Z2SDUHJJ53LA0AA025XX | E2.2S-A 1200 EKIP HI-TOUCH LSI 3P FHR | PUR | E2.2S-A 1200 EKIP HI-TOUCH LSI 3P FHR | EA | EA |  | TRUE |  | P | B/W | 100
132799 | 6 | 2 | States | Champlin | Hayley Fabian | TRUE | 2026-04-27T00:00:00 | 2026-10-21T00:00:00 | 2026-10-21T00:00:00 | 6 | 1 | 5 | 6382.9 | 89360.6 | 55316-3157 | USA | N45 | 1501 | ABB INDUSTRIAL CONNECTIONS AND SOLUTIONS | 27511 | Z4SGULJE33LA0AA025XX | 1E4.2S-A 2500 EKIP TOUCH LSI 3P FHR1SDA078002R1Z4SGULBE000A000000XX1KIT VR SUP E4.2 F 2500A 3PCS UL INST1SDA079862R11KIT VR INF E4.2 F 2500A 3PCS UL INST1SDA079864R11YO E1.2..E6.2 24 V AC/DC1SDA073668R1ZEASA1YC E1.2..E6.2 24 V AC/DC1SDA073681R1ZEACA1M E2.2...E6.2 24-30 V AC/DC1SDA073722R1ZEBM21S51 250V E2.2...E6.21SDA073778R1ZEBBA1PBC D=8mm E2.2...E6.21SDA073861R1ZEBPBC81Ekip Supply 24-48VDC1SDA074173R1ZEAPWRSD1Ekip Com Modbus TCP E1.2..E6.21SDA074151R1ZEAMODTCP1Ekip 2K-3 E1.2...E6.21SDA074169R1ZEB2K3 | PUR | 1E4.2S-A 2500 EKIP TOUCH LSI 3P FHR1SDA078002R1Z4SGULBE000A000000XX1KIT VR SUP E4.2 F 2500A 3PCS UL INST1SDA079862R11KIT VR INF E4.2 F 2500A 3PCS UL INST1SDA079864R11YO E1.2..E6.2 24 V AC/DC1SDA073668R1ZEASA1YC E1.2..E6.2 24 V AC/DC1SDA073681R1ZEACA1M E2.2...E6.2 24-30 V AC/DC1SDA073722R1ZEBM21S51 250V E2.2...E6.21SDA073778R1ZEBBA1PBC D=8mm E2.2...E6.21SDA073861R1ZEBPBC81Ekip Supply 24-48VDC1SDA074173R1ZEAPWRSD1Ekip Com Modbus TCP E1.2..E6.21SDA074151R1ZEAMODTCP1Ekip 2K-3 E1.2...E6.21SDA074169R1ZEB2K3 | EA | EA |  | TRUE |  | P | B/W | 100
132799 | 7 | 1 | States | Champlin | Hayley Fabian | TRUE | 2026-04-27T00:00:00 | 2026-09-25T00:00:00 | 2026-08-03T00:00:00 | 8 | 6 | 2 | 5826.47 | 81570.58 | 55316-3157 | USA | N45 | 1501 | ABB INDUSTRIAL CONNECTIONS AND SOLUTIONS | 27511 | Z4SGULJE63LA00A00WXX | 1E4.2S-A 2500 EKIP TOUCH LSI 3P FHR (1SDA078002R1)Z4SGULBE000A000000XX 1KIT VR SUP E4.2 F 2500A 3PCS UL INST (1SDA079862R1)1SDA079862R1 1KIT VR INF E4.2 F 2500A 3PCS UL INST (1SDA079864R1)1SDA079864R1 1YO E1.2..E6.2 24 V AC/DC (1SDA073668R1)ZEASA 1YC E1.2..E6.2 24 V AC/DC (1SDA073681R1)ZEACA 1M E2.2...E6.2 24-30 V AC/DC (1SDA073722R1)ZEBM2 1S51 250V E2.2...E6.2 (1SDA073778R1)ZEBBA 1PBC D=8mm E2.2...E6.2 (1SDA073861R1)ZEBPBC8 1Ekip Supply 24-48VDC (1SDA074173R1)ZEAPWRSD 1Ekip 2K-3 E1.2...E6.2 (1SDA074169R1)ZEB2K3 | PUR | 1E4.2S-A 2500 EKIP TOUCH LSI 3P FHR1SDA078002R1Z4SGULBE000A000000XX 1KIT VR SUP E4.2 F 2500A 3PCS UL INST1SDA079862R1 1KIT VR INF E4.2 F 2500A 3PCS UL INST1SDA079864R1 1YO E1.2..E6.2 24 V AC/DC1SDA073668R1ZEASA 1S51 250V E2.2...E6.21SDA073778R1ZEBBA 1KLC-A Kirk key lock in open position E2.2...E6.21SDA073798R1ZEBKLAK 1PBC D=8mm E2.2...E6.21SDA073861R1ZEBPBC8 1Ekip Supply 110-240VAC/DC1SDA074172R1ZEAPWRS 1Ekip Com Modbus TCP E1.2..E6.21SDA074151R1ZEAMODTCP 1Ekip 2K-3 E1.2...E6.21SDA074169R1ZEB2K3 | EA | EA |  | TRUE |  | P | B/W | 100
134561 | 8 | 1 | States | Champlin | Hayley Fabian | TRUE | 2026-07-06T00:00:00 | 2026-12-08T00:00:00 | 2026-10-30T00:00:00 | 1 | 0 | 1 | 1908.22 | 1908.22 | 55316-3157 | USA | N45 | 1501 | ABB INDUSTRIAL CONNECTIONS AND SOLUTIONS | 27511 | XT2HU3100RYD050XXX | RGXT2H 125 E.TCHM LSI 100 3P UL | PUR | RGXT2H 125 E.TCHM LSI 100 3P UL | EA | EA |  | TRUE |  | P | B/W | 100
134561 | 9 | 2 | States | Champlin | Hayley Fabian | TRUE | 2026-07-06T00:00:00 | 2026-10-20T00:00:00 | 2026-10-20T00:00:00 | 3 | 0 | 3 | 802.95 | 6423.6 | 55316-3157 | USA | N45 | 1501 | ABB INDUSTRIAL CONNECTIONS AND SOLUTIONS | 27511 | XT4HU31501YJ000XXX | RGXT4H 250 Ekip DIP LSI 150 3P UL | MEC | RGXT4H 250 Ekip DIP LSI 150 3P UL | EA | EA |  | TRUE |  | P | B/W | 100
134561 | 7 | 1 | States | Champlin | Hayley Fabian | TRUE | 2026-07-06T00:00:00 | 2026-10-12T00:00:00 | 2026-10-12T00:00:00 | 1 | 0 | 1 | 6025.85 | 6025.85 | 55316-3157 | USA | N45 | 1501 | ABB INDUSTRIAL CONNECTIONS AND SOLUTIONS | 27511 | Z2SEUJAK53LA0AA025XX | 1600A, 65kA, 3-Pole, Draw Out, Ekip Touch LSIG, RELT, 24V Power Supply, 4 Aux Contacts, PushButton Cover | PUR | 1600A, 65kA, 3-Pole, Draw Out, Ekip Touch LSIG, RELT, 24V Power Supply, 4 Aux Contacts, PushButton Cover | EA | EA |  | TRUE |  | P | B/W | 100
134561 | 9 | 1 | States | Champlin | Hayley Fabian | TRUE | 2026-07-06T00:00:00 | 2026-10-14T00:00:00 | 2026-10-14T00:00:00 | 5 | 0 | 5 | 802.95 | 6423.6 | 55316-3157 | USA | N45 | 1501 | ABB INDUSTRIAL CONNECTIONS AND SOLUTIONS | 27511 | XT4HU31501YJ000XXX | RGXT4H 250 Ekip DIP LSI 150 3P UL | MEC | RGXT4H 250 Ekip DIP LSI 150 3P UL | EA | EA |  | TRUE |  | P | B/W | 100
134561 | 5 | 1 | States | Champlin | Hayley Fabian | TRUE | 2026-07-06T00:00:00 | 2026-09-24T00:00:00 | 2026-09-24T00:00:00 | 1 | 0 | 1 | 5241.65 | 5241.65 | 55316-3157 | USA | N45 | 1501 | ABB INDUSTRIAL CONNECTIONS AND SOLUTIONS | 27511 | Z2SCUFAK53LA0AA025XX | 800A, 65kA, 3-Pole, Draw Out, Ekip HI-Touch LSIG, RELT, 24V Power Supply, 4 Aux Contacts, PushButton Cover | PUR | 800A, 65kA, 3-Pole, Draw Out, Ekip HI-Touch LSIG, RELT, 24V Power Supply, 4 Aux Contacts, PushButton Cover | EA | EA |  | TRUE |  | P | B/W | 100
134561 | 10 | 1 | States | Champlin | Hayley Fabian | TRUE | 2026-07-06T00:00:00 | 2026-11-18T00:00:00 | 2026-11-18T00:00:00 | 1 | 0 | 1 | 1464.41 | 1464.41 | 55316-3157 | USA | N45 | 1501 | ABB INDUSTRIAL CONNECTIONS AND SOLUTIONS | 27511 | XT5HU340AGBB000XXX | XT5H 400 E.DIP LSIG 400 3P UL | MEC | XT5H 400 E.DIP LSIG 400 3P UL | EA | EA |  | TRUE |  | P | B/W | 100
135698 | 3 | 1 | States | Champlin | Hayley Fabian | TRUE | 2026-08-24T00:00:00 | 2026-12-29T00:00:00 | 2026-11-30T00:00:00 | 4 | 0 | 4 | 1257.32 | 5029.28 | 55316 | USA | N45 | 1501 | ABB INDUSTRIAL CONNECTIONS AND SOLUTIONS | 27511 | XT5HQ325AFF80H0GXX | 200AT / 400AF TIE & MIB Circuit Breaker • 480V, 3Ø, 3P, 65kAIC, 100% Rated • EKIP DIP, LSI • 3Q+1SY 24VDC AUX Contacts • Kirk Key Provisions • Padlock Device in Open Position • Amp Trip: 250 • Amp Frame: 400 • Bolt-on, Molded Case Circuit Breaker (MCCB) • Circuit Breaker Frame: XT5 Note: 400AF in order to comply with Kirk Key requirement | PUR | 200AT / 400AF TIE & MIB Circuit Breaker • 480V, 3Ø, 3P, 65kAIC, 100% Rated • EKIP DIP, LSI • 3Q+1SY 24VDC AUX Contacts • Kirk Key Provisions • Padlock Device in Open Position • Amp Trip: 250 • Amp Frame: 400 • Bolt-on, Molded Case Circuit Breaker (MCCB) • Circuit Breaker Frame: XT5 Note: 400AF in order to comply with Kirk Key requirement | EA | EA |  | TRUE |  | P | B/W | 100
135698 | 1 | 1 | States | Champlin | Hayley Fabian | TRUE | 2026-08-24T00:00:00 | 2026-12-21T00:00:00 | 2026-12-04T00:00:00 | 2 | 0 | 2 | 0 | 0 | 55316 | USA | N45 | 1501 | ABB INDUSTRIAL CONNECTIONS AND SOLUTIONS | 27511 | XT4HQ32501FADHHXXX | 200AT / 250AF Distribution Feeder Circuit Breaker • 480V, 3Ø, 3P, 65kAIC, 100% Rated • EKIP DIP, LSI • 3Q+1SY 24VDC AUX Contacts • Padlock Device in Open Position • 120 Vdc/ac shunt trip • Amp Trip: 250 • Amp Frame: 250 • Bolt-on, Molded Case Circuit Breaker (MCCB) • Circuit Breaker Frame: XT4 | PUR | 200AT / 250AF Distribution Feeder Circuit Breaker • 480V, 3Ø, 3P, 65kAIC, 100% Rated • EKIP DIP, LSI • 3Q+1SY 24VDC AUX Contacts • Padlock Device in Open Position • 120 Vdc/ac shunt trip • Amp Trip: 250 • Amp Frame: 250 • Bolt-on, Molded Case Circuit Breaker (MCCB) • Circuit Breaker Frame: XT4 | EA | EA |  | TRUE |  | P | B/W | 100
135698 | 2 | 1 | States | Champlin | Hayley Fabian | TRUE | 2026-08-24T00:00:00 | 2026-12-29T00:00:00 | 2026-11-30T00:00:00 | 2 | 0 | 2 | 1735.91 | 3471.82 | 55316 | USA | N45 | 1501 | ABB INDUSTRIAL CONNECTIONS AND SOLUTIONS | 27511 | XT5HQ340APFN0HHXXX | 400AT / 400AF Distribution Feeder Circuit Breaker • 480V, 3Ø, 3P, 65kAIC, 100% Rated • EKIP Touch, LSI • 3Q+1SY 24VDC AUX Contacts • Padlock Device in Open Position • Amp Trip: 400 • Amp Frame: 400 • Bolt-on, Molded Case Circuit Breaker (MCCB) • Circuit Breaker Frame: XT5 | PUR | 400AT / 400AF Distribution Feeder Circuit Breaker • 480V, 3Ø, 3P, 65kAIC, 100% Rated • EKIP Touch, LSI • 3Q+1SY 24VDC AUX Contacts • Padlock Device in Open Position • Amp Trip: 400 • Amp Frame: 400 • Bolt-on, Molded Case Circuit Breaker (MCCB) • Circuit Breaker Frame: XT5 | EA | EA |  | TRUE |  | P | B/W | 100
135152 | 14 | 1 | States | Champlin | Hayley Fabian | TRUE | 2026-08-01T00:00:00 | 2026-12-29T00:00:00 | 2026-12-29T00:00:00 | 1 | 0 | 1 | 290.59 | 290.59 | 55316-3157 | USA | N45 | 1501 | ABB INDUSTRIAL CONNECTIONS AND SOLUTIONS | 27511 | 77319-PPXT FA BOX-02MECH-02 | PPXT FA BOX | Buy | PPXT FA BOX | EA | EA |  | TRUE |  | P | B/W | 100
135152 | 15 | 1 | States | Champlin | Hayley Fabian | TRUE | 2026-08-01T00:00:00 | 2026-12-29T00:00:00 | 2026-12-29T00:00:00 | 1 | 0 | 1 | 290.59 | 290.59 | 55316-3157 | USA | N45 | 1501 | ABB INDUSTRIAL CONNECTIONS AND SOLUTIONS | 27511 | 77319-PPXT FA BOX-02MECH-03 | PPXT FA BOX | Buy | PPXT FA BOX | EA | EA |  | TRUE |  | P | B/W | 100
135152 | 24 | 1 | States | Champlin | Hayley Fabian | TRUE | 2026-08-01T00:00:00 | 2026-12-22T00:00:00 | 2026-12-22T00:00:00 | 1 | 0 | 1 | 8460.84 | 8460.84 | 55316-3157 | USA | N45 | 1501 | ABB INDUSTRIAL CONNECTIONS AND SOLUTIONS | 27511 | 77319-PPXT FA INT-02MECH-02 | PPXT FA INT | Buy | PPXT FA INT | EA | EA |  | TRUE |  | P | B/W | 100
135152 | 22 | 1 | States | Champlin | Hayley Fabian | TRUE | 2026-08-01T00:00:00 | 2026-12-29T00:00:00 | 2026-12-29T00:00:00 | 1 | 0 | 1 | 290.59 | 290.59 | 55316-3157 | USA | N45 | 1501 | ABB INDUSTRIAL CONNECTIONS AND SOLUTIONS | 27511 | 77319-PPXT FA BOX-03MECH-05 | PPXT FA BOX | Buy | PPXT FA BOX | EA | EA |  | TRUE |  | P | B/W | 100
135152 | 6 | 1 | States | Champlin | Hayley Fabian | TRUE | 2026-08-01T00:00:00 | 2026-12-21T00:00:00 | 2026-12-21T00:00:00 | 1 | 0 | 1 | 122.27 | 122.27 | 55316-3157 | USA | N45 | 1501 | ABB INDUSTRIAL CONNECTIONS AND SOLUTIONS | 27511 | 77319-AB76B-03P-BB.2-11 | Box: AB76B | Buy | Box: AB76B | EA | EA |  | TRUE |  | P | B/W | 100
135152 | 37 | 1 | States | Champlin | Hayley Fabian | TRUE | 2026-08-01T00:00:00 | 2026-12-21T00:00:00 | 2026-12-21T00:00:00 | 1 | 0 | 1 | 7669.8 | 7669.8 | 55316-3157 | USA | N45 | 1501 | ABB INDUSTRIAL CONNECTIONS AND SOLUTIONS | 27511 | 77319-RSF-SLT-INT-02P-4N-1 | Interior : ASF3424KBX AXS5N2MSPS | Buy | Interior : ASF3424KBX AXS5N2MSPS | EA | EA |  | TRUE |  | P | B/W | 100
135152 | 18 | 1 | States | Champlin | Hayley Fabian | TRUE | 2026-08-01T00:00:00 | 2026-12-29T00:00:00 | 2026-12-29T00:00:00 | 1 | 0 | 1 | 290.59 | 290.59 | 55316-3157 | USA | N45 | 1501 | ABB INDUSTRIAL CONNECTIONS AND SOLUTIONS | 27511 | 77319-PPXT FA BOX-03MECH-01 | PPXT FA BOX | Buy | PPXT FA BOX | EA | EA |  | TRUE |  | P | B/W | 100
135152 | 4 | 1 | States | Champlin | Hayley Fabian | TRUE | 2026-08-01T00:00:00 | 2026-12-21T00:00:00 | 2026-12-21T00:00:00 | 1 | 0 | 1 | 122.27 | 122.27 | 55316-3157 | USA | N45 | 1501 | ABB INDUSTRIAL CONNECTIONS AND SOLUTIONS | 27511 | 77319-AB76B-03P-2N-1 | Box: AB76B | Buy | Box: AB76B | EA | EA |  | TRUE |  | P | B/W | 100
135152 | 38 | 1 | States | Champlin | Hayley Fabian | TRUE | 2026-08-01T00:00:00 | 2026-12-21T00:00:00 | 2026-12-21T00:00:00 | 1 | 0 | 1 | 7669.8 | 7669.8 | 55316-3157 | USA | N45 | 1501 | ABB INDUSTRIAL CONNECTIONS AND SOLUTIONS | 27511 | 77319-RSF-SLT-INT-03P-4N-1 | Interior : ASF3424KBX AXS5N2MSPS | Buy | Interior : ASF3424KBX AXS5N2MSPS | EA | EA |  | TRUE |  | P | B/W | 100
135152 | 36 | 1 | States | Champlin | Hayley Fabian | TRUE | 2026-08-01T00:00:00 | 2026-12-21T00:00:00 | 2026-12-21T00:00:00 | 1 | 0 | 1 | 3427.35 | 3427.35 | 55316-3157 | USA | N45 | 1501 | ABB INDUSTRIAL CONNECTIONS AND SOLUTIONS | 27511 | 77319-RQF-SLT-INT-03P-2N-1 | Interior : AQF3422JBX AXS5N2MSPS | Buy | Interior : AQF3422JBX AXS5N2MSPS | EA | EA |  | TRUE |  | P | B/W | 100
135152 | 9 | 1 | States | Champlin | Hayley Fabian | TRUE | 2026-08-01T00:00:00 | 2026-12-21T00:00:00 | 2026-12-21T00:00:00 | 1 | 0 | 1 | 102.6 | 102.6 | 55316-3157 | USA | N45 | 1501 | ABB INDUSTRIAL CONNECTIONS AND SOLUTIONS | 27511 | 77319-AF76SN-03P-2N-1 | Front: AF76SN | Buy | Front: AF76SN | EA | EA |  | TRUE |  | P | B/W | 100
135152 | 27 | 1 | States | Champlin | Hayley Fabian | TRUE | 2026-08-01T00:00:00 | 2026-12-22T00:00:00 | 2026-12-22T00:00:00 | 1 | 0 | 1 | 8460.84 | 8460.84 | 55316-3157 | USA | N45 | 1501 | ABB INDUSTRIAL CONNECTIONS AND SOLUTIONS | 27511 | 77319-PPXT FA INT-02MECH-05 | PPXT FA INT | Buy | PPXT FA INT | EA | EA |  | TRUE |  | P | B/W | 100
135152 | 35 | 1 | States | Champlin | Hayley Fabian | TRUE | 2026-08-01T00:00:00 | 2026-12-21T00:00:00 | 2026-12-21T00:00:00 | 1 | 0 | 1 | 3427.35 | 3427.35 | 55316-3157 | USA | N45 | 1501 | ABB INDUSTRIAL CONNECTIONS AND SOLUTIONS | 27511 | 77319-RQF-SLT-INT-02P-2N-1 | Interior : AQF3422JBX AXS5N2MSPS | Buy | Interior : AQF3422JBX AXS5N2MSPS | EA | EA |  | TRUE |  | P | B/W | 100
135152 | 21 | 1 | States | Champlin | Hayley Fabian | TRUE | 2026-08-01T00:00:00 | 2026-12-29T00:00:00 | 2026-12-29T00:00:00 | 1 | 0 | 1 | 290.59 | 290.59 | 55316-3157 | USA | N45 | 1501 | ABB INDUSTRIAL CONNECTIONS AND SOLUTIONS | 27511 | 77319-PPXT FA BOX-03MECH-04 | PPXT FA BOX | Buy | PPXT FA BOX | EA | EA |  | TRUE |  | P | B/W | 100
135152 | 5 | 1 | States | Champlin | Hayley Fabian | TRUE | 2026-08-01T00:00:00 | 2026-12-21T00:00:00 | 2026-12-21T00:00:00 | 1 | 0 | 1 | 134.21 | 134.21 | 55316-3157 | USA | N45 | 1501 | ABB INDUSTRIAL CONNECTIONS AND SOLUTIONS | 27511 | 77319-AB76B-03P-4N-1 | Box: AB76B | Buy | Box: AB76B | EA | EA |  | TRUE |  | P | B/W | 100
135152 | 20 | 1 | States | Champlin | Hayley Fabian | TRUE | 2026-08-01T00:00:00 | 2026-12-29T00:00:00 | 2026-12-29T00:00:00 | 1 | 0 | 1 | 290.59 | 290.59 | 55316-3157 | USA | N45 | 1501 | ABB INDUSTRIAL CONNECTIONS AND SOLUTIONS | 27511 | 77319-PPXT FA BOX-03MECH-03 | PPXT FA BOX | Buy | PPXT FA BOX | EA | EA |  | TRUE |  | P | B/W | 100
135152 | 28 | 1 | States | Champlin | Hayley Fabian | TRUE | 2026-08-01T00:00:00 | 2026-12-22T00:00:00 | 2026-12-22T00:00:00 | 1 | 0 | 1 | 8460.84 | 8460.84 | 55316-3157 | USA | N45 | 1501 | ABB INDUSTRIAL CONNECTIONS AND SOLUTIONS | 27511 | 77319-PPXT FA INT-03MECH-01 | PPXT FA INT | Buy | PPXT FA INT | EA | EA |  | TRUE |  | P | B/W | 100
135152 | 34 | 1 | States | Champlin | Hayley Fabian | TRUE | 2026-08-01T00:00:00 | 2026-12-21T00:00:00 | 2026-12-21T00:00:00 | 1 | 0 | 1 | 3425.64 | 3425.64 | 55316-3157 | USA | N45 | 1501 | ABB INDUSTRIAL CONNECTIONS AND SOLUTIONS | 27511 | 77319-RQFC-INTERIOR-03P-BB.2-11 | Interior : AQF3422JBX AXS5N2MSPS | Buy | Interior : AQF3422JBX AXS5N2MSPS | EA | EA |  | TRUE |  | P | B/W | 100
135152 | 13 | 1 | States | Champlin | Hayley Fabian | TRUE | 2026-08-01T00:00:00 | 2026-12-29T00:00:00 | 2026-12-29T00:00:00 | 1 | 0 | 1 | 290.59 | 290.59 | 55316-3157 | USA | N45 | 1501 | ABB INDUSTRIAL CONNECTIONS AND SOLUTIONS | 27511 | 77319-PPXT FA BOX-02MECH-01 | PPXT FA BOX | Buy | PPXT FA BOX | EA | EA |  | TRUE |  | P | B/W | 100
135152 | 32 | 1 | States | Champlin | Hayley Fabian | TRUE | 2026-08-01T00:00:00 | 2026-12-22T00:00:00 | 2026-12-22T00:00:00 | 1 | 0 | 1 | 8460.84 | 8460.84 | 55316-3157 | USA | N45 | 1501 | ABB INDUSTRIAL CONNECTIONS AND SOLUTIONS | 27511 | 77319-PPXT FA INT-03MECH-05 | PPXT FA INT | Buy | PPXT FA INT | EA | EA |  | TRUE |  | P | B/W | 100
135152 | 16 | 1 | States | Champlin | Hayley Fabian | TRUE | 2026-08-01T00:00:00 | 2026-12-29T00:00:00 | 2026-12-29T00:00:00 | 1 | 0 | 1 | 290.59 | 290.59 | 55316-3157 | USA | N45 | 1501 | ABB INDUSTRIAL CONNECTIONS AND SOLUTIONS | 27511 | 77319-PPXT FA BOX-02MECH-04 | PPXT FA BOX | Buy | PPXT FA BOX | EA | EA |  | TRUE |  | P | B/W | 100
135152 | 7 | 1 | States | Champlin | Hayley Fabian | TRUE | 2026-08-01T00:00:00 | 2026-12-21T00:00:00 | 2026-12-21T00:00:00 | 1 | 0 | 1 | 102.6 | 102.6 | 55316-3157 | USA | N45 | 1501 | ABB INDUSTRIAL CONNECTIONS AND SOLUTIONS | 27511 | 77319-AF76SN-02P-2N-1 | Front: AF76SN | Buy | Front: AF76SN | EA | EA |  | TRUE |  | P | B/W | 100
135152 | 12 | 1 | States | Champlin | Hayley Fabian | TRUE | 2026-08-01T00:00:00 | 2026-12-21T00:00:00 | 2026-12-21T00:00:00 | 1 | 0 | 1 | 168.93 | 168.93 | 55316-3157 | USA | N45 | 1501 | ABB INDUSTRIAL CONNECTIONS AND SOLUTIONS | 27511 | 77319-AF76STN-03P-4N-1 | Front: AF76STN | Buy | Front: AF76STN | EA | EA |  | TRUE |  | P | B/W | 100
135152 | 3 | 1 | States | Champlin | Hayley Fabian | TRUE | 2026-08-01T00:00:00 | 2026-12-21T00:00:00 | 2026-12-21T00:00:00 | 1 | 0 | 1 | 122.27 | 122.27 | 55316-3157 | USA | N45 | 1501 | ABB INDUSTRIAL CONNECTIONS AND SOLUTIONS | 27511 | 77319-AB76B-02P-BB.1 | Box: AB76B | Buy | Box: AB76B | EA | EA |  | TRUE |  | P | B/W | 100
135152 | 29 | 1 | States | Champlin | Hayley Fabian | TRUE | 2026-08-01T00:00:00 | 2026-12-22T00:00:00 | 2026-12-22T00:00:00 | 1 | 0 | 1 | 8460.84 | 8460.84 | 55316-3157 | USA | N45 | 1501 | ABB INDUSTRIAL CONNECTIONS AND SOLUTIONS | 27511 | 77319-PPXT FA INT-03MECH-02 | PPXT FA INT | Buy | PPXT FA INT | EA | EA |  | TRUE |  | P | B/W | 100
135152 | 19 | 1 | States | Champlin | Hayley Fabian | TRUE | 2026-08-01T00:00:00 | 2026-12-29T00:00:00 | 2026-12-29T00:00:00 | 1 | 0 | 1 | 290.59 | 290.59 | 55316-3157 | USA | N45 | 1501 | ABB INDUSTRIAL CONNECTIONS AND SOLUTIONS | 27511 | 77319-PPXT FA BOX-03MECH-02 | PPXT FA BOX | Buy | PPXT FA BOX | EA | EA |  | TRUE |  | P | B/W | 100
135152 | 17 | 1 | States | Champlin | Hayley Fabian | TRUE | 2026-08-01T00:00:00 | 2026-12-29T00:00:00 | 2026-12-29T00:00:00 | 1 | 0 | 1 | 290.59 | 290.59 | 55316-3157 | USA | N45 | 1501 | ABB INDUSTRIAL CONNECTIONS AND SOLUTIONS | 27511 | 77319-PPXT FA BOX-02MECH-05 | PPXT FA BOX | Buy | PPXT FA BOX | EA | EA |  | TRUE |  | P | B/W | 100
135152 | 1 | 1 | States | Champlin | Hayley Fabian | TRUE | 2026-08-01T00:00:00 | 2026-12-21T00:00:00 | 2026-12-21T00:00:00 | 1 | 0 | 1 | 122.27 | 122.27 | 55316-3157 | USA | N45 | 1501 | ABB INDUSTRIAL CONNECTIONS AND SOLUTIONS | 27511 | 77319-AB76B-02P-2N-1 | Box: AB76B | Buy | Box: AB76B | EA | EA |  | TRUE |  | P | B/W | 100
135152 | 11 | 1 | States | Champlin | Hayley Fabian | TRUE | 2026-08-01T00:00:00 | 2026-12-21T00:00:00 | 2026-12-21T00:00:00 | 1 | 0 | 1 | 168.93 | 168.93 | 55316-3157 | USA | N45 | 1501 | ABB INDUSTRIAL CONNECTIONS AND SOLUTIONS | 27511 | 77319-AF76STN-02P-4N-1 | Front: AF76STN | Buy | Front: AF76STN | EA | EA |  | TRUE |  | P | B/W | 100
135152 | 26 | 1 | States | Champlin | Hayley Fabian | TRUE | 2026-08-01T00:00:00 | 2026-12-22T00:00:00 | 2026-12-22T00:00:00 | 1 | 0 | 1 | 8460.84 | 8460.84 | 55316-3157 | USA | N45 | 1501 | ABB INDUSTRIAL CONNECTIONS AND SOLUTIONS | 27511 | 77319-PPXT FA INT-02MECH-04 | PPXT FA INT | Buy | PPXT FA INT | EA | EA |  | TRUE |  | P | B/W | 100
135152 | 23 | 1 | States | Champlin | Hayley Fabian | TRUE | 2026-08-01T00:00:00 | 2026-12-22T00:00:00 | 2026-12-22T00:00:00 | 1 | 0 | 1 | 8460.84 | 8460.84 | 55316-3157 | USA | N45 | 1501 | ABB INDUSTRIAL CONNECTIONS AND SOLUTIONS | 27511 | 77319-PPXT FA INT-02MECH-01 | PPXT FA INT | Buy | PPXT FA INT | EA | EA |  | TRUE |  | P | B/W | 100
135152 | 33 | 1 | States | Champlin | Hayley Fabian | TRUE | 2026-08-01T00:00:00 | 2026-12-21T00:00:00 | 2026-12-21T00:00:00 | 1 | 0 | 1 | 3425.64 | 3425.64 | 55316-3157 | USA | N45 | 1501 | ABB INDUSTRIAL CONNECTIONS AND SOLUTIONS | 27511 | 77319-RQFC-INTERIOR-02P-BB.1 | Interior : AQF3422JBX AXS5N2MSPS | Buy | Interior : AQF3422JBX AXS5N2MSPS | EA | EA |  | TRUE |  | P | B/W | 100
135152 | 10 | 1 | States | Champlin | Hayley Fabian | TRUE | 2026-08-01T00:00:00 | 2026-12-21T00:00:00 | 2026-12-21T00:00:00 | 1 | 0 | 1 | 102.6 | 102.6 | 55316-3157 | USA | N45 | 1501 | ABB INDUSTRIAL CONNECTIONS AND SOLUTIONS | 27511 | 77319-AF76SN-03P-BB.2-11 | Front: AF76SN | Buy | Front: AF76SN | EA | EA |  | TRUE |  | P | B/W | 100
135152 | 2 | 1 | States | Champlin | Hayley Fabian | TRUE | 2026-08-01T00:00:00 | 2026-12-21T00:00:00 | 2026-12-21T00:00:00 | 1 | 0 | 1 | 134.21 | 134.21 | 55316-3157 | USA | N45 | 1501 | ABB INDUSTRIAL CONNECTIONS AND SOLUTIONS | 27511 | 77319-AB76B-02P-4N-1 | Box: AB76B | Buy | Box: AB76B | EA | EA |  | TRUE |  | P | B/W | 100
135152 | 8 | 1 | States | Champlin | Hayley Fabian | TRUE | 2026-08-01T00:00:00 | 2026-12-21T00:00:00 | 2026-12-21T00:00:00 | 1 | 0 | 1 | 102.6 | 102.6 | 55316-3157 | USA | N45 | 1501 | ABB INDUSTRIAL CONNECTIONS AND SOLUTIONS | 27511 | 77319-AF76SN-02P-BB.1 | Front: AF76SN | Buy | Front: AF76SN | EA | EA |  | TRUE |  | P | B/W | 100
135152 | 25 | 1 | States | Champlin | Hayley Fabian | TRUE | 2026-08-01T00:00:00 | 2026-12-22T00:00:00 | 2026-12-22T00:00:00 | 1 | 0 | 1 | 8460.84 | 8460.84 | 55316-3157 | USA | N45 | 1501 | ABB INDUSTRIAL CONNECTIONS AND SOLUTIONS | 27511 | 77319-PPXT FA INT-02MECH-03 | PPXT FA INT | Buy | PPXT FA INT | EA | EA |  | TRUE |  | P | B/W | 100
135152 | 31 | 1 | States | Champlin | Hayley Fabian | TRUE | 2026-08-01T00:00:00 | 2026-12-22T00:00:00 | 2026-12-22T00:00:00 | 1 | 0 | 1 | 8460.84 | 8460.84 | 55316-3157 | USA | N45 | 1501 | ABB INDUSTRIAL CONNECTIONS AND SOLUTIONS | 27511 | 77319-PPXT FA INT-03MECH-04 | PPXT FA INT | Buy | PPXT FA INT | EA | EA |  | TRUE |  | P | B/W | 100
135152 | 30 | 1 | States | Champlin | Hayley Fabian | TRUE | 2026-08-01T00:00:00 | 2026-12-22T00:00:00 | 2026-12-22T00:00:00 | 1 | 0 | 1 | 8460.84 | 8460.84 | 55316-3157 | USA | N45 | 1501 | ABB INDUSTRIAL CONNECTIONS AND SOLUTIONS | 27511 | 77319-PPXT FA INT-03MECH-03 | PPXT FA INT | Buy | PPXT FA INT | EA | EA |  | TRUE |  | P | B/W | 100
135148 | 32 | 1 | States | Champlin | Hayley Fabian | TRUE | 2026-07-31T00:00:00 | 2026-11-18T00:00:00 | 2026-11-18T00:00:00 | 1 | 0 | 1 | 108.54 | 108.54 | 55316-3157 | USA | N45 | 1501 | ABB INDUSTRIAL CONNECTIONS AND SOLUTIONS | 27511 | 77316-AF76SN-04P-2N-1 | Front: AF76SN | Buy | Front: AF76SN | EA | EA |  | TRUE |  | P | B/W | 100
135148 | 30 | 1 | States | Champlin | Hayley Fabian | TRUE | 2026-07-31T00:00:00 | 2026-11-18T00:00:00 | 2026-11-18T00:00:00 | 1 | 0 | 1 | 108.54 | 108.54 | 55316-3157 | USA | N45 | 1501 | ABB INDUSTRIAL CONNECTIONS AND SOLUTIONS | 27511 | 77316-AF76SN-03P-2N-1 | Front: AF76SN | Buy | Front: AF76SN | EA | EA |  | TRUE |  | P | B/W | 100
135148 | 1 | 1 | States | Champlin | Hayley Fabian | TRUE | 2026-07-31T00:00:00 | 2026-11-18T00:00:00 | 2026-11-18T00:00:00 | 1 | 0 | 1 | 177.77 | 177.77 | 55316-3157 | USA | N45 | 1501 | ABB INDUSTRIAL CONNECTIONS AND SOLUTIONS | 27511 | 77316-AB64B-02MECH-01 | Box: AB64B | Buy | Box: AB64B | EA | EA |  | TRUE |  | P | B/W | 100
135148 | 51 | 1 | States | Champlin | Hayley Fabian | TRUE | 2026-07-31T00:00:00 | 2026-12-08T00:00:00 | 2026-12-08T00:00:00 | 1 | 0 | 1 | 265.78 | 265.78 | 55316-3157 | USA | N45 | 1501 | ABB INDUSTRIAL CONNECTIONS AND SOLUTIONS | 27511 | 77316-PPXT FA BOX-04DX-04 | PPXT FA BOX | Buy | PPXT FA BOX | EA | EA |  | TRUE |  | P | B/W | 100
135148 | 90 | 1 | States | Champlin | Hayley Fabian | TRUE | 2026-07-31T00:00:00 | 2026-11-18T00:00:00 | 2026-11-18T00:00:00 | 1 | 0 | 1 | 7586.78 | 7586.78 | 55316-3157 | USA | N45 | 1501 | ABB INDUSTRIAL CONNECTIONS AND SOLUTIONS | 27511 | 77316-RDF-INTERIOR-02MECH-04 | Interior : ADF3422DB | Buy | Interior : ADF3422DB | EA | EA |  | TRUE |  | P | B/W | 100
135148 | 54 | 1 | States | Champlin | Hayley Fabian | TRUE | 2026-07-31T00:00:00 | 2026-12-08T00:00:00 | 2026-12-08T00:00:00 | 1 | 0 | 1 | 250.52 | 250.52 | 55316-3157 | USA | N45 | 1501 | ABB INDUSTRIAL CONNECTIONS AND SOLUTIONS | 27511 | 77316-PPXT FA BOX-04MECH-03 | PPXT FA BOX | Buy | PPXT FA BOX | EA | EA |  | TRUE |  | P | B/W | 100
135148 | 4 | 1 | States | Champlin | Hayley Fabian | TRUE | 2026-07-31T00:00:00 | 2026-11-18T00:00:00 | 2026-11-18T00:00:00 | 1 | 0 | 1 | 177.77 | 177.77 | 55316-3157 | USA | N45 | 1501 | ABB INDUSTRIAL CONNECTIONS AND SOLUTIONS | 27511 | 77316-AB64B-02MECH-04 | Box: AB64B | Buy | Box: AB64B | EA | EA |  | TRUE |  | P | B/W | 100
135148 | 100 | 1 | States | Champlin | Hayley Fabian | TRUE | 2026-07-31T00:00:00 | 2026-11-18T00:00:00 | 2026-11-18T00:00:00 | 1 | 0 | 1 | 3625.78 | 3625.78 | 55316-3157 | USA | N45 | 1501 | ABB INDUSTRIAL CONNECTIONS AND SOLUTIONS | 27511 | 77316-RQF-SLT-INT-04P-2N-1 | Interior : AQF3422JBX AXS5N2MSPS | Buy | Interior : AQF3422JBX AXS5N2MSPS | EA | EA |  | TRUE |  | P | B/W | 100
135148 | 66 | 1 | States | Champlin | Hayley Fabian | TRUE | 2026-07-31T00:00:00 | 2026-12-01T00:00:00 | 2026-12-01T00:00:00 | 1 | 0 | 1 | 11451.82 | 11451.82 | 55316-3157 | USA | N45 | 1501 | ABB INDUSTRIAL CONNECTIONS AND SOLUTIONS | 27511 | 77316-PPXT FA INT-02DX-03 | PPXT FA INT | Buy | PPXT FA INT | EA | EA |  | TRUE |  | P | B/W | 100
135148 | 88 | 1 | States | Champlin | Hayley Fabian | TRUE | 2026-07-31T00:00:00 | 2026-11-18T00:00:00 | 2026-11-18T00:00:00 | 1 | 0 | 1 | 7586.78 | 7586.78 | 55316-3157 | USA | N45 | 1501 | ABB INDUSTRIAL CONNECTIONS AND SOLUTIONS | 27511 | 77316-RDF-INTERIOR-02MECH-02 | Interior : ADF3422DB | Buy | Interior : ADF3422DB | EA | EA |  | TRUE |  | P | B/W | 100
135148 | 81 | 1 | States | Champlin | Hayley Fabian | TRUE | 2026-07-31T00:00:00 | 2026-12-01T00:00:00 | 2026-12-01T00:00:00 | 1 | 0 | 1 | 11451.82 | 11451.82 | 55316-3157 | USA | N45 | 1501 | ABB INDUSTRIAL CONNECTIONS AND SOLUTIONS | 27511 | 77316-PPXT FA INT-05DX-02 | PPXT FA INT | Buy | PPXT FA INT | EA | EA |  | TRUE |  | P | B/W | 100
135148 | 12 | 1 | States | Champlin | Hayley Fabian | TRUE | 2026-07-31T00:00:00 | 2026-11-18T00:00:00 | 2026-11-18T00:00:00 | 1 | 0 | 1 | 129.34 | 129.34 | 55316-3157 | USA | N45 | 1501 | ABB INDUSTRIAL CONNECTIONS AND SOLUTIONS | 27511 | 77316-AB76B-03P-2N-1 | Box: AB76B | Buy | Box: AB76B | EA | EA |  | TRUE |  | P | B/W | 100
135148 | 7 | 1 | States | Champlin | Hayley Fabian | TRUE | 2026-07-31T00:00:00 | 2026-11-18T00:00:00 | 2026-11-18T00:00:00 | 1 | 0 | 1 | 177.77 | 177.77 | 55316-3157 | USA | N45 | 1501 | ABB INDUSTRIAL CONNECTIONS AND SOLUTIONS | 27511 | 77316-AB64B-03MECH-03 | Box: AB64B | Buy | Box: AB64B | EA | EA |  | TRUE |  | P | B/W | 100
135148 | 29 | 1 | States | Champlin | Hayley Fabian | TRUE | 2026-07-31T00:00:00 | 2026-11-18T00:00:00 | 2026-11-18T00:00:00 | 1 | 0 | 1 | 108.54 | 108.54 | 55316-3157 | USA | N45 | 1501 | ABB INDUSTRIAL CONNECTIONS AND SOLUTIONS | 27511 | 77316-AF76SN-02P-AB.2 | Front: AF76SN | Buy | Front: AF76SN | EA | EA |  | TRUE |  | P | B/W | 100
135148 | 94 | 1 | States | Champlin | Hayley Fabian | TRUE | 2026-07-31T00:00:00 | 2026-11-18T00:00:00 | 2026-11-18T00:00:00 | 1 | 0 | 1 | 7586.78 | 7586.78 | 55316-3157 | USA | N45 | 1501 | ABB INDUSTRIAL CONNECTIONS AND SOLUTIONS | 27511 | 77316-RDF-INTERIOR-03MECH-04 | Interior : ADF3422DB | Buy | Interior : ADF3422DB | EA | EA |  | TRUE |  | P | B/W | 100
135148 | 52 | 1 | States | Champlin | Hayley Fabian | TRUE | 2026-07-31T00:00:00 | 2026-12-08T00:00:00 | 2026-12-08T00:00:00 | 1 | 0 | 1 | 250.52 | 250.52 | 55316-3157 | USA | N45 | 1501 | ABB INDUSTRIAL CONNECTIONS AND SOLUTIONS | 27511 | 77316-PPXT FA BOX-04MECH-01 | PPXT FA BOX | Buy | PPXT FA BOX | EA | EA |  | TRUE |  | P | B/W | 100
135148 | 38 | 1 | States | Champlin | Hayley Fabian | TRUE | 2026-07-31T00:00:00 | 2026-11-18T00:00:00 | 2026-11-18T00:00:00 | 1 | 0 | 1 | 178.74 | 178.74 | 55316-3157 | USA | N45 | 1501 | ABB INDUSTRIAL CONNECTIONS AND SOLUTIONS | 27511 | 77316-AF76STN-05P-4N-1 | Front: AF76STN | Buy | Front: AF76STN | EA | EA |  | TRUE |  | P | B/W | 100
135148 | 63 | 1 | States | Champlin | Hayley Fabian | TRUE | 2026-07-31T00:00:00 | 2026-12-08T00:00:00 | 2026-12-08T00:00:00 | 1 | 0 | 1 | 250.52 | 250.52 | 55316-3157 | USA | N45 | 1501 | ABB INDUSTRIAL CONNECTIONS AND SOLUTIONS | 27511 | 77316-PPXT FA BOX-05MECH-04 | PPXT FA BOX | Buy | PPXT FA BOX | EA | EA |  | TRUE |  | P | B/W | 100
135148 | 26 | 1 | States | Champlin | Hayley Fabian | TRUE | 2026-07-31T00:00:00 | 2026-11-18T00:00:00 | 2026-11-18T00:00:00 | 1 | 0 | 1 | 161.61 | 161.61 | 55316-3157 | USA | N45 | 1501 | ABB INDUSTRIAL CONNECTIONS AND SOLUTIONS | 27511 | 77316-AF64SN-03MECH-03 | Front: AF64SN | Buy | Front: AF64SN | EA | EA |  | TRUE |  | P | B/W | 100
135148 | 24 | 1 | States | Champlin | Hayley Fabian | TRUE | 2026-07-31T00:00:00 | 2026-11-18T00:00:00 | 2026-11-18T00:00:00 | 1 | 0 | 1 | 161.61 | 161.61 | 55316-3157 | USA | N45 | 1501 | ABB INDUSTRIAL CONNECTIONS AND SOLUTIONS | 27511 | 77316-AF64SN-03MECH-01 | Front: AF64SN | Buy | Front: AF64SN | EA | EA |  | TRUE |  | P | B/W | 100
135148 | 93 | 1 | States | Champlin | Hayley Fabian | TRUE | 2026-07-31T00:00:00 | 2026-11-18T00:00:00 | 2026-11-18T00:00:00 | 1 | 0 | 1 | 7586.78 | 7586.78 | 55316-3157 | USA | N45 | 1501 | ABB INDUSTRIAL CONNECTIONS AND SOLUTIONS | 27511 | 77316-RDF-INTERIOR-03MECH-03 | Interior : ADF3422DB | Buy | Interior : ADF3422DB | EA | EA |  | TRUE |  | P | B/W | 100
135148 | 67 | 1 | States | Champlin | Hayley Fabian | TRUE | 2026-07-31T00:00:00 | 2026-12-01T00:00:00 | 2026-12-01T00:00:00 | 1 | 0 | 1 | 11451.82 | 11451.82 | 55316-3157 | USA | N45 | 1501 | ABB INDUSTRIAL CONNECTIONS AND SOLUTIONS | 27511 | 77316-PPXT FA INT-02DX-04 | PPXT FA INT | Buy | PPXT FA INT | EA | EA |  | TRUE |  | P | B/W | 100
135148 | 35 | 1 | States | Champlin | Hayley Fabian | TRUE | 2026-07-31T00:00:00 | 2026-11-18T00:00:00 | 2026-11-18T00:00:00 | 1 | 0 | 1 | 108.54 | 108.54 | 55316-3157 | USA | N45 | 1501 | ABB INDUSTRIAL CONNECTIONS AND SOLUTIONS | 27511 | 77316-AF76SN-05P-BB.2 | Front: AF76SN | Buy | Front: AF76SN | EA | EA |  | TRUE |  | P | B/W | 100
135148 | 18 | 1 | States | Champlin | Hayley Fabian | TRUE | 2026-07-31T00:00:00 | 2026-11-18T00:00:00 | 2026-11-18T00:00:00 | 1 | 0 | 1 | 129.34 | 129.34 | 55316-3157 | USA | N45 | 1501 | ABB INDUSTRIAL CONNECTIONS AND SOLUTIONS | 27511 | 77316-AB76B-05P-BB.2 | Box: AB76B | Buy | Box: AB76B | EA | EA |  | TRUE |  | P | B/W | 100
135148 | 69 | 1 | States | Champlin | Hayley Fabian | TRUE | 2026-07-31T00:00:00 | 2026-12-01T00:00:00 | 2026-12-01T00:00:00 | 1 | 0 | 1 | 11451.82 | 11451.82 | 55316-3157 | USA | N45 | 1501 | ABB INDUSTRIAL CONNECTIONS AND SOLUTIONS | 27511 | 77316-PPXT FA INT-03DX-02 | PPXT FA INT | Buy | PPXT FA INT | EA | EA |  | TRUE |  | P | B/W | 100
135148 | 19 | 1 | States | Champlin | Hayley Fabian | TRUE | 2026-07-31T00:00:00 | 2026-11-18T00:00:00 | 2026-11-18T00:00:00 | 1 | 0 | 1 | 152.92 | 152.92 | 55316-3157 | USA | N45 | 1501 | ABB INDUSTRIAL CONNECTIONS AND SOLUTIONS | 27511 | 77316-AB82B-03P-4N-1 | Box: AB82B | Buy | Box: AB82B | EA | EA |  | TRUE |  | P | B/W | 100
135148 | 82 | 1 | States | Champlin | Hayley Fabian | TRUE | 2026-07-31T00:00:00 | 2026-12-01T00:00:00 | 2026-12-01T00:00:00 | 1 | 0 | 1 | 10061.46 | 10061.46 | 55316-3157 | USA | N45 | 1501 | ABB INDUSTRIAL CONNECTIONS AND SOLUTIONS | 27511 | 77316-PPXT FA INT-05DX-03 | PPXT FA INT | Buy | PPXT FA INT | EA | EA |  | TRUE |  | P | B/W | 100
135148 | 97 | 1 | States | Champlin | Hayley Fabian | TRUE | 2026-07-31T00:00:00 | 2026-11-18T00:00:00 | 2026-11-18T00:00:00 | 1 | 0 | 1 | 3583.45 | 3583.45 | 55316-3157 | USA | N45 | 1501 | ABB INDUSTRIAL CONNECTIONS AND SOLUTIONS | 27511 | 77316-RQF-SLT-INT-02P-AB.2 | Interior : AQF3422JBX AXS5N2MSPS | Buy | Interior : AQF3422JBX AXS5N2MSPS | EA | EA |  | TRUE |  | P | B/W | 100
135148 | 96 | 1 | States | Champlin | Hayley Fabian | TRUE | 2026-07-31T00:00:00 | 2026-11-18T00:00:00 | 2026-11-18T00:00:00 | 1 | 0 | 1 | 3625.78 | 3625.78 | 55316-3157 | USA | N45 | 1501 | ABB INDUSTRIAL CONNECTIONS AND SOLUTIONS | 27511 | 77316-RQF-SLT-INT-02P-2N-1 | Interior : AQF3422JBX AXS5N2MSPS | Buy | Interior : AQF3422JBX AXS5N2MSPS | EA | EA |  | TRUE |  | P | B/W | 100
135148 | 87 | 1 | States | Champlin | Hayley Fabian | TRUE | 2026-07-31T00:00:00 | 2026-11-18T00:00:00 | 2026-11-18T00:00:00 | 1 | 0 | 1 | 7586.78 | 7586.78 | 55316-3157 | USA | N45 | 1501 | ABB INDUSTRIAL CONNECTIONS AND SOLUTIONS | 27511 | 77316-RDF-INTERIOR-02MECH-01 | Interior : ADF3422DB | Buy | Interior : ADF3422DB | EA | EA |  | TRUE |  | P | B/W | 100
135148 | 70 | 1 | States | Champlin | Hayley Fabian | TRUE | 2026-07-31T00:00:00 | 2026-12-01T00:00:00 | 2026-12-01T00:00:00 | 1 | 0 | 1 | 11451.82 | 11451.82 | 55316-3157 | USA | N45 | 1501 | ABB INDUSTRIAL CONNECTIONS AND SOLUTIONS | 27511 | 77316-PPXT FA INT-03DX-03 | PPXT FA INT | Buy | PPXT FA INT | EA | EA |  | TRUE |  | P | B/W | 100
135148 | 5 | 1 | States | Champlin | Hayley Fabian | TRUE | 2026-07-31T00:00:00 | 2026-11-18T00:00:00 | 2026-11-18T00:00:00 | 1 | 0 | 1 | 177.77 | 177.77 | 55316-3157 | USA | N45 | 1501 | ABB INDUSTRIAL CONNECTIONS AND SOLUTIONS | 27511 | 77316-AB64B-03MECH-01 | Box: AB64B | Buy | Box: AB64B | EA | EA |  | TRUE |  | P | B/W | 100
135148 | 76 | 1 | States | Champlin | Hayley Fabian | TRUE | 2026-07-31T00:00:00 | 2026-12-01T00:00:00 | 2026-12-01T00:00:00 | 1 | 0 | 1 | 7833.68 | 7833.68 | 55316-3157 | USA | N45 | 1501 | ABB INDUSTRIAL CONNECTIONS AND SOLUTIONS | 27511 | 77316-PPXT FA INT-04MECH-01 | PPXT FA INT | Buy | PPXT FA INT | EA | EA |  | TRUE |  | P | B/W | 100
135148 | 9 | 1 | States | Champlin | Hayley Fabian | TRUE | 2026-07-31T00:00:00 | 2026-11-18T00:00:00 | 2026-11-18T00:00:00 | 1 | 0 | 1 | 129.34 | 129.34 | 55316-3157 | USA | N45 | 1501 | ABB INDUSTRIAL CONNECTIONS AND SOLUTIONS | 27511 | 77316-AB76B-02P-2N-1 | Box: AB76B | Buy | Box: AB76B | EA | EA |  | TRUE |  | P | B/W | 100
135148 | 14 | 1 | States | Champlin | Hayley Fabian | TRUE | 2026-07-31T00:00:00 | 2026-11-18T00:00:00 | 2026-11-18T00:00:00 | 1 | 0 | 1 | 129.34 | 129.34 | 55316-3157 | USA | N45 | 1501 | ABB INDUSTRIAL CONNECTIONS AND SOLUTIONS | 27511 | 77316-AB76B-04P-2N-1 | Box: AB76B | Buy | Box: AB76B | EA | EA |  | TRUE |  | P | B/W | 100
135148 | 44 | 1 | States | Champlin | Hayley Fabian | TRUE | 2026-07-31T00:00:00 | 2026-12-08T00:00:00 | 2026-12-08T00:00:00 | 1 | 0 | 1 | 265.78 | 265.78 | 55316-3157 | USA | N45 | 1501 | ABB INDUSTRIAL CONNECTIONS AND SOLUTIONS | 27511 | 77316-PPXT FA BOX-03DX-01 | PPXT FA BOX | Buy | PPXT FA BOX | EA | EA |  | TRUE |  | P | B/W | 100
135148 | 95 | 1 | States | Champlin | Hayley Fabian | TRUE | 2026-07-31T00:00:00 | 2026-11-18T00:00:00 | 2026-11-18T00:00:00 | 1 | 0 | 1 | 5260.48 | 5260.48 | 55316-3157 | USA | N45 | 1501 | ABB INDUSTRIAL CONNECTIONS AND SOLUTIONS | 27511 | 77316-REF-SLT-INT-03P-4N-1 | Interior : AEF3484KBX AXS5N2MSPS | Buy | Interior : AEF3484KBX AXS5N2MSPS | EA | EA |  | TRUE |  | P | B/W | 100
135148 | 59 | 1 | States | Champlin | Hayley Fabian | TRUE | 2026-07-31T00:00:00 | 2026-12-08T00:00:00 | 2026-12-08T00:00:00 | 1 | 0 | 1 | 265.78 | 265.78 | 55316-3157 | USA | N45 | 1501 | ABB INDUSTRIAL CONNECTIONS AND SOLUTIONS | 27511 | 77316-PPXT FA BOX-05DX-04 | PPXT FA BOX | Buy | PPXT FA BOX | EA | EA |  | TRUE |  | P | B/W | 100
135148 | 86 | 1 | States | Champlin | Hayley Fabian | TRUE | 2026-07-31T00:00:00 | 2026-12-01T00:00:00 | 2026-12-01T00:00:00 | 1 | 0 | 1 | 7833.68 | 7833.68 | 55316-3157 | USA | N45 | 1501 | ABB INDUSTRIAL CONNECTIONS AND SOLUTIONS | 27511 | 77316-PPXT FA INT-05MECH-04 | PPXT FA INT | Buy | PPXT FA INT | EA | EA |  | TRUE |  | P | B/W | 100
135148 | 85 | 1 | States | Champlin | Hayley Fabian | TRUE | 2026-07-31T00:00:00 | 2026-12-01T00:00:00 | 2026-12-01T00:00:00 | 1 | 0 | 1 | 7833.68 | 7833.68 | 55316-3157 | USA | N45 | 1501 | ABB INDUSTRIAL CONNECTIONS AND SOLUTIONS | 27511 | 77316-PPXT FA INT-05MECH-03 | PPXT FA INT | Buy | PPXT FA INT | EA | EA |  | TRUE |  | P | B/W | 100
135148 | 20 | 1 | States | Champlin | Hayley Fabian | TRUE | 2026-07-31T00:00:00 | 2026-11-18T00:00:00 | 2026-11-18T00:00:00 | 1 | 0 | 1 | 161.61 | 161.61 | 55316-3157 | USA | N45 | 1501 | ABB INDUSTRIAL CONNECTIONS AND SOLUTIONS | 27511 | 77316-AF64SN-02MECH-01 | Front: AF64SN | Buy | Front: AF64SN | EA | EA |  | TRUE |  | P | B/W | 100
135148 | 16 | 1 | States | Champlin | Hayley Fabian | TRUE | 2026-07-31T00:00:00 | 2026-11-18T00:00:00 | 2026-11-18T00:00:00 | 1 | 0 | 1 | 129.34 | 129.34 | 55316-3157 | USA | N45 | 1501 | ABB INDUSTRIAL CONNECTIONS AND SOLUTIONS | 27511 | 77316-AB76B-04P-BB.2 | Box: AB76B | Buy | Box: AB76B | EA | EA |  | TRUE |  | P | B/W | 100
135148 | 25 | 1 | States | Champlin | Hayley Fabian | TRUE | 2026-07-31T00:00:00 | 2026-11-18T00:00:00 | 2026-11-18T00:00:00 | 1 | 0 | 1 | 161.61 | 161.61 | 55316-3157 | USA | N45 | 1501 | ABB INDUSTRIAL CONNECTIONS AND SOLUTIONS | 27511 | 77316-AF64SN-03MECH-02 | Front: AF64SN | Buy | Front: AF64SN | EA | EA |  | TRUE |  | P | B/W | 100
135148 | 47 | 1 | States | Champlin | Hayley Fabian | TRUE | 2026-07-31T00:00:00 | 2026-12-08T00:00:00 | 2026-12-08T00:00:00 | 1 | 0 | 1 | 265.78 | 265.78 | 55316-3157 | USA | N45 | 1501 | ABB INDUSTRIAL CONNECTIONS AND SOLUTIONS | 27511 | 77316-PPXT FA BOX-03DX-04 | PPXT FA BOX | Buy | PPXT FA BOX | EA | EA |  | TRUE |  | P | B/W | 100
135148 | 37 | 1 | States | Champlin | Hayley Fabian | TRUE | 2026-07-31T00:00:00 | 2026-11-18T00:00:00 | 2026-11-18T00:00:00 | 1 | 0 | 1 | 178.74 | 178.74 | 55316-3157 | USA | N45 | 1501 | ABB INDUSTRIAL CONNECTIONS AND SOLUTIONS | 27511 | 77316-AF76STN-04P-4N-1 | Front: AF76STN | Buy | Front: AF76STN | EA | EA |  | TRUE |  | P | B/W | 100
135148 | 55 | 1 | States | Champlin | Hayley Fabian | TRUE | 2026-07-31T00:00:00 | 2026-12-08T00:00:00 | 2026-12-08T00:00:00 | 1 | 0 | 1 | 250.52 | 250.52 | 55316-3157 | USA | N45 | 1501 | ABB INDUSTRIAL CONNECTIONS AND SOLUTIONS | 27511 | 77316-PPXT FA BOX-04MECH-04 | PPXT FA BOX | Buy | PPXT FA BOX | EA | EA |  | TRUE |  | P | B/W | 100
135148 | 46 | 1 | States | Champlin | Hayley Fabian | TRUE | 2026-07-31T00:00:00 | 2026-12-08T00:00:00 | 2026-12-08T00:00:00 | 1 | 0 | 1 | 265.78 | 265.78 | 55316-3157 | USA | N45 | 1501 | ABB INDUSTRIAL CONNECTIONS AND SOLUTIONS | 27511 | 77316-PPXT FA BOX-03DX-03 | PPXT FA BOX | Buy | PPXT FA BOX | EA | EA |  | TRUE |  | P | B/W | 100
135148 | 11 | 1 | States | Champlin | Hayley Fabian | TRUE | 2026-07-31T00:00:00 | 2026-11-18T00:00:00 | 2026-11-18T00:00:00 | 1 | 0 | 1 | 129.34 | 129.34 | 55316-3157 | USA | N45 | 1501 | ABB INDUSTRIAL CONNECTIONS AND SOLUTIONS | 27511 | 77316-AB76B-02P-AB.2 | Box: AB76B | Buy | Box: AB76B | EA | EA |  | TRUE |  | P | B/W | 100
135148 | 53 | 1 | States | Champlin | Hayley Fabian | TRUE | 2026-07-31T00:00:00 | 2026-12-08T00:00:00 | 2026-12-08T00:00:00 | 1 | 0 | 1 | 250.52 | 250.52 | 55316-3157 | USA | N45 | 1501 | ABB INDUSTRIAL CONNECTIONS AND SOLUTIONS | 27511 | 77316-PPXT FA BOX-04MECH-02 | PPXT FA BOX | Buy | PPXT FA BOX | EA | EA |  | TRUE |  | P | B/W | 100
135148 | 91 | 1 | States | Champlin | Hayley Fabian | TRUE | 2026-07-31T00:00:00 | 2026-11-18T00:00:00 | 2026-11-18T00:00:00 | 1 | 0 | 1 | 7586.78 | 7586.78 | 55316-3157 | USA | N45 | 1501 | ABB INDUSTRIAL CONNECTIONS AND SOLUTIONS | 27511 | 77316-RDF-INTERIOR-03MECH-01 | Interior : ADF3422DB | Buy | Interior : ADF3422DB | EA | EA |  | TRUE |  | P | B/W | 100
135148 | 10 | 1 | States | Champlin | Hayley Fabian | TRUE | 2026-07-31T00:00:00 | 2026-11-18T00:00:00 | 2026-11-18T00:00:00 | 1 | 0 | 1 | 142 | 142 | 55316-3157 | USA | N45 | 1501 | ABB INDUSTRIAL CONNECTIONS AND SOLUTIONS | 27511 | 77316-AB76B-02P-4N-1 | Box: AB76B | Buy | Box: AB76B | EA | EA |  | TRUE |  | P | B/W | 100
135148 | 6 | 1 | States | Champlin | Hayley Fabian | TRUE | 2026-07-31T00:00:00 | 2026-11-18T00:00:00 | 2026-11-18T00:00:00 | 1 | 0 | 1 | 177.77 | 177.77 | 55316-3157 | USA | N45 | 1501 | ABB INDUSTRIAL CONNECTIONS AND SOLUTIONS | 27511 | 77316-AB64B-03MECH-02 | Box: AB64B | Buy | Box: AB64B | EA | EA |  | TRUE |  | P | B/W | 100
135148 | 21 | 1 | States | Champlin | Hayley Fabian | TRUE | 2026-07-31T00:00:00 | 2026-11-18T00:00:00 | 2026-11-18T00:00:00 | 1 | 0 | 1 | 161.61 | 161.61 | 55316-3157 | USA | N45 | 1501 | ABB INDUSTRIAL CONNECTIONS AND SOLUTIONS | 27511 | 77316-AF64SN-02MECH-02 | Front: AF64SN | Buy | Front: AF64SN | EA | EA |  | TRUE |  | P | B/W | 100
135148 | 42 | 1 | States | Champlin | Hayley Fabian | TRUE | 2026-07-31T00:00:00 | 2026-12-08T00:00:00 | 2026-12-08T00:00:00 | 1 | 0 | 1 | 265.78 | 265.78 | 55316-3157 | USA | N45 | 1501 | ABB INDUSTRIAL CONNECTIONS AND SOLUTIONS | 27511 | 77316-PPXT FA BOX-02DX-03 | PPXT FA BOX | Buy | PPXT FA BOX | EA | EA |  | TRUE |  | P | B/W | 100
135148 | 99 | 1 | States | Champlin | Hayley Fabian | TRUE | 2026-07-31T00:00:00 | 2026-11-18T00:00:00 | 2026-11-18T00:00:00 | 1 | 0 | 1 | 3623.97 | 3623.97 | 55316-3157 | USA | N45 | 1501 | ABB INDUSTRIAL CONNECTIONS AND SOLUTIONS | 27511 | 77316-RQF-SLT-INT-03P-BB.2 | Interior : AQF3422JBX AXS5N2MSPS | Buy | Interior : AQF3422JBX AXS5N2MSPS | EA | EA |  | TRUE |  | P | B/W | 100
135148 | 64 | 1 | States | Champlin | Hayley Fabian | TRUE | 2026-07-31T00:00:00 | 2026-12-01T00:00:00 | 2026-12-01T00:00:00 | 1 | 0 | 1 | 11451.82 | 11451.82 | 55316-3157 | USA | N45 | 1501 | ABB INDUSTRIAL CONNECTIONS AND SOLUTIONS | 27511 | 77316-PPXT FA INT-02DX-01 | PPXT FA INT | Buy | PPXT FA INT | EA | EA |  | TRUE |  | P | B/W | 100
135148 | 43 | 1 | States | Champlin | Hayley Fabian | TRUE | 2026-07-31T00:00:00 | 2026-12-08T00:00:00 | 2026-12-08T00:00:00 | 1 | 0 | 1 | 265.78 | 265.78 | 55316-3157 | USA | N45 | 1501 | ABB INDUSTRIAL CONNECTIONS AND SOLUTIONS | 27511 | 77316-PPXT FA BOX-02DX-04 | PPXT FA BOX | Buy | PPXT FA BOX | EA | EA |  | TRUE |  | P | B/W | 100
135148 | 104 | 1 | States | Champlin | Hayley Fabian | TRUE | 2026-07-31T00:00:00 | 2026-11-18T00:00:00 | 2026-11-18T00:00:00 | 1 | 0 | 1 | 8761.44 | 8761.44 | 55316-3157 | USA | N45 | 1501 | ABB INDUSTRIAL CONNECTIONS AND SOLUTIONS | 27511 | 77316-RSF-SLT-INT-02P-4N-1 | Interior : ASF3424KBX AXS5N2MSPS | Buy | Interior : ASF3424KBX AXS5N2MSPS | EA | EA |  | TRUE |  | P | B/W | 100
135148 | 72 | 1 | States | Champlin | Hayley Fabian | TRUE | 2026-07-31T00:00:00 | 2026-12-01T00:00:00 | 2026-12-01T00:00:00 | 1 | 0 | 1 | 11451.82 | 11451.82 | 55316-3157 | USA | N45 | 1501 | ABB INDUSTRIAL CONNECTIONS AND SOLUTIONS | 27511 | 77316-PPXT FA INT-04DX-01 | PPXT FA INT | Buy | PPXT FA INT | EA | EA |  | TRUE |  | P | B/W | 100
135148 | 79 | 1 | States | Champlin | Hayley Fabian | TRUE | 2026-07-31T00:00:00 | 2026-12-01T00:00:00 | 2026-12-01T00:00:00 | 1 | 0 | 1 | 7833.68 | 7833.68 | 55316-3157 | USA | N45 | 1501 | ABB INDUSTRIAL CONNECTIONS AND SOLUTIONS | 27511 | 77316-PPXT FA INT-04MECH-04 | PPXT FA INT | Buy | PPXT FA INT | EA | EA |  | TRUE |  | P | B/W | 100
135148 | 77 | 1 | States | Champlin | Hayley Fabian | TRUE | 2026-07-31T00:00:00 | 2026-12-01T00:00:00 | 2026-12-01T00:00:00 | 1 | 0 | 1 | 7833.68 | 7833.68 | 55316-3157 | USA | N45 | 1501 | ABB INDUSTRIAL CONNECTIONS AND SOLUTIONS | 27511 | 77316-PPXT FA INT-04MECH-02 | PPXT FA INT | Buy | PPXT FA INT | EA | EA |  | TRUE |  | P | B/W | 100
135148 | 92 | 1 | States | Champlin | Hayley Fabian | TRUE | 2026-07-31T00:00:00 | 2026-11-18T00:00:00 | 2026-11-18T00:00:00 | 1 | 0 | 1 | 7586.78 | 7586.78 | 55316-3157 | USA | N45 | 1501 | ABB INDUSTRIAL CONNECTIONS AND SOLUTIONS | 27511 | 77316-RDF-INTERIOR-03MECH-02 | Interior : ADF3422DB | Buy | Interior : ADF3422DB | EA | EA |  | TRUE |  | P | B/W | 100
135148 | 98 | 1 | States | Champlin | Hayley Fabian | TRUE | 2026-07-31T00:00:00 | 2026-11-18T00:00:00 | 2026-11-18T00:00:00 | 1 | 0 | 1 | 3625.78 | 3625.78 | 55316-3157 | USA | N45 | 1501 | ABB INDUSTRIAL CONNECTIONS AND SOLUTIONS | 27511 | 77316-RQF-SLT-INT-03P-2N-1 | Interior : AQF3422JBX AXS5N2MSPS | Buy | Interior : AQF3422JBX AXS5N2MSPS | EA | EA |  | TRUE |  | P | B/W | 100
135148 | 107 | 1 | States | Champlin | Hayley Fabian | TRUE | 2026-07-31T00:00:00 | 2026-11-18T00:00:00 | 2026-11-18T00:00:00 | 1 | 0 | 1 | 8050.45 | 8050.45 | 55316-3157 | USA | N45 | 1501 | ABB INDUSTRIAL CONNECTIONS AND SOLUTIONS | 27511 | 77316-RSF-SLT-INT-05P-4N-1 | Interior : ASF3424KBX AXS5N2MSPS | Buy | Interior : ASF3424KBX AXS5N2MSPS | EA | EA |  | TRUE |  | P | B/W | 100
135148 | 108 | 1 | States | Champlin | Hayley Fabian | TRUE | 2026-07-31T00:00:00 | 2026-12-01T00:00:00 | 2026-12-01T00:00:00 | 1 | 0 | 1 | 6623.34 | 6623.34 | 55316-3157 | USA | N45 | 1501 | ABB INDUSTRIAL CONNECTIONS AND SOLUTIONS | 27511 | 77316-PPXT FA INT-05MECH-02 | PPXT FA INT | Buy | PPXT FA INT | EA | EA |  | TRUE |  | P | B/W | 100
135148 | 15 | 1 | States | Champlin | Hayley Fabian | TRUE | 2026-07-31T00:00:00 | 2026-11-18T00:00:00 | 2026-11-18T00:00:00 | 1 | 0 | 1 | 142 | 142 | 55316-3157 | USA | N45 | 1501 | ABB INDUSTRIAL CONNECTIONS AND SOLUTIONS | 27511 | 77316-AB76B-04P-4N-1 | Box: AB76B | Buy | Box: AB76B | EA | EA |  | TRUE |  | P | B/W | 100
135148 | 56 | 1 | States | Champlin | Hayley Fabian | TRUE | 2026-07-31T00:00:00 | 2026-12-08T00:00:00 | 2026-12-08T00:00:00 | 1 | 0 | 1 | 265.78 | 265.78 | 55316-3157 | USA | N45 | 1501 | ABB INDUSTRIAL CONNECTIONS AND SOLUTIONS | 27511 | 77316-PPXT FA BOX-05DX-01 | PPXT FA BOX | Buy | PPXT FA BOX | EA | EA |  | TRUE |  | P | B/W | 100
135148 | 13 | 1 | States | Champlin | Hayley Fabian | TRUE | 2026-07-31T00:00:00 | 2026-11-18T00:00:00 | 2026-11-18T00:00:00 | 1 | 0 | 1 | 129.34 | 129.34 | 55316-3157 | USA | N45 | 1501 | ABB INDUSTRIAL CONNECTIONS AND SOLUTIONS | 27511 | 77316-AB76B-03P-BB.2 | Box: AB76B | Buy | Box: AB76B | EA | EA |  | TRUE |  | P | B/W | 100
135148 | 36 | 1 | States | Champlin | Hayley Fabian | TRUE | 2026-07-31T00:00:00 | 2026-11-18T00:00:00 | 2026-11-18T00:00:00 | 1 | 0 | 1 | 178.74 | 178.74 | 55316-3157 | USA | N45 | 1501 | ABB INDUSTRIAL CONNECTIONS AND SOLUTIONS | 27511 | 77316-AF76STN-02P-4N-1 | Front: AF76STN | Buy | Front: AF76STN | EA | EA |  | TRUE |  | P | B/W | 100
135148 | 65 | 1 | States | Champlin | Hayley Fabian | TRUE | 2026-07-31T00:00:00 | 2026-12-01T00:00:00 | 2026-12-01T00:00:00 | 1 | 0 | 1 | 11451.82 | 11451.82 | 55316-3157 | USA | N45 | 1501 | ABB INDUSTRIAL CONNECTIONS AND SOLUTIONS | 27511 | 77316-PPXT FA INT-02DX-02 | PPXT FA INT | Buy | PPXT FA INT | EA | EA |  | TRUE |  | P | B/W | 100
135148 | 33 | 1 | States | Champlin | Hayley Fabian | TRUE | 2026-07-31T00:00:00 | 2026-11-18T00:00:00 | 2026-11-18T00:00:00 | 1 | 0 | 1 | 108.54 | 108.54 | 55316-3157 | USA | N45 | 1501 | ABB INDUSTRIAL CONNECTIONS AND SOLUTIONS | 27511 | 77316-AF76SN-04P-BB.2 | Front: AF76SN | Buy | Front: AF76SN | EA | EA |  | TRUE |  | P | B/W | 100
135148 | 71 | 1 | States | Champlin | Hayley Fabian | TRUE | 2026-07-31T00:00:00 | 2026-12-01T00:00:00 | 2026-12-01T00:00:00 | 1 | 0 | 1 | 7752.2 | 7752.2 | 55316-3157 | USA | N45 | 1501 | ABB INDUSTRIAL CONNECTIONS AND SOLUTIONS | 27511 | 77316-PPXT FA INT-03DX-04 | PPXT FA INT | Buy | PPXT FA INT | EA | EA |  | TRUE |  | P | B/W | 100
135148 | 73 | 1 | States | Champlin | Hayley Fabian | TRUE | 2026-07-31T00:00:00 | 2026-12-01T00:00:00 | 2026-12-01T00:00:00 | 1 | 0 | 1 | 11451.82 | 11451.82 | 55316-3157 | USA | N45 | 1501 | ABB INDUSTRIAL CONNECTIONS AND SOLUTIONS | 27511 | 77316-PPXT FA INT-04DX-02 | PPXT FA INT | Buy | PPXT FA INT | EA | EA |  | TRUE |  | P | B/W | 100
135148 | 48 | 1 | States | Champlin | Hayley Fabian | TRUE | 2026-07-31T00:00:00 | 2026-12-08T00:00:00 | 2026-12-08T00:00:00 | 1 | 0 | 1 | 265.78 | 265.78 | 55316-3157 | USA | N45 | 1501 | ABB INDUSTRIAL CONNECTIONS AND SOLUTIONS | 27511 | 77316-PPXT FA BOX-04DX-01 | PPXT FA BOX | Buy | PPXT FA BOX | EA | EA |  | TRUE |  | P | B/W | 100
135148 | 80 | 1 | States | Champlin | Hayley Fabian | TRUE | 2026-07-31T00:00:00 | 2026-12-01T00:00:00 | 2026-12-01T00:00:00 | 1 | 0 | 1 | 11451.82 | 11451.82 | 55316-3157 | USA | N45 | 1501 | ABB INDUSTRIAL CONNECTIONS AND SOLUTIONS | 27511 | 77316-PPXT FA INT-05DX-01 | PPXT FA INT | Buy | PPXT FA INT | EA | EA |  | TRUE |  | P | B/W | 100
135148 | 78 | 1 | States | Champlin | Hayley Fabian | TRUE | 2026-07-31T00:00:00 | 2026-12-01T00:00:00 | 2026-12-01T00:00:00 | 1 | 0 | 1 | 7833.68 | 7833.68 | 55316-3157 | USA | N45 | 1501 | ABB INDUSTRIAL CONNECTIONS AND SOLUTIONS | 27511 | 77316-PPXT FA INT-04MECH-03 | PPXT FA INT | Buy | PPXT FA INT | EA | EA |  | TRUE |  | P | B/W | 100
135148 | 45 | 1 | States | Champlin | Hayley Fabian | TRUE | 2026-07-31T00:00:00 | 2026-12-08T00:00:00 | 2026-12-08T00:00:00 | 1 | 0 | 1 | 265.78 | 265.78 | 55316-3157 | USA | N45 | 1501 | ABB INDUSTRIAL CONNECTIONS AND SOLUTIONS | 27511 | 77316-PPXT FA BOX-03DX-02 | PPXT FA BOX | Buy | PPXT FA BOX | EA | EA |  | TRUE |  | P | B/W | 100
135148 | 101 | 1 | States | Champlin | Hayley Fabian | TRUE | 2026-07-31T00:00:00 | 2026-11-18T00:00:00 | 2026-11-18T00:00:00 | 1 | 0 | 1 | 3623.97 | 3623.97 | 55316-3157 | USA | N45 | 1501 | ABB INDUSTRIAL CONNECTIONS AND SOLUTIONS | 27511 | 77316-RQF-SLT-INT-04P-BB.2 | Interior : AQF3422JBX AXS5N2MSPS | Buy | Interior : AQF3422JBX AXS5N2MSPS | EA | EA |  | TRUE |  | P | B/W | 100
135148 | 83 | 1 | States | Champlin | Hayley Fabian | TRUE | 2026-07-31T00:00:00 | 2026-12-01T00:00:00 | 2026-12-01T00:00:00 | 1 | 0 | 1 | 9143.52 | 9143.52 | 55316-3157 | USA | N45 | 1501 | ABB INDUSTRIAL CONNECTIONS AND SOLUTIONS | 27511 | 77316-PPXT FA INT-05DX-04 | PPXT FA INT | Buy | PPXT FA INT | EA | EA |  | TRUE |  | P | B/W | 100
135148 | 27 | 1 | States | Champlin | Hayley Fabian | TRUE | 2026-07-31T00:00:00 | 2026-11-18T00:00:00 | 2026-11-18T00:00:00 | 1 | 0 | 1 | 161.61 | 161.61 | 55316-3157 | USA | N45 | 1501 | ABB INDUSTRIAL CONNECTIONS AND SOLUTIONS | 27511 | 77316-AF64SN-03MECH-04 | Front: AF64SN | Buy | Front: AF64SN | EA | EA |  | TRUE |  | P | B/W | 100
135148 | 61 | 1 | States | Champlin | Hayley Fabian | TRUE | 2026-07-31T00:00:00 | 2026-12-08T00:00:00 | 2026-12-08T00:00:00 | 1 | 0 | 1 | 261.68 | 261.68 | 55316-3157 | USA | N45 | 1501 | ABB INDUSTRIAL CONNECTIONS AND SOLUTIONS | 27511 | 77316-PPXT FA BOX-05MECH-02 | PPXT FA BOX | Buy | PPXT FA BOX | EA | EA |  | TRUE |  | P | B/W | 100
135148 | 2 | 1 | States | Champlin | Hayley Fabian | TRUE | 2026-07-31T00:00:00 | 2026-11-18T00:00:00 | 2026-11-18T00:00:00 | 1 | 0 | 1 | 177.77 | 177.77 | 55316-3157 | USA | N45 | 1501 | ABB INDUSTRIAL CONNECTIONS AND SOLUTIONS | 27511 | 77316-AB64B-02MECH-02 | Box: AB64B | Buy | Box: AB64B | EA | EA |  | TRUE |  | P | B/W | 100
135148 | 84 | 1 | States | Champlin | Hayley Fabian | TRUE | 2026-07-31T00:00:00 | 2026-12-01T00:00:00 | 2026-12-01T00:00:00 | 1 | 0 | 1 | 6623.34 | 6623.34 | 55316-3157 | USA | N45 | 1501 | ABB INDUSTRIAL CONNECTIONS AND SOLUTIONS | 27511 | 77316-PPXT FA INT-05MECH-01 | PPXT FA INT | Buy | PPXT FA INT | EA | EA |  | TRUE |  | P | B/W | 100
135148 | 106 | 1 | States | Champlin | Hayley Fabian | TRUE | 2026-07-31T00:00:00 | 2026-11-18T00:00:00 | 2026-11-18T00:00:00 | 1 | 0 | 1 | 129.34 | 129.34 | 55316-3157 | USA | N45 | 1501 | ABB INDUSTRIAL CONNECTIONS AND SOLUTIONS | 27511 | 77316-AB76B-05P-2N-1 | Box: AB76B | Buy | Box: AB76B | EA | EA |  | TRUE |  | P | B/W | 100
135148 | 28 | 1 | States | Champlin | Hayley Fabian | TRUE | 2026-07-31T00:00:00 | 2026-11-18T00:00:00 | 2026-11-18T00:00:00 | 1 | 0 | 1 | 108.54 | 108.54 | 55316-3157 | USA | N45 | 1501 | ABB INDUSTRIAL CONNECTIONS AND SOLUTIONS | 27511 | 77316-AF76SN-02P-2N-1 | Front: AF76SN | Buy | Front: AF76SN | EA | EA |  | TRUE |  | P | B/W | 100
135148 | 105 | 1 | States | Champlin | Hayley Fabian | TRUE | 2026-07-31T00:00:00 | 2026-11-18T00:00:00 | 2026-11-18T00:00:00 | 1 | 0 | 1 | 8115.19 | 8115.19 | 55316-3157 | USA | N45 | 1501 | ABB INDUSTRIAL CONNECTIONS AND SOLUTIONS | 27511 | 77316-RSF-SLT-INT-04P-4N-1 | Interior : ASF3424KBX AXS5N2MSPS | Buy | Interior : ASF3424KBX AXS5N2MSPS | EA | EA |  | TRUE |  | P | B/W | 100
135148 | 57 | 1 | States | Champlin | Hayley Fabian | TRUE | 2026-07-31T00:00:00 | 2026-12-08T00:00:00 | 2026-12-08T00:00:00 | 1 | 0 | 1 | 265.78 | 265.78 | 55316-3157 | USA | N45 | 1501 | ABB INDUSTRIAL CONNECTIONS AND SOLUTIONS | 27511 | 77316-PPXT FA BOX-05DX-02 | PPXT FA BOX | Buy | PPXT FA BOX | EA | EA |  | TRUE |  | P | B/W | 100
135148 | 3 | 1 | States | Champlin | Hayley Fabian | TRUE | 2026-07-31T00:00:00 | 2026-11-18T00:00:00 | 2026-11-18T00:00:00 | 1 | 0 | 1 | 177.77 | 177.77 | 55316-3157 | USA | N45 | 1501 | ABB INDUSTRIAL CONNECTIONS AND SOLUTIONS | 27511 | 77316-AB64B-02MECH-03 | Box: AB64B | Buy | Box: AB64B | EA | EA |  | TRUE |  | P | B/W | 100
135148 | 103 | 1 | States | Champlin | Hayley Fabian | TRUE | 2026-07-31T00:00:00 | 2026-11-18T00:00:00 | 2026-11-18T00:00:00 | 1 | 0 | 1 | 3623.97 | 3623.97 | 55316-3157 | USA | N45 | 1501 | ABB INDUSTRIAL CONNECTIONS AND SOLUTIONS | 27511 | 77316-RQF-SLT-INT-05P-BB.2 | Interior : AQF3422JBX AXS5N2MSPS | Buy | Interior : AQF3422JBX AXS5N2MSPS | EA | EA |  | TRUE |  | P | B/W | 100
135148 | 60 | 1 | States | Champlin | Hayley Fabian | TRUE | 2026-07-31T00:00:00 | 2026-12-08T00:00:00 | 2026-12-08T00:00:00 | 1 | 0 | 1 | 261.68 | 261.68 | 55316-3157 | USA | N45 | 1501 | ABB INDUSTRIAL CONNECTIONS AND SOLUTIONS | 27511 | 77316-PPXT FA BOX-05MECH-01 | PPXT FA BOX | Buy | PPXT FA BOX | EA | EA |  | TRUE |  | P | B/W | 100
135148 | 17 | 1 | States | Champlin | Hayley Fabian | TRUE | 2026-07-31T00:00:00 | 2026-11-18T00:00:00 | 2026-11-18T00:00:00 | 1 | 0 | 1 | 142 | 142 | 55316-3157 | USA | N45 | 1501 | ABB INDUSTRIAL CONNECTIONS AND SOLUTIONS | 27511 | 77316-AB76B-05P-4N-1 | Box: AB76B | Buy | Box: AB76B | EA | EA |  | TRUE |  | P | B/W | 100
135148 | 22 | 1 | States | Champlin | Hayley Fabian | TRUE | 2026-07-31T00:00:00 | 2026-11-18T00:00:00 | 2026-11-18T00:00:00 | 1 | 0 | 1 | 161.61 | 161.61 | 55316-3157 | USA | N45 | 1501 | ABB INDUSTRIAL CONNECTIONS AND SOLUTIONS | 27511 | 77316-AF64SN-02MECH-03 | Front: AF64SN | Buy | Front: AF64SN | EA | EA |  | TRUE |  | P | B/W | 100
135148 | 58 | 1 | States | Champlin | Hayley Fabian | TRUE | 2026-07-31T00:00:00 | 2026-12-08T00:00:00 | 2026-12-08T00:00:00 | 1 | 0 | 1 | 265.78 | 265.78 | 55316-3157 | USA | N45 | 1501 | ABB INDUSTRIAL CONNECTIONS AND SOLUTIONS | 27511 | 77316-PPXT FA BOX-05DX-03 | PPXT FA BOX | Buy | PPXT FA BOX | EA | EA |  | TRUE |  | P | B/W | 100
135148 | 49 | 1 | States | Champlin | Hayley Fabian | TRUE | 2026-07-31T00:00:00 | 2026-12-08T00:00:00 | 2026-12-08T00:00:00 | 1 | 0 | 1 | 265.78 | 265.78 | 55316-3157 | USA | N45 | 1501 | ABB INDUSTRIAL CONNECTIONS AND SOLUTIONS | 27511 | 77316-PPXT FA BOX-04DX-02 | PPXT FA BOX | Buy | PPXT FA BOX | EA | EA |  | TRUE |  | P | B/W | 100
135148 | 89 | 1 | States | Champlin | Hayley Fabian | TRUE | 2026-07-31T00:00:00 | 2026-11-18T00:00:00 | 2026-11-18T00:00:00 | 1 | 0 | 1 | 7586.78 | 7586.78 | 55316-3157 | USA | N45 | 1501 | ABB INDUSTRIAL CONNECTIONS AND SOLUTIONS | 27511 | 77316-RDF-INTERIOR-02MECH-03 | Interior : ADF3422DB | Buy | Interior : ADF3422DB | EA | EA |  | TRUE |  | P | B/W | 100
135148 | 31 | 1 | States | Champlin | Hayley Fabian | TRUE | 2026-07-31T00:00:00 | 2026-11-18T00:00:00 | 2026-11-18T00:00:00 | 1 | 0 | 1 | 108.54 | 108.54 | 55316-3157 | USA | N45 | 1501 | ABB INDUSTRIAL CONNECTIONS AND SOLUTIONS | 27511 | 77316-AF76SN-03P-BB.2 | Front: AF76SN | Buy | Front: AF76SN | EA | EA |  | TRUE |  | P | B/W | 100
135148 | 74 | 1 | States | Champlin | Hayley Fabian | TRUE | 2026-07-31T00:00:00 | 2026-12-01T00:00:00 | 2026-12-01T00:00:00 | 1 | 0 | 1 | 11451.82 | 11451.82 | 55316-3157 | USA | N45 | 1501 | ABB INDUSTRIAL CONNECTIONS AND SOLUTIONS | 27511 | 77316-PPXT FA INT-04DX-03 | PPXT FA INT | Buy | PPXT FA INT | EA | EA |  | TRUE |  | P | B/W | 100
135148 | 62 | 1 | States | Champlin | Hayley Fabian | TRUE | 2026-07-31T00:00:00 | 2026-12-08T00:00:00 | 2026-12-08T00:00:00 | 1 | 0 | 1 | 250.52 | 250.52 | 55316-3157 | USA | N45 | 1501 | ABB INDUSTRIAL CONNECTIONS AND SOLUTIONS | 27511 | 77316-PPXT FA BOX-05MECH-03 | PPXT FA BOX | Buy | PPXT FA BOX | EA | EA |  | TRUE |  | P | B/W | 100
135148 | 50 | 1 | States | Champlin | Hayley Fabian | TRUE | 2026-07-31T00:00:00 | 2026-12-08T00:00:00 | 2026-12-08T00:00:00 | 1 | 0 | 1 | 265.78 | 265.78 | 55316-3157 | USA | N45 | 1501 | ABB INDUSTRIAL CONNECTIONS AND SOLUTIONS | 27511 | 77316-PPXT FA BOX-04DX-03 | PPXT FA BOX | Buy | PPXT FA BOX | EA | EA |  | TRUE |  | P | B/W | 100
135148 | 23 | 1 | States | Champlin | Hayley Fabian | TRUE | 2026-07-31T00:00:00 | 2026-11-18T00:00:00 | 2026-11-18T00:00:00 | 1 | 0 | 1 | 161.61 | 161.61 | 55316-3157 | USA | N45 | 1501 | ABB INDUSTRIAL CONNECTIONS AND SOLUTIONS | 27511 | 77316-AF64SN-02MECH-04 | Front: AF64SN | Buy | Front: AF64SN | EA | EA |  | TRUE |  | P | B/W | 100
135148 | 34 | 1 | States | Champlin | Hayley Fabian | TRUE | 2026-07-31T00:00:00 | 2026-11-18T00:00:00 | 2026-11-18T00:00:00 | 1 | 0 | 1 | 108.54 | 108.54 | 55316-3157 | USA | N45 | 1501 | ABB INDUSTRIAL CONNECTIONS AND SOLUTIONS | 27511 | 77316-AF76SN-05P-2N-1 | Front: AF76SN | Buy | Front: AF76SN | EA | EA |  | TRUE |  | P | B/W | 100
135148 | 8 | 1 | States | Champlin | Hayley Fabian | TRUE | 2026-07-31T00:00:00 | 2026-11-18T00:00:00 | 2026-11-18T00:00:00 | 1 | 0 | 1 | 177.77 | 177.77 | 55316-3157 | USA | N45 | 1501 | ABB INDUSTRIAL CONNECTIONS AND SOLUTIONS | 27511 | 77316-AB64B-03MECH-04 | Box: AB64B | Buy | Box: AB64B | EA | EA |  | TRUE |  | P | B/W | 100
135148 | 39 | 1 | States | Champlin | Hayley Fabian | TRUE | 2026-07-31T00:00:00 | 2026-11-18T00:00:00 | 2026-11-18T00:00:00 | 1 | 0 | 1 | 377.34 | 377.34 | 55316-3157 | USA | N45 | 1501 | ABB INDUSTRIAL CONNECTIONS AND SOLUTIONS | 27511 | 77316-AF82STN-03P-4N-1 | Front: AF82STN | Buy | Front: AF82STN | EA | EA |  | TRUE |  | P | B/W | 100
135148 | 75 | 1 | States | Champlin | Hayley Fabian | TRUE | 2026-07-31T00:00:00 | 2026-12-01T00:00:00 | 2026-12-01T00:00:00 | 1 | 0 | 1 | 11451.82 | 11451.82 | 55316-3157 | USA | N45 | 1501 | ABB INDUSTRIAL CONNECTIONS AND SOLUTIONS | 27511 | 77316-PPXT FA INT-04DX-04 | PPXT FA INT | Buy | PPXT FA INT | EA | EA |  | TRUE |  | P | B/W | 100
135148 | 102 | 1 | States | Champlin | Hayley Fabian | TRUE | 2026-07-31T00:00:00 | 2026-11-18T00:00:00 | 2026-11-18T00:00:00 | 1 | 0 | 1 | 3625.78 | 3625.78 | 55316-3157 | USA | N45 | 1501 | ABB INDUSTRIAL CONNECTIONS AND SOLUTIONS | 27511 | 77316-RQF-SLT-INT-05P-2N-1 | Interior : AQF3422JBX AXS5N2MSPS | Buy | Interior : AQF3422JBX AXS5N2MSPS | EA | EA |  | TRUE |  | P | B/W | 100
135148 | 68 | 1 | States | Champlin | Hayley Fabian | TRUE | 2026-07-31T00:00:00 | 2026-12-01T00:00:00 | 2026-12-01T00:00:00 | 1 | 0 | 1 | 11451.82 | 11451.82 | 55316-3157 | USA | N45 | 1501 | ABB INDUSTRIAL CONNECTIONS AND SOLUTIONS | 27511 | 77316-PPXT FA INT-03DX-01 | PPXT FA INT | Buy | PPXT FA INT | EA | EA |  | TRUE |  | P | B/W | 100
135148 | 40 | 1 | States | Champlin | Hayley Fabian | TRUE | 2026-07-31T00:00:00 | 2026-12-08T00:00:00 | 2026-12-08T00:00:00 | 1 | 0 | 1 | 265.78 | 265.78 | 55316-3157 | USA | N45 | 1501 | ABB INDUSTRIAL CONNECTIONS AND SOLUTIONS | 27511 | 77316-PPXT FA BOX-02DX-01 | PPXT FA BOX | Buy | PPXT FA BOX | EA | EA |  | TRUE |  | P | B/W | 100
135148 | 41 | 1 | States | Champlin | Hayley Fabian | TRUE | 2026-07-31T00:00:00 | 2026-12-08T00:00:00 | 2026-12-08T00:00:00 | 1 | 0 | 1 | 265.78 | 265.78 | 55316-3157 | USA | N45 | 1501 | ABB INDUSTRIAL CONNECTIONS AND SOLUTIONS | 27511 | 77316-PPXT FA BOX-02DX-02 | PPXT FA BOX | Buy | PPXT FA BOX | EA | EA |  | TRUE |  | P | B/W | 100
135201 | 1 | 1 | States | Champlin | Hayley Fabian | TRUE | 2026-08-04T00:00:00 | 2026-12-03T00:00:00 | 2026-12-03T00:00:00 | 4 | 0 | 4 | 12721.47 | 50885.88 | 55316-3157 | USA | N45 | 1501 | ABB INDUSTRIAL CONNECTIONS AND SOLUTIONS | 27511 | Z6HJURAK83LA00000WXX | 4000A, 85kA, 3-Pole, Draw-Out, Ekip Hi-Touch LSIG, ModBus TCP, RELT, 120V Ekip Supply, 4 Aux Contacts, PushButton Cover, Kirk Key in Open Position | PUR | 4000A, 85kA, 3-Pole, Draw-Out, Ekip Hi-Touch LSIG, ModBus TCP, RELT, 120V Ekip Supply, 4 Aux Contacts, PushButton Cover, Kirk Key in Open Position | EA | EA |  | TRUE |  | P | B/W | 100
135201 | 3 | 1 | States | Champlin | Hayley Fabian | TRUE | 2026-08-04T00:00:00 | 2027-01-05T00:00:00 | 2027-01-05T00:00:00 | 2 | 0 | 2 | 14418.24 | 28836.48 | 55316-3157 | USA | N45 | 1501 | ABB INDUSTRIAL CONNECTIONS AND SOLUTIONS | 27511 | ZEHJURJF60LE00000WKX | 4000AT / 4000AF Emax Breakers, 4P, 480V, 85kAIC, Manually-Operated Fixed-Mounted (MOFX), 100% Rated ACB • EKIP Touch LSIG Protection • RELT Switch (Arc Flash Reduction) • 4 AUX Contacts • Bell Alarm • 6Q AUX Contacts • Kirk Key Provisions • 8mm Padlockable Push-Button Cover • Test Report | PUR | 4000AT / 4000AF Emax Breakers, 4P, 480V, 85kAIC, Manually-Operated Fixed-Mounted (MOFX), 100% Rated ACB • EKIP Touch LSIG Protection • RELT Switch (Arc Flash Reduction) • 4 AUX Contacts • Bell Alarm • 6Q AUX Contacts • Kirk Key Provisions • 8mm Padlockable Push-Button Cover • Test Report | EA | EA |  | TRUE |  | P | B/W | 100
135151 | 62 | 1 | States | Champlin | Hayley Fabian | TRUE | 2026-08-01T00:00:00 | 2026-12-21T00:00:00 | 2026-12-21T00:00:00 | 1 | 0 | 1 | 5276.49 | 5276.49 | 55316-3157 | USA | N45 | 1501 | ABB INDUSTRIAL CONNECTIONS AND SOLUTIONS | 27511 | 77321-REF-SLT-INT-HP-4E-2 | Interior : AEF3422KBX AXS5N2MSPS | Buy | Interior : AEF3422KBX AXS5N2MSPS | EA | EA |  | TRUE |  | P | B/W | 100
135151 | 16 | 1 | States | Champlin | Hayley Fabian | TRUE | 2026-08-01T00:00:00 | 2026-12-21T00:00:00 | 2026-12-21T00:00:00 | 1 | 0 | 1 | 122.27 | 122.27 | 55316-3157 | USA | N45 | 1501 | ABB INDUSTRIAL CONNECTIONS AND SOLUTIONS | 27511 | 77321-AB76B-HP-2H-1 | Box: AB76B | Buy | Box: AB76B | EA | EA |  | TRUE |  | P | B/W | 100
135151 | 51 | 1 | States | Champlin | Hayley Fabian | TRUE | 2026-08-01T00:00:00 | 2026-12-29T00:00:00 | 2026-12-29T00:00:00 | 1 | 0 | 1 | 290.59 | 290.59 | 55316-3157 | USA | N45 | 1501 | ABB INDUSTRIAL CONNECTIONS AND SOLUTIONS | 27511 | 77321-PPXT FA BOX-01MECH-05 | PPXT FA BOX | Buy | PPXT FA BOX | EA | EA |  | TRUE |  | P | B/W | 100
135151 | 65 | 1 | States | Champlin | Hayley Fabian | TRUE | 2026-08-01T00:00:00 | 2026-12-21T00:00:00 | 2026-12-21T00:00:00 | 1 | 0 | 1 | 3425.64 | 3425.64 | 55316-3157 | USA | N45 | 1501 | ABB INDUSTRIAL CONNECTIONS AND SOLUTIONS | 27511 | 77321-RQFC-INTERIOR-01P-BB.2-12 | Interior : AQF3422JBX AXS5N2MSPS | Buy | Interior : AQF3422JBX AXS5N2MSPS | EA | EA |  | TRUE |  | P | B/W | 100
135151 | 44 | 1 | States | Champlin | Hayley Fabian | TRUE | 2026-08-01T00:00:00 | 2026-12-21T00:00:00 | 2026-12-21T00:00:00 | 1 | 0 | 1 | 168.93 | 168.93 | 55316-3157 | USA | N45 | 1501 | ABB INDUSTRIAL CONNECTIONS AND SOLUTIONS | 27511 | 77321-AF76STN-00P-4N-1 | Front: AF76STN | Buy | Front: AF76STN | EA | EA |  | TRUE |  | P | B/W | 100
135151 | 52 | 1 | States | Champlin | Hayley Fabian | TRUE | 2026-08-01T00:00:00 | 2026-12-29T00:00:00 | 2026-12-29T00:00:00 | 1 | 0 | 1 | 265.78 | 265.78 | 55316-3157 | USA | N45 | 1501 | ABB INDUSTRIAL CONNECTIONS AND SOLUTIONS | 27511 | 77321-PPXT FA BOX-HGEN-E-1 | PPXT FA BOX | Buy | PPXT FA BOX | EA | EA |  | TRUE |  | P | B/W | 100
135151 | 30 | 1 | States | Champlin | Hayley Fabian | TRUE | 2026-08-01T00:00:00 | 2026-12-21T00:00:00 | 2026-12-21T00:00:00 | 1 | 0 | 1 | 102.6 | 102.6 | 55316-3157 | USA | N45 | 1501 | ABB INDUSTRIAL CONNECTIONS AND SOLUTIONS | 27511 | 77321-AF49SN-HP-2OS-1 | Front: AF49SN | Buy | Front: AF49SN | EA | EA |  | TRUE |  | P | B/W | 100
135151 | 39 | 1 | States | Champlin | Hayley Fabian | TRUE | 2026-08-01T00:00:00 | 2026-12-21T00:00:00 | 2026-12-21T00:00:00 | 1 | 0 | 1 | 102.6 | 102.6 | 55316-3157 | USA | N45 | 1501 | ABB INDUSTRIAL CONNECTIONS AND SOLUTIONS | 27511 | 77321-AF76SN-01P-2N-1 | Front: AF76SN | Buy | Front: AF76SN | EA | EA |  | TRUE |  | P | B/W | 100
135151 | 2 | 1 | States | Champlin | Hayley Fabian | TRUE | 2026-08-01T00:00:00 | 2026-12-21T00:00:00 | 2026-12-21T00:00:00 | 1 | 0 | 1 | 85.49 | 85.49 | 55316-3157 | USA | N45 | 1501 | ABB INDUSTRIAL CONNECTIONS AND SOLUTIONS | 27511 | 77321-AB43B-HP-2H-2 | Box: AB43B | Buy | Box: AB43B | EA | EA |  | TRUE |  | P | B/W | 100
135151 | 10 | 1 | States | Champlin | Hayley Fabian | TRUE | 2026-08-01T00:00:00 | 2026-12-21T00:00:00 | 2026-12-21T00:00:00 | 1 | 0 | 1 | 122.27 | 122.27 | 55316-3157 | USA | N45 | 1501 | ABB INDUSTRIAL CONNECTIONS AND SOLUTIONS | 27511 | 77321-AB76B-00P-2N-1 | Box: AB76B | Buy | Box: AB76B | EA | EA |  | TRUE |  | P | B/W | 100
135151 | 13 | 1 | States | Champlin | Hayley Fabian | TRUE | 2026-08-01T00:00:00 | 2026-12-21T00:00:00 | 2026-12-21T00:00:00 | 1 | 0 | 1 | 122.27 | 122.27 | 55316-3157 | USA | N45 | 1501 | ABB INDUSTRIAL CONNECTIONS AND SOLUTIONS | 27511 | 77321-AB76B-01P-2N-1 | Box: AB76B | Buy | Box: AB76B | EA | EA |  | TRUE |  | P | B/W | 100
135151 | 83 | 1 | States | Champlin | Hayley Fabian | TRUE | 2026-08-01T00:00:00 | 2026-12-21T00:00:00 | 2026-12-21T00:00:00 | 1 | 0 | 1 | 6692.33 | 6692.33 | 55316-3157 | USA | N45 | 1501 | ABB INDUSTRIAL CONNECTIONS AND SOLUTIONS | 27511 | 77321-RSF-SLT-INT-HP-4H-3 | Interior : ASF3422KBX AXS5N2MSPS | Buy | Interior : ASF3422KBX AXS5N2MSPS | EA | EA |  | TRUE |  | P | B/W | 100
135151 | 9 | 1 | States | Champlin | Hayley Fabian | TRUE | 2026-08-01T00:00:00 | 2026-12-21T00:00:00 | 2026-12-21T00:00:00 | 1 | 0 | 1 | 94.05 | 94.05 | 55316-3157 | USA | N45 | 1501 | ABB INDUSTRIAL CONNECTIONS AND SOLUTIONS | 27511 | 77321-AB49B-MPOE-O1-B | Box: AB49B | Buy | Box: AB49B | EA | EA |  | TRUE |  | P | B/W | 100
135151 | 59 | 1 | States | Champlin | Hayley Fabian | TRUE | 2026-08-01T00:00:00 | 2026-12-22T00:00:00 | 2026-12-22T00:00:00 | 1 | 0 | 1 | 8916.66 | 8916.66 | 55316-3157 | USA | N45 | 1501 | ABB INDUSTRIAL CONNECTIONS AND SOLUTIONS | 27511 | 77321-PPXT FA INT-HGEN-E-1 | PPXT FA INT | Buy | PPXT FA INT | EA | EA |  | TRUE |  | P | B/W | 100
135151 | 27 | 1 | States | Champlin | Hayley Fabian | TRUE | 2026-08-01T00:00:00 | 2026-12-21T00:00:00 | 2026-12-21T00:00:00 | 1 | 0 | 1 | 102.6 | 102.6 | 55316-3157 | USA | N45 | 1501 | ABB INDUSTRIAL CONNECTIONS AND SOLUTIONS | 27511 | 77321-AF49SN-HP-2E-1 | Front: AF49SN | Buy | Front: AF49SN | EA | EA |  | TRUE |  | P | B/W | 100
135151 | 7 | 1 | States | Champlin | Hayley Fabian | TRUE | 2026-08-01T00:00:00 | 2026-12-21T00:00:00 | 2026-12-21T00:00:00 | 1 | 0 | 1 | 103.24 | 103.24 | 55316-3157 | USA | N45 | 1501 | ABB INDUSTRIAL CONNECTIONS AND SOLUTIONS | 27511 | 77321-AB49B-HP-4H-2 | Box: AB49B | Buy | Box: AB49B | EA | EA |  | TRUE |  | P | B/W | 100
135151 | 24 | 1 | States | Champlin | Hayley Fabian | TRUE | 2026-08-01T00:00:00 | 2026-12-21T00:00:00 | 2026-12-21T00:00:00 | 1 | 0 | 1 | 115.41 | 115.41 | 55316-3157 | USA | N45 | 1501 | ABB INDUSTRIAL CONNECTIONS AND SOLUTIONS | 27511 | 77321-AF31SN-01P-AA.1-11 | Front: AF31SN | Buy | Front: AF31SN | EA | EA |  | TRUE |  | P | B/W | 100
135151 | 56 | 1 | States | Champlin | Hayley Fabian | TRUE | 2026-08-01T00:00:00 | 2026-12-22T00:00:00 | 2026-12-22T00:00:00 | 1 | 0 | 1 | 9028.85 | 9028.85 | 55316-3157 | USA | N45 | 1501 | ABB INDUSTRIAL CONNECTIONS AND SOLUTIONS | 27511 | 77321-PPXT FA INT-01MECH-03 | PPXT FA INT | Buy | PPXT FA INT | EA | EA |  | TRUE |  | P | B/W | 100
135151 | 57 | 1 | States | Champlin | Hayley Fabian | TRUE | 2026-08-01T00:00:00 | 2026-12-22T00:00:00 | 2026-12-22T00:00:00 | 1 | 0 | 1 | 9028.85 | 9028.85 | 55316-3157 | USA | N45 | 1501 | ABB INDUSTRIAL CONNECTIONS AND SOLUTIONS | 27511 | 77321-PPXT FA INT-01MECH-04 | PPXT FA INT | Buy | PPXT FA INT | EA | EA |  | TRUE |  | P | B/W | 100
135151 | 77 | 1 | States | Champlin | Hayley Fabian | TRUE | 2026-08-01T00:00:00 | 2026-12-21T00:00:00 | 2026-12-21T00:00:00 | 1 | 0 | 1 | 6108.28 | 6108.28 | 55316-3157 | USA | N45 | 1501 | ABB INDUSTRIAL CONNECTIONS AND SOLUTIONS | 27511 | 77321-RSFC-INTERIOR-HP-4H-2 | Interior : ASF3421BBX AXS5N2MSPS | Buy | Interior : ASF3421BBX AXS5N2MSPS | EA | EA |  | TRUE |  | P | B/W | 100
135151 | 14 | 1 | States | Champlin | Hayley Fabian | TRUE | 2026-08-01T00:00:00 | 2026-12-21T00:00:00 | 2026-12-21T00:00:00 | 1 | 0 | 1 | 134.21 | 134.21 | 55316-3157 | USA | N45 | 1501 | ABB INDUSTRIAL CONNECTIONS AND SOLUTIONS | 27511 | 77321-AB76B-01P-4N-1 | Box: AB76B | Buy | Box: AB76B | EA | EA |  | TRUE |  | P | B/W | 100
135151 | 79 | 1 | States | Champlin | Hayley Fabian | TRUE | 2026-08-01T00:00:00 | 2026-12-21T00:00:00 | 2026-12-21T00:00:00 | 1 | 0 | 1 | 8684.97 | 8684.97 | 55316-3157 | USA | N45 | 1501 | ABB INDUSTRIAL CONNECTIONS AND SOLUTIONS | 27511 | 77321-RSF-SLT-INT-00P-4N-1 | Interior : ASF3424DBX AXS5N2MSPS | Buy | Interior : ASF3424DBX AXS5N2MSPS | EA | EA |  | TRUE |  | P | B/W | 100
135151 | 8 | 1 | States | Champlin | Hayley Fabian | TRUE | 2026-08-01T00:00:00 | 2026-12-21T00:00:00 | 2026-12-21T00:00:00 | 1 | 0 | 1 | 94.05 | 94.05 | 55316-3157 | USA | N45 | 1501 | ABB INDUSTRIAL CONNECTIONS AND SOLUTIONS | 27511 | 77321-AB49B-MPOE-O1-A | Box: AB49B | Buy | Box: AB49B | EA | EA |  | TRUE |  | P | B/W | 100
135151 | 49 | 1 | States | Champlin | Hayley Fabian | TRUE | 2026-08-01T00:00:00 | 2026-12-29T00:00:00 | 2026-12-29T00:00:00 | 1 | 0 | 1 | 290.59 | 290.59 | 55316-3157 | USA | N45 | 1501 | ABB INDUSTRIAL CONNECTIONS AND SOLUTIONS | 27511 | 77321-PPXT FA BOX-01MECH-03 | PPXT FA BOX | Buy | PPXT FA BOX | EA | EA |  | TRUE |  | P | B/W | 100
135151 | 70 | 1 | States | Champlin | Hayley Fabian | TRUE | 2026-08-01T00:00:00 | 2026-12-21T00:00:00 | 2026-12-21T00:00:00 | 1 | 0 | 1 | 2804.12 | 2804.12 | 55316-3157 | USA | N45 | 1501 | ABB INDUSTRIAL CONNECTIONS AND SOLUTIONS | 27511 | 77321-RQFC-INTERIOR-MPOE-O1-A | Interior : AQF3421ABX AXS5N2MSPS | Buy | Interior : AQF3421ABX AXS5N2MSPS | EA | EA |  | TRUE |  | P | B/W | 100
135151 | 17 | 1 | States | Champlin | Hayley Fabian | TRUE | 2026-08-01T00:00:00 | 2026-12-21T00:00:00 | 2026-12-21T00:00:00 | 1 | 0 | 1 | 134.21 | 134.21 | 55316-3157 | USA | N45 | 1501 | ABB INDUSTRIAL CONNECTIONS AND SOLUTIONS | 27511 | 77321-AB76B-HP-4E-2 | Box: AB76B | Buy | Box: AB76B | EA | EA |  | TRUE |  | P | B/W | 100
135151 | 78 | 1 | States | Champlin | Hayley Fabian | TRUE | 2026-08-01T00:00:00 | 2026-12-21T00:00:00 | 2026-12-21T00:00:00 | 1 | 0 | 1 | 6509.51 | 6509.51 | 55316-3157 | USA | N45 | 1501 | ABB INDUSTRIAL CONNECTIONS AND SOLUTIONS | 27511 | 77321-RSFC-INTERIOR-HP-4H-4 | Interior : ASF3422KBX AXS5N2MSPS | Buy | Interior : ASF3422KBX AXS5N2MSPS | EA | EA |  | TRUE |  | P | B/W | 100
135151 | 48 | 1 | States | Champlin | Hayley Fabian | TRUE | 2026-08-01T00:00:00 | 2026-12-29T00:00:00 | 2026-12-29T00:00:00 | 1 | 0 | 1 | 290.59 | 290.59 | 55316-3157 | USA | N45 | 1501 | ABB INDUSTRIAL CONNECTIONS AND SOLUTIONS | 27511 | 77321-PPXT FA BOX-01MECH-02 | PPXT FA BOX | Buy | PPXT FA BOX | EA | EA |  | TRUE |  | P | B/W | 100
135151 | 20 | 1 | States | Champlin | Hayley Fabian | TRUE | 2026-08-01T00:00:00 | 2026-12-21T00:00:00 | 2026-12-21T00:00:00 | 1 | 0 | 1 | 134.21 | 134.21 | 55316-3157 | USA | N45 | 1501 | ABB INDUSTRIAL CONNECTIONS AND SOLUTIONS | 27511 | 77321-AB76B-HP-4H-4 | Box: AB76B | Buy | Box: AB76B | EA | EA |  | TRUE |  | P | B/W | 100
135151 | 28 | 1 | States | Champlin | Hayley Fabian | TRUE | 2026-08-01T00:00:00 | 2026-12-21T00:00:00 | 2026-12-21T00:00:00 | 1 | 0 | 1 | 102.6 | 102.6 | 55316-3157 | USA | N45 | 1501 | ABB INDUSTRIAL CONNECTIONS AND SOLUTIONS | 27511 | 77321-AF49SN-HP-2H-3 | Front: AF49SN | Buy | Front: AF49SN | EA | EA |  | TRUE |  | P | B/W | 100
135151 | 54 | 1 | States | Champlin | Hayley Fabian | TRUE | 2026-08-01T00:00:00 | 2026-12-22T00:00:00 | 2026-12-22T00:00:00 | 1 | 0 | 1 | 8106.14 | 8106.14 | 55316-3157 | USA | N45 | 1501 | ABB INDUSTRIAL CONNECTIONS AND SOLUTIONS | 27511 | 77321-PPXT FA INT-01MECH-01 | PPXT FA INT | Buy | PPXT FA INT | EA | EA |  | TRUE |  | P | B/W | 100
135151 | 71 | 1 | States | Champlin | Hayley Fabian | TRUE | 2026-08-01T00:00:00 | 2026-12-21T00:00:00 | 2026-12-21T00:00:00 | 1 | 0 | 1 | 2798.99 | 2798.99 | 55316-3157 | USA | N45 | 1501 | ABB INDUSTRIAL CONNECTIONS AND SOLUTIONS | 27511 | 77321-RQFC-INTERIOR-MPOE-O1-B | Interior : AQF3421ABX AXS5N2MSPS | Buy | Interior : AQF3421ABX AXS5N2MSPS | EA | EA |  | TRUE |  | P | B/W | 100
135151 | 58 | 1 | States | Champlin | Hayley Fabian | TRUE | 2026-08-01T00:00:00 | 2026-12-22T00:00:00 | 2026-12-22T00:00:00 | 1 | 0 | 1 | 9028.85 | 9028.85 | 55316-3157 | USA | N45 | 1501 | ABB INDUSTRIAL CONNECTIONS AND SOLUTIONS | 27511 | 77321-PPXT FA INT-01MECH-05 | PPXT FA INT | Buy | PPXT FA INT | EA | EA |  | TRUE |  | P | B/W | 100
135151 | 63 | 1 | States | Champlin | Hayley Fabian | TRUE | 2026-08-01T00:00:00 | 2026-12-21T00:00:00 | 2026-12-21T00:00:00 | 1 | 0 | 1 | 6479.64 | 6479.64 | 55316-3157 | USA | N45 | 1501 | ABB INDUSTRIAL CONNECTIONS AND SOLUTIONS | 27511 | 77321-REF-SLT-INT-HP-4LR-1 | Interior : AEF3422KBX AXN2MSPS | Buy | Interior : AEF3422KBX AXN2MSPS | EA | EA |  | TRUE |  | P | B/W | 100
135151 | 31 | 1 | States | Champlin | Hayley Fabian | TRUE | 2026-08-01T00:00:00 | 2026-12-21T00:00:00 | 2026-12-21T00:00:00 | 1 | 0 | 1 | 102.6 | 102.6 | 55316-3157 | USA | N45 | 1501 | ABB INDUSTRIAL CONNECTIONS AND SOLUTIONS | 27511 | 77321-AF49SN-MPOE-O1-A | Front: AF49SN | Buy | Front: AF49SN | EA | EA |  | TRUE |  | P | B/W | 100
135151 | 80 | 1 | States | Champlin | Hayley Fabian | TRUE | 2026-08-01T00:00:00 | 2026-12-21T00:00:00 | 2026-12-21T00:00:00 | 1 | 0 | 1 | 7669.8 | 7669.8 | 55316-3157 | USA | N45 | 1501 | ABB INDUSTRIAL CONNECTIONS AND SOLUTIONS | 27511 | 77321-RSF-SLT-INT-01P-4N-1 | Interior : ASF3424KBX AXS5N2MSPS | Buy | Interior : ASF3424KBX AXS5N2MSPS | EA | EA |  | TRUE |  | P | B/W | 100
135151 | 22 | 1 | States | Champlin | Hayley Fabian | TRUE | 2026-08-01T00:00:00 | 2026-12-21T00:00:00 | 2026-12-21T00:00:00 | 1 | 0 | 1 | 134.21 | 134.21 | 55316-3157 | USA | N45 | 1501 | ABB INDUSTRIAL CONNECTIONS AND SOLUTIONS | 27511 | 77321-AB76B-HP-4OS-1 | Box: AB76B | Buy | Box: AB76B | EA | EA |  | TRUE |  | P | B/W | 100
135151 | 55 | 1 | States | Champlin | Hayley Fabian | TRUE | 2026-08-01T00:00:00 | 2026-12-22T00:00:00 | 2026-12-22T00:00:00 | 1 | 0 | 1 | 8460.84 | 8460.84 | 55316-3157 | USA | N45 | 1501 | ABB INDUSTRIAL CONNECTIONS AND SOLUTIONS | 27511 | 77321-PPXT FA INT-01MECH-02 | PPXT FA INT | Buy | PPXT FA INT | EA | EA |  | TRUE |  | P | B/W | 100
135151 | 61 | 1 | States | Champlin | Hayley Fabian | TRUE | 2026-08-01T00:00:00 | 2026-12-21T00:00:00 | 2026-12-21T00:00:00 | 1 | 0 | 1 | 1532.51 | 1532.51 | 55316-3157 | USA | N45 | 1501 | ABB INDUSTRIAL CONNECTIONS AND SOLUTIONS | 27511 | 77321-REF-ML-INTERIOR-01P-AA.1-11 | Interior : AEF3241MBX AXS5N2 | Buy | Interior : AEF3241MBX AXS5N2 | EA | EA |  | TRUE |  | P | B/W | 100
135151 | 50 | 1 | States | Champlin | Hayley Fabian | TRUE | 2026-08-01T00:00:00 | 2026-12-29T00:00:00 | 2026-12-29T00:00:00 | 1 | 0 | 1 | 290.59 | 290.59 | 55316-3157 | USA | N45 | 1501 | ABB INDUSTRIAL CONNECTIONS AND SOLUTIONS | 27511 | 77321-PPXT FA BOX-01MECH-04 | PPXT FA BOX | Buy | PPXT FA BOX | EA | EA |  | TRUE |  | P | B/W | 100
135151 | 42 | 1 | States | Champlin | Hayley Fabian | TRUE | 2026-08-01T00:00:00 | 2026-12-21T00:00:00 | 2026-12-21T00:00:00 | 1 | 0 | 1 | 112.62 | 112.62 | 55316-3157 | USA | N45 | 1501 | ABB INDUSTRIAL CONNECTIONS AND SOLUTIONS | 27511 | 77321-AF76SN-HP-4E-2 | Front: AF76SN | Buy | Front: AF76SN | EA | EA |  | TRUE |  | P | B/W | 100
135151 | 1 | 1 | States | Champlin | Hayley Fabian | TRUE | 2026-08-01T00:00:00 | 2026-12-21T00:00:00 | 2026-12-21T00:00:00 | 1 | 0 | 1 | 74.05 | 74.05 | 55316-3157 | USA | N45 | 1501 | ABB INDUSTRIAL CONNECTIONS AND SOLUTIONS | 27511 | 77321-AB31B-01P-AA.1-11 | Box: AB31B | Buy | Box: AB31B | EA | EA |  | TRUE |  | P | B/W | 100
135151 | 35 | 1 | States | Champlin | Hayley Fabian | TRUE | 2026-08-01T00:00:00 | 2026-12-21T00:00:00 | 2026-12-21T00:00:00 | 1 | 0 | 1 | 168.93 | 168.93 | 55316-3157 | USA | N45 | 1501 | ABB INDUSTRIAL CONNECTIONS AND SOLUTIONS | 27511 | 77321-AF76SLN-HP-4H-4 | Front: AF76SLN | Buy | Front: AF76SLN | EA | EA |  | TRUE |  | P | B/W | 100
135151 | 36 | 1 | States | Champlin | Hayley Fabian | TRUE | 2026-08-01T00:00:00 | 2026-12-21T00:00:00 | 2026-12-21T00:00:00 | 1 | 0 | 1 | 168.93 | 168.93 | 55316-3157 | USA | N45 | 1501 | ABB INDUSTRIAL CONNECTIONS AND SOLUTIONS | 27511 | 77321-AF76SLN-HP-4OS-1 | Front: AF76SLN | Buy | Front: AF76SLN | EA | EA |  | TRUE |  | P | B/W | 100
135151 | 23 | 1 | States | Champlin | Hayley Fabian | TRUE | 2026-08-01T00:00:00 | 2026-12-21T00:00:00 | 2026-12-21T00:00:00 | 1 | 0 | 1 | 154.85 | 154.85 | 55316-3157 | USA | N45 | 1501 | ABB INDUSTRIAL CONNECTIONS AND SOLUTIONS | 27511 | 77321-AB88B-HP-4E-1 | Box: AB88B | Buy | Box: AB88B | EA | EA |  | TRUE |  | P | B/W | 100
135151 | 64 | 1 | States | Champlin | Hayley Fabian | TRUE | 2026-08-01T00:00:00 | 2027-01-26T00:00:00 | 2027-01-26T00:00:00 | 1 | 0 | 1 | 46362.95 | 46362.95 | 55316-3157 | USA | N45 | 1501 | ABB INDUSTRIAL CONNECTIONS AND SOLUTIONS | 27511 | 77321-RG-GM-CBSB-MTY-HMSB-N-1 | Switchboard, ReliaGear AV1 | Buy | Switchboard, ReliaGear AV1 | EA | EA |  | TRUE |  | P | B/W | 100
135151 | 25 | 1 | States | Champlin | Hayley Fabian | TRUE | 2026-08-01T00:00:00 | 2026-12-21T00:00:00 | 2026-12-21T00:00:00 | 1 | 0 | 1 | 103.62 | 103.62 | 55316-3157 | USA | N45 | 1501 | ABB INDUSTRIAL CONNECTIONS AND SOLUTIONS | 27511 | 77321-AF43SN-HP-2H-2 | Front: AF43SN | Buy | Front: AF43SN | EA | EA |  | TRUE |  | P | B/W | 100
135151 | 81 | 1 | States | Champlin | Hayley Fabian | TRUE | 2026-08-01T00:00:00 | 2026-12-21T00:00:00 | 2026-12-21T00:00:00 | 1 | 0 | 1 | 4295.52 | 4295.52 | 55316-3157 | USA | N45 | 1501 | ABB INDUSTRIAL CONNECTIONS AND SOLUTIONS | 27511 | 77321-RSF-SLT-INT-HP-4E-1 | Interior : ASF3364KBX AXF1N2 | Buy | Interior : ASF3364KBX AXF1N2 | EA | EA |  | TRUE |  | P | B/W | 100
135151 | 18 | 1 | States | Champlin | Hayley Fabian | TRUE | 2026-08-01T00:00:00 | 2026-12-21T00:00:00 | 2026-12-21T00:00:00 | 1 | 0 | 1 | 134.21 | 134.21 | 55316-3157 | USA | N45 | 1501 | ABB INDUSTRIAL CONNECTIONS AND SOLUTIONS | 27511 | 77321-AB76B-HP-4H-1 | Box: AB76B | Buy | Box: AB76B | EA | EA |  | TRUE |  | P | B/W | 100
135151 | 40 | 1 | States | Champlin | Hayley Fabian | TRUE | 2026-08-01T00:00:00 | 2026-12-21T00:00:00 | 2026-12-21T00:00:00 | 1 | 0 | 1 | 102.6 | 102.6 | 55316-3157 | USA | N45 | 1501 | ABB INDUSTRIAL CONNECTIONS AND SOLUTIONS | 27511 | 77321-AF76SN-01P-BB.2-12 | Front: AF76SN | Buy | Front: AF76SN | EA | EA |  | TRUE |  | P | B/W | 100
135151 | 21 | 1 | States | Champlin | Hayley Fabian | TRUE | 2026-08-01T00:00:00 | 2026-12-21T00:00:00 | 2026-12-21T00:00:00 | 1 | 0 | 1 | 134.21 | 134.21 | 55316-3157 | USA | N45 | 1501 | ABB INDUSTRIAL CONNECTIONS AND SOLUTIONS | 27511 | 77321-AB76B-HP-4LR-1 | Box: AB76B | Buy | Box: AB76B | EA | EA |  | TRUE |  | P | B/W | 100
135151 | 76 | 1 | States | Champlin | Hayley Fabian | TRUE | 2026-08-01T00:00:00 | 2026-12-21T00:00:00 | 2026-12-21T00:00:00 | 1 | 0 | 1 | 3541.24 | 3541.24 | 55316-3157 | USA | N45 | 1501 | ABB INDUSTRIAL CONNECTIONS AND SOLUTIONS | 27511 | 77321-RQF-SLT-INT-HP-2H-1 | Interior : AQF3422JBX AXS5N2MSPS | Buy | Interior : AQF3422JBX AXS5N2MSPS | EA | EA |  | TRUE |  | P | B/W | 100
135151 | 73 | 1 | States | Champlin | Hayley Fabian | TRUE | 2026-08-01T00:00:00 | 2026-12-21T00:00:00 | 2026-12-21T00:00:00 | 1 | 0 | 1 | 3427.35 | 3427.35 | 55316-3157 | USA | N45 | 1501 | ABB INDUSTRIAL CONNECTIONS AND SOLUTIONS | 27511 | 77321-RQF-SLT-INT-00P-2N-1 | Interior : AQF3422JBX AXS5N2MSPS | Buy | Interior : AQF3422JBX AXS5N2MSPS | EA | EA |  | TRUE |  | P | B/W | 100
135151 | 3 | 1 | States | Champlin | Hayley Fabian | TRUE | 2026-08-01T00:00:00 | 2026-12-21T00:00:00 | 2026-12-21T00:00:00 | 1 | 0 | 1 | 94.05 | 94.05 | 55316-3157 | USA | N45 | 1501 | ABB INDUSTRIAL CONNECTIONS AND SOLUTIONS | 27511 | 77321-AB49B-HP-2E-1 | Box: AB49B | Buy | Box: AB49B | EA | EA |  | TRUE |  | P | B/W | 100
135151 | 11 | 1 | States | Champlin | Hayley Fabian | TRUE | 2026-08-01T00:00:00 | 2026-12-21T00:00:00 | 2026-12-21T00:00:00 | 1 | 0 | 1 | 134.21 | 134.21 | 55316-3157 | USA | N45 | 1501 | ABB INDUSTRIAL CONNECTIONS AND SOLUTIONS | 27511 | 77321-AB76B-00P-4N-1 | Box: AB76B | Buy | Box: AB76B | EA | EA |  | TRUE |  | P | B/W | 100
135151 | 43 | 1 | States | Champlin | Hayley Fabian | TRUE | 2026-08-01T00:00:00 | 2026-12-21T00:00:00 | 2026-12-21T00:00:00 | 1 | 0 | 1 | 112.62 | 112.62 | 55316-3157 | USA | N45 | 1501 | ABB INDUSTRIAL CONNECTIONS AND SOLUTIONS | 27511 | 77321-AF76SN-HP-4LR-1 | Front: AF76SN | Buy | Front: AF76SN | EA | EA |  | TRUE |  | P | B/W | 100
135151 | 53 | 1 | States | Champlin | Hayley Fabian | TRUE | 2026-08-01T00:00:00 | 2026-12-29T00:00:00 | 2026-12-29T00:00:00 | 1 | 0 | 1 | 265.78 | 265.78 | 55316-3157 | USA | N45 | 1501 | ABB INDUSTRIAL CONNECTIONS AND SOLUTIONS | 27511 | 77321-PPXT FA BOX-HMSB-GEN-1 | PPXT FA BOX | Buy | PPXT FA BOX | EA | EA |  | TRUE |  | P | B/W | 100
135151 | 38 | 1 | States | Champlin | Hayley Fabian | TRUE | 2026-08-01T00:00:00 | 2026-12-21T00:00:00 | 2026-12-21T00:00:00 | 1 | 0 | 1 | 102.6 | 102.6 | 55316-3157 | USA | N45 | 1501 | ABB INDUSTRIAL CONNECTIONS AND SOLUTIONS | 27511 | 77321-AF76SN-00RPP-AB | Front: AF76SN | Buy | Front: AF76SN | EA | EA |  | TRUE |  | P | B/W | 100
135151 | 19 | 1 | States | Champlin | Hayley Fabian | TRUE | 2026-08-01T00:00:00 | 2026-12-21T00:00:00 | 2026-12-21T00:00:00 | 1 | 0 | 1 | 134.21 | 134.21 | 55316-3157 | USA | N45 | 1501 | ABB INDUSTRIAL CONNECTIONS AND SOLUTIONS | 27511 | 77321-AB76B-HP-4H-3 | Box: AB76B | Buy | Box: AB76B | EA | EA |  | TRUE |  | P | B/W | 100
135151 | 75 | 1 | States | Champlin | Hayley Fabian | TRUE | 2026-08-01T00:00:00 | 2026-12-21T00:00:00 | 2026-12-21T00:00:00 | 1 | 0 | 1 | 3427.35 | 3427.35 | 55316-3157 | USA | N45 | 1501 | ABB INDUSTRIAL CONNECTIONS AND SOLUTIONS | 27511 | 77321-RQF-SLT-INT-01P-2N-1 | Interior : AQF3422JBX AXS5N2MSPS | Buy | Interior : AQF3422JBX AXS5N2MSPS | EA | EA |  | TRUE |  | P | B/W | 100
135151 | 66 | 1 | States | Champlin | Hayley Fabian | TRUE | 2026-08-01T00:00:00 | 2026-12-21T00:00:00 | 2026-12-21T00:00:00 | 1 | 0 | 1 | 2980.59 | 2980.59 | 55316-3157 | USA | N45 | 1501 | ABB INDUSTRIAL CONNECTIONS AND SOLUTIONS | 27511 | 77321-RQFC-INTERIOR-HP-2E-1 | Interior : AQF3421ABX AXS5N2MSPS | Buy | Interior : AQF3421ABX AXS5N2MSPS | EA | EA |  | TRUE |  | P | B/W | 100
135151 | 37 | 1 | States | Champlin | Hayley Fabian | TRUE | 2026-08-01T00:00:00 | 2026-12-21T00:00:00 | 2026-12-21T00:00:00 | 1 | 0 | 1 | 102.6 | 102.6 | 55316-3157 | USA | N45 | 1501 | ABB INDUSTRIAL CONNECTIONS AND SOLUTIONS | 27511 | 77321-AF76SN-00P-2N-1 | Front: AF76SN | Buy | Front: AF76SN | EA | EA |  | TRUE |  | P | B/W | 100
135151 | 45 | 1 | States | Champlin | Hayley Fabian | TRUE | 2026-08-01T00:00:00 | 2026-12-21T00:00:00 | 2026-12-21T00:00:00 | 1 | 0 | 1 | 168.93 | 168.93 | 55316-3157 | USA | N45 | 1501 | ABB INDUSTRIAL CONNECTIONS AND SOLUTIONS | 27511 | 77321-AF76STN-01P-4N-1 | Front: AF76STN | Buy | Front: AF76STN | EA | EA |  | TRUE |  | P | B/W | 100
135151 | 67 | 1 | States | Champlin | Hayley Fabian | TRUE | 2026-08-01T00:00:00 | 2026-12-21T00:00:00 | 2026-12-21T00:00:00 | 1 | 0 | 1 | 2969.99 | 2969.99 | 55316-3157 | USA | N45 | 1501 | ABB INDUSTRIAL CONNECTIONS AND SOLUTIONS | 27511 | 77321-RQFC-INTERIOR-HP-2H-3 | Interior : AQF3421ABX AXS5N2MSPS | Buy | Interior : AQF3421ABX AXS5N2MSPS | EA | EA |  | TRUE |  | P | B/W | 100
135151 | 15 | 1 | States | Champlin | Hayley Fabian | TRUE | 2026-08-01T00:00:00 | 2026-12-21T00:00:00 | 2026-12-21T00:00:00 | 1 | 0 | 1 | 122.27 | 122.27 | 55316-3157 | USA | N45 | 1501 | ABB INDUSTRIAL CONNECTIONS AND SOLUTIONS | 27511 | 77321-AB76B-01P-BB.2-12 | Box: AB76B | Buy | Box: AB76B | EA | EA |  | TRUE |  | P | B/W | 100
135151 | 29 | 1 | States | Champlin | Hayley Fabian | TRUE | 2026-08-01T00:00:00 | 2026-12-21T00:00:00 | 2026-12-21T00:00:00 | 1 | 0 | 1 | 102.6 | 102.6 | 55316-3157 | USA | N45 | 1501 | ABB INDUSTRIAL CONNECTIONS AND SOLUTIONS | 27511 | 77321-AF49SN-HP-2LR-1 | Front: AF49SN | Buy | Front: AF49SN | EA | EA |  | TRUE |  | P | B/W | 100
135151 | 82 | 1 | States | Champlin | Hayley Fabian | TRUE | 2026-08-01T00:00:00 | 2026-12-21T00:00:00 | 2026-12-21T00:00:00 | 1 | 0 | 1 | 5747.82 | 5747.82 | 55316-3157 | USA | N45 | 1501 | ABB INDUSTRIAL CONNECTIONS AND SOLUTIONS | 27511 | 77321-RSF-SLT-INT-HP-4H-1 | Interior : ASF3422KBX AXS5N2MSPS | Buy | Interior : ASF3422KBX AXS5N2MSPS | EA | EA |  | TRUE |  | P | B/W | 100
135151 | 34 | 1 | States | Champlin | Hayley Fabian | TRUE | 2026-08-01T00:00:00 | 2026-12-21T00:00:00 | 2026-12-21T00:00:00 | 1 | 0 | 1 | 168.93 | 168.93 | 55316-3157 | USA | N45 | 1501 | ABB INDUSTRIAL CONNECTIONS AND SOLUTIONS | 27511 | 77321-AF76SLN-HP-4H-3 | Front: AF76SLN | Buy | Front: AF76SLN | EA | EA |  | TRUE |  | P | B/W | 100
135151 | 5 | 1 | States | Champlin | Hayley Fabian | TRUE | 2026-08-01T00:00:00 | 2026-12-21T00:00:00 | 2026-12-21T00:00:00 | 1 | 0 | 1 | 94.05 | 94.05 | 55316-3157 | USA | N45 | 1501 | ABB INDUSTRIAL CONNECTIONS AND SOLUTIONS | 27511 | 77321-AB49B-HP-2LR-1 | Box: AB49B | Buy | Box: AB49B | EA | EA |  | TRUE |  | P | B/W | 100
135151 | 69 | 1 | States | Champlin | Hayley Fabian | TRUE | 2026-08-01T00:00:00 | 2026-12-21T00:00:00 | 2026-12-21T00:00:00 | 1 | 0 | 1 | 2969.99 | 2969.99 | 55316-3157 | USA | N45 | 1501 | ABB INDUSTRIAL CONNECTIONS AND SOLUTIONS | 27511 | 77321-RQFC-INTERIOR-HP-2OS-1 | Interior : AQF3421ABX AXS5N2MSPS | Buy | Interior : AQF3421ABX AXS5N2MSPS | EA | EA |  | TRUE |  | P | B/W | 100
135151 | 60 | 1 | States | Champlin | Hayley Fabian | TRUE | 2026-08-01T00:00:00 | 2026-12-22T00:00:00 | 2026-12-22T00:00:00 | 1 | 0 | 1 | 8424.58 | 8424.58 | 55316-3157 | USA | N45 | 1501 | ABB INDUSTRIAL CONNECTIONS AND SOLUTIONS | 27511 | 77321-PPXT FA INT-HMSB-GEN-1 | PPXT FA INT | Buy | PPXT FA INT | EA | EA |  | TRUE |  | P | B/W | 100
135151 | 68 | 1 | States | Champlin | Hayley Fabian | TRUE | 2026-08-01T00:00:00 | 2026-12-21T00:00:00 | 2026-12-21T00:00:00 | 1 | 0 | 1 | 2959.73 | 2959.73 | 55316-3157 | USA | N45 | 1501 | ABB INDUSTRIAL CONNECTIONS AND SOLUTIONS | 27511 | 77321-RQFC-INTERIOR-HP-2LR-1 | Interior : AQF3421ABX AXS5N2MSPS | Buy | Interior : AQF3421ABX AXS5N2MSPS | EA | EA |  | TRUE |  | P | B/W | 100
135151 | 47 | 1 | States | Champlin | Hayley Fabian | TRUE | 2026-08-01T00:00:00 | 2026-12-29T00:00:00 | 2026-12-29T00:00:00 | 1 | 0 | 1 | 290.59 | 290.59 | 55316-3157 | USA | N45 | 1501 | ABB INDUSTRIAL CONNECTIONS AND SOLUTIONS | 27511 | 77321-PPXT FA BOX-01MECH-01 | PPXT FA BOX | Buy | PPXT FA BOX | EA | EA |  | TRUE |  | P | B/W | 100
135151 | 74 | 1 | States | Champlin | Hayley Fabian | TRUE | 2026-08-01T00:00:00 | 2026-12-21T00:00:00 | 2026-12-21T00:00:00 | 1 | 0 | 1 | 3541.24 | 3541.24 | 55316-3157 | USA | N45 | 1501 | ABB INDUSTRIAL CONNECTIONS AND SOLUTIONS | 27511 | 77321-RQF-SLT-INT-00RPP-AB | Interior : AQF3422JBX AXS5N2MSPS | Buy | Interior : AQF3422JBX AXS5N2MSPS | EA | EA |  | TRUE |  | P | B/W | 100
135151 | 46 | 1 | States | Champlin | Hayley Fabian | TRUE | 2026-08-01T00:00:00 | 2026-12-21T00:00:00 | 2026-12-21T00:00:00 | 1 | 0 | 1 | 356.63 | 356.63 | 55316-3157 | USA | N45 | 1501 | ABB INDUSTRIAL CONNECTIONS AND SOLUTIONS | 27511 | 77321-AF88STN-HP-4E-1 | Front: AF88STN | Buy | Front: AF88STN | EA | EA |  | TRUE |  | P | B/W | 100
135151 | 41 | 1 | States | Champlin | Hayley Fabian | TRUE | 2026-08-01T00:00:00 | 2026-12-21T00:00:00 | 2026-12-21T00:00:00 | 1 | 0 | 1 | 102.6 | 102.6 | 55316-3157 | USA | N45 | 1501 | ABB INDUSTRIAL CONNECTIONS AND SOLUTIONS | 27511 | 77321-AF76SN-HP-2H-1 | Front: AF76SN | Buy | Front: AF76SN | EA | EA |  | TRUE |  | P | B/W | 100
135151 | 84 | 1 | States | Champlin | Hayley Fabian | TRUE | 2026-08-01T00:00:00 | 2026-12-21T00:00:00 | 2026-12-21T00:00:00 | 1 | 0 | 1 | 6241.48 | 6241.48 | 55316-3157 | USA | N45 | 1501 | ABB INDUSTRIAL CONNECTIONS AND SOLUTIONS | 27511 | 77321-RSF-SLT-INT-HP-4OS-1 | Interior : ASF3422KBX AXS5N2MSPS | Buy | Interior : ASF3422KBX AXS5N2MSPS | EA | EA |  | TRUE |  | P | B/W | 100
135151 | 4 | 1 | States | Champlin | Hayley Fabian | TRUE | 2026-08-01T00:00:00 | 2026-12-21T00:00:00 | 2026-12-21T00:00:00 | 1 | 0 | 1 | 94.05 | 94.05 | 55316-3157 | USA | N45 | 1501 | ABB INDUSTRIAL CONNECTIONS AND SOLUTIONS | 27511 | 77321-AB49B-HP-2H-3 | Box: AB49B | Buy | Box: AB49B | EA | EA |  | TRUE |  | P | B/W | 100
135151 | 26 | 1 | States | Champlin | Hayley Fabian | TRUE | 2026-08-01T00:00:00 | 2026-12-21T00:00:00 | 2026-12-21T00:00:00 | 1 | 0 | 1 | 168.93 | 168.93 | 55316-3157 | USA | N45 | 1501 | ABB INDUSTRIAL CONNECTIONS AND SOLUTIONS | 27511 | 77321-AF49SLN-HP-4H-2 | Front: AF49SLN | Buy | Front: AF49SLN | EA | EA |  | TRUE |  | P | B/W | 100
135151 | 72 | 1 | States | Champlin | Hayley Fabian | TRUE | 2026-08-01T00:00:00 | 2026-12-21T00:00:00 | 2026-12-21T00:00:00 | 1 | 0 | 1 | 670.08 | 670.08 | 55316-3157 | USA | N45 | 1501 | ABB INDUSTRIAL CONNECTIONS AND SOLUTIONS | 27511 | 77321-RQF-ML-INTERIOR-HP-2H-2 | Interior : AQF3422MBX AXS5N2 | Buy | Interior : AQF3422MBX AXS5N2 | EA | EA |  | TRUE |  | P | B/W | 100
135151 | 6 | 1 | States | Champlin | Hayley Fabian | TRUE | 2026-08-01T00:00:00 | 2026-12-21T00:00:00 | 2026-12-21T00:00:00 | 1 | 0 | 1 | 94.05 | 94.05 | 55316-3157 | USA | N45 | 1501 | ABB INDUSTRIAL CONNECTIONS AND SOLUTIONS | 27511 | 77321-AB49B-HP-2OS-1 | Box: AB49B | Buy | Box: AB49B | EA | EA |  | TRUE |  | P | B/W | 100
135151 | 12 | 1 | States | Champlin | Hayley Fabian | TRUE | 2026-08-01T00:00:00 | 2026-12-21T00:00:00 | 2026-12-21T00:00:00 | 1 | 0 | 1 | 122.27 | 122.27 | 55316-3157 | USA | N45 | 1501 | ABB INDUSTRIAL CONNECTIONS AND SOLUTIONS | 27511 | 77321-AB76B-00RPP-AB | Box: AB76B | Buy | Box: AB76B | EA | EA |  | TRUE |  | P | B/W | 100
135151 | 33 | 1 | States | Champlin | Hayley Fabian | TRUE | 2026-08-01T00:00:00 | 2026-12-21T00:00:00 | 2026-12-21T00:00:00 | 1 | 0 | 1 | 168.93 | 168.93 | 55316-3157 | USA | N45 | 1501 | ABB INDUSTRIAL CONNECTIONS AND SOLUTIONS | 27511 | 77321-AF76SLN-HP-4H-1 | Front: AF76SLN | Buy | Front: AF76SLN | EA | EA |  | TRUE |  | P | B/W | 100
135151 | 32 | 1 | States | Champlin | Hayley Fabian | TRUE | 2026-08-01T00:00:00 | 2026-12-21T00:00:00 | 2026-12-21T00:00:00 | 1 | 0 | 1 | 102.6 | 102.6 | 55316-3157 | USA | N45 | 1501 | ABB INDUSTRIAL CONNECTIONS AND SOLUTIONS | 27511 | 77321-AF49SN-MPOE-O1-B | Front: AF49SN | Buy | Front: AF49SN | EA | EA |  | TRUE |  | P | B/W | 100
135693 | 1 | 1 | States | Champlin | Hayley Fabian | TRUE | 2026-08-24T00:00:00 | 2026-10-20T00:00:00 | 2026-10-20T00:00:00 | 10 | 0 | 10 | 1012.82 | 10128.2 | 55316 | USA | N45 | 1501 | ABB INDUSTRIAL CONNECTIONS AND SOLUTIONS | 27511 | ZEA10K | EKIP 10K E1.2…E6.2 Signalling Module | PUR | EKIP 10K E1.2…E6.2 Signalling Module | EA | EA |  | TRUE |  | P | B/W | 100
135142 | 77 | 1 | States | Champlin | Hayley Fabian | TRUE | 2026-07-31T00:00:00 | 2026-10-29T00:00:00 | 2026-10-29T00:00:00 | 1 | 0 | 1 | 7833.68 | 7833.68 | 55316-3157 | USA | N45 | 1501 | ABB INDUSTRIAL CONNECTIONS AND SOLUTIONS | 27511 | 77318-PPXT FA INT-04MECH-01 | PPXT FA INT | Buy | PPXT FA INT | EA | EA |  | TRUE |  | P | B/W | 100
135142 | 66 | 1 | States | Champlin | Hayley Fabian | TRUE | 2026-07-31T00:00:00 | 2026-10-29T00:00:00 | 2026-10-29T00:00:00 | 1 | 0 | 1 | 10059.17 | 10059.17 | 55316-3157 | USA | N45 | 1501 | ABB INDUSTRIAL CONNECTIONS AND SOLUTIONS | 27511 | 77318-PPXT FA INT-02DX-02 | PPXT FA INT | Buy | PPXT FA INT | EA | EA |  | TRUE |  | P | B/W | 100
135142 | 37 | 1 | States | Champlin | Hayley Fabian | TRUE | 2026-07-31T00:00:00 | 2026-10-27T00:00:00 | 2026-10-27T00:00:00 | 1 | 0 | 1 | 178.74 | 178.74 | 55316-3157 | USA | N45 | 1501 | ABB INDUSTRIAL CONNECTIONS AND SOLUTIONS | 27511 | 77318-AF76STN-02P-4N-1 | Front: AF76STN | Buy | Front: AF76STN | EA | EA |  | TRUE |  | P | B/W | 100
135142 | 81 | 1 | States | Champlin | Hayley Fabian | TRUE | 2026-07-31T00:00:00 | 2026-10-29T00:00:00 | 2026-10-29T00:00:00 | 1 | 0 | 1 | 9143.52 | 9143.52 | 55316-3157 | USA | N45 | 1501 | ABB INDUSTRIAL CONNECTIONS AND SOLUTIONS | 27511 | 77318-PPXT FA INT-05DX-01 | PPXT FA INT | Buy | PPXT FA INT | EA | EA |  | TRUE |  | P | B/W | 100
135142 | 96 | 1 | States | Champlin | Hayley Fabian | TRUE | 2026-07-31T00:00:00 | 2026-10-27T00:00:00 | 2026-10-27T00:00:00 | 1 | 0 | 1 | 7586.78 | 7586.78 | 55316-3157 | USA | N45 | 1501 | ABB INDUSTRIAL CONNECTIONS AND SOLUTIONS | 27511 | 77318-RDF-INTERIOR-03MECH-04 | Interior : ADF3422DB | Buy | Interior : ADF3422DB | EA | EA |  | TRUE |  | P | B/W | 100
135142 | 72 | 1 | States | Champlin | Hayley Fabian | TRUE | 2026-07-31T00:00:00 | 2026-10-29T00:00:00 | 2026-10-29T00:00:00 | 1 | 0 | 1 | 7752.2 | 7752.2 | 55316-3157 | USA | N45 | 1501 | ABB INDUSTRIAL CONNECTIONS AND SOLUTIONS | 27511 | 77318-PPXT FA INT-03DX-04 | PPXT FA INT | Buy | PPXT FA INT | EA | EA |  | TRUE |  | P | B/W | 100
135142 | 22 | 1 | States | Champlin | Hayley Fabian | TRUE | 2026-07-31T00:00:00 | 2026-10-27T00:00:00 | 2026-10-27T00:00:00 | 1 | 0 | 1 | 161.61 | 161.61 | 55316-3157 | USA | N45 | 1501 | ABB INDUSTRIAL CONNECTIONS AND SOLUTIONS | 27511 | 77318-AF64SN-02MECH-02 | Front: AF64SN | Buy | Front: AF64SN | EA | EA |  | TRUE |  | P | B/W | 100
135142 | 32 | 1 | States | Champlin | Hayley Fabian | TRUE | 2026-07-31T00:00:00 | 2026-10-27T00:00:00 | 2026-10-27T00:00:00 | 1 | 0 | 1 | 108.54 | 108.54 | 55316-3157 | USA | N45 | 1501 | ABB INDUSTRIAL CONNECTIONS AND SOLUTIONS | 27511 | 77318-AF76SN-03P-BB.2 | Front: AF76SN | Buy | Front: AF76SN | EA | EA |  | TRUE |  | P | B/W | 100
135142 | 10 | 1 | States | Champlin | Hayley Fabian | TRUE | 2026-07-31T00:00:00 | 2026-10-27T00:00:00 | 2026-10-27T00:00:00 | 1 | 0 | 1 | 142 | 142 | 55316-3157 | USA | N45 | 1501 | ABB INDUSTRIAL CONNECTIONS AND SOLUTIONS | 27511 | 77318-AB76B-02P-4N-1 | Box: AB76B | Buy | Box: AB76B | EA | EA |  | TRUE |  | P | B/W | 100
135142 | 28 | 1 | States | Champlin | Hayley Fabian | TRUE | 2026-07-31T00:00:00 | 2026-10-27T00:00:00 | 2026-10-27T00:00:00 | 1 | 0 | 1 | 161.61 | 161.61 | 55316-3157 | USA | N45 | 1501 | ABB INDUSTRIAL CONNECTIONS AND SOLUTIONS | 27511 | 77318-AF64SN-03MECH-04 | Front: AF64SN | Buy | Front: AF64SN | EA | EA |  | TRUE |  | P | B/W | 100
135142 | 49 | 1 | States | Champlin | Hayley Fabian | TRUE | 2026-07-31T00:00:00 | 2026-11-12T00:00:00 | 2026-11-12T00:00:00 | 1 | 0 | 1 | 265.78 | 265.78 | 55316-3157 | USA | N45 | 1501 | ABB INDUSTRIAL CONNECTIONS AND SOLUTIONS | 27511 | 77318-PPXT FA BOX-04DX-01 | PPXT FA BOX | Buy | PPXT FA BOX | EA | EA |  | TRUE |  | P | B/W | 100
135142 | 57 | 1 | States | Champlin | Hayley Fabian | TRUE | 2026-07-31T00:00:00 | 2026-11-12T00:00:00 | 2026-11-12T00:00:00 | 1 | 0 | 1 | 265.78 | 265.78 | 55316-3157 | USA | N45 | 1501 | ABB INDUSTRIAL CONNECTIONS AND SOLUTIONS | 27511 | 77318-PPXT FA BOX-05DX-01 | PPXT FA BOX | Buy | PPXT FA BOX | EA | EA |  | TRUE |  | P | B/W | 100
135142 | 3 | 1 | States | Champlin | Hayley Fabian | TRUE | 2026-07-31T00:00:00 | 2026-10-27T00:00:00 | 2026-10-27T00:00:00 | 1 | 0 | 1 | 177.77 | 177.77 | 55316-3157 | USA | N45 | 1501 | ABB INDUSTRIAL CONNECTIONS AND SOLUTIONS | 27511 | 77318-AB64B-02MECH-03 | Box: AB64B | Buy | Box: AB64B | EA | EA |  | TRUE |  | P | B/W | 100
135142 | 99 | 1 | States | Champlin | Hayley Fabian | TRUE | 2026-07-31T00:00:00 | 2026-10-27T00:00:00 | 2026-10-27T00:00:00 | 1 | 0 | 1 | 3583.45 | 3583.45 | 55316-3157 | USA | N45 | 1501 | ABB INDUSTRIAL CONNECTIONS AND SOLUTIONS | 27511 | 77318-RQF-SLT-INT-02P-AB2.1 | Interior : AQF3422JBX AXS5N2MSPS | Buy | Interior : AQF3422JBX AXS5N2MSPS | EA | EA |  | TRUE |  | P | B/W | 100
135142 | 19 | 1 | States | Champlin | Hayley Fabian | TRUE | 2026-07-31T00:00:00 | 2026-10-27T00:00:00 | 2026-10-27T00:00:00 | 1 | 0 | 1 | 129.34 | 129.34 | 55316-3157 | USA | N45 | 1501 | ABB INDUSTRIAL CONNECTIONS AND SOLUTIONS | 27511 | 77318-AB76B-05P-BB.2 | Box: AB76B | Buy | Box: AB76B | EA | EA |  | TRUE |  | P | B/W | 100
135142 | 108 | 1 | States | Champlin | Hayley Fabian | TRUE | 2026-07-31T00:00:00 | 2026-10-27T00:00:00 | 2026-10-27T00:00:00 | 1 | 0 | 1 | 8050.45 | 8050.45 | 55316-3157 | USA | N45 | 1501 | ABB INDUSTRIAL CONNECTIONS AND SOLUTIONS | 27511 | 77318-RSF-SLT-INT-05P-4N-1 | Interior : ASF3424KBX AXS5N2MSPS | Buy | Interior : ASF3424KBX AXS5N2MSPS | EA | EA |  | TRUE |  | P | B/W | 100
135142 | 101 | 1 | States | Champlin | Hayley Fabian | TRUE | 2026-07-31T00:00:00 | 2026-10-27T00:00:00 | 2026-10-27T00:00:00 | 1 | 0 | 1 | 3623.97 | 3623.97 | 55316-3157 | USA | N45 | 1501 | ABB INDUSTRIAL CONNECTIONS AND SOLUTIONS | 27511 | 77318-RQF-SLT-INT-03P-BB.2 | Interior : AQF3422JBX AXS5N2MSPS | Buy | Interior : AQF3422JBX AXS5N2MSPS | EA | EA |  | TRUE |  | P | B/W | 100
135142 | 41 | 1 | States | Champlin | Hayley Fabian | TRUE | 2026-07-31T00:00:00 | 2026-11-12T00:00:00 | 2026-11-12T00:00:00 | 1 | 0 | 1 | 265.78 | 265.78 | 55316-3157 | USA | N45 | 1501 | ABB INDUSTRIAL CONNECTIONS AND SOLUTIONS | 27511 | 77318-PPXT FA BOX-02DX-01 | PPXT FA BOX | Buy | PPXT FA BOX | EA | EA |  | TRUE |  | P | B/W | 100
135142 | 26 | 1 | States | Champlin | Hayley Fabian | TRUE | 2026-07-31T00:00:00 | 2026-10-27T00:00:00 | 2026-10-27T00:00:00 | 1 | 0 | 1 | 161.61 | 161.61 | 55316-3157 | USA | N45 | 1501 | ABB INDUSTRIAL CONNECTIONS AND SOLUTIONS | 27511 | 77318-AF64SN-03MECH-02 | Front: AF64SN | Buy | Front: AF64SN | EA | EA |  | TRUE |  | P | B/W | 100
135142 | 95 | 1 | States | Champlin | Hayley Fabian | TRUE | 2026-07-31T00:00:00 | 2026-10-27T00:00:00 | 2026-10-27T00:00:00 | 1 | 0 | 1 | 7586.78 | 7586.78 | 55316-3157 | USA | N45 | 1501 | ABB INDUSTRIAL CONNECTIONS AND SOLUTIONS | 27511 | 77318-RDF-INTERIOR-03MECH-03 | Interior : ADF3422DB | Buy | Interior : ADF3422DB | EA | EA |  | TRUE |  | P | B/W | 100
135142 | 98 | 1 | States | Champlin | Hayley Fabian | TRUE | 2026-07-31T00:00:00 | 2026-10-27T00:00:00 | 2026-10-27T00:00:00 | 1 | 0 | 1 | 3625.78 | 3625.78 | 55316-3157 | USA | N45 | 1501 | ABB INDUSTRIAL CONNECTIONS AND SOLUTIONS | 27511 | 77318-RQF-SLT-INT-02P-2N-1 | Interior : AQF3422JBX AXS5N2MSPS | Buy | Interior : AQF3422JBX AXS5N2MSPS | EA | EA |  | TRUE |  | P | B/W | 100
135142 | 34 | 1 | States | Champlin | Hayley Fabian | TRUE | 2026-07-31T00:00:00 | 2026-10-27T00:00:00 | 2026-10-27T00:00:00 | 1 | 0 | 1 | 108.54 | 108.54 | 55316-3157 | USA | N45 | 1501 | ABB INDUSTRIAL CONNECTIONS AND SOLUTIONS | 27511 | 77318-AF76SN-04P-BB.2 | Front: AF76SN | Buy | Front: AF76SN | EA | EA |  | TRUE |  | P | B/W | 100
135142 | 93 | 1 | States | Champlin | Hayley Fabian | TRUE | 2026-07-31T00:00:00 | 2026-10-27T00:00:00 | 2026-10-27T00:00:00 | 1 | 0 | 1 | 7586.78 | 7586.78 | 55316-3157 | USA | N45 | 1501 | ABB INDUSTRIAL CONNECTIONS AND SOLUTIONS | 27511 | 77318-RDF-INTERIOR-03MECH-01 | Interior : ADF3422DB | Buy | Interior : ADF3422DB | EA | EA |  | TRUE |  | P | B/W | 100
135142 | 91 | 1 | States | Champlin | Hayley Fabian | TRUE | 2026-07-31T00:00:00 | 2026-10-27T00:00:00 | 2026-10-27T00:00:00 | 1 | 0 | 1 | 7586.78 | 7586.78 | 55316-3157 | USA | N45 | 1501 | ABB INDUSTRIAL CONNECTIONS AND SOLUTIONS | 27511 | 77318-RDF-INTERIOR-02MECH-03 | Interior : ADF3422DB | Buy | Interior : ADF3422DB | EA | EA |  | TRUE |  | P | B/W | 100
135142 | 17 | 1 | States | Champlin | Hayley Fabian | TRUE | 2026-07-31T00:00:00 | 2026-10-27T00:00:00 | 2026-10-27T00:00:00 | 1 | 0 | 1 | 129.34 | 129.34 | 55316-3157 | USA | N45 | 1501 | ABB INDUSTRIAL CONNECTIONS AND SOLUTIONS | 27511 | 77318-AB76B-05P-2N-1 | Box: AB76B | Buy | Box: AB76B | EA | EA |  | TRUE |  | P | B/W | 100
135142 | 40 | 1 | States | Champlin | Hayley Fabian | TRUE | 2026-07-31T00:00:00 | 2026-10-27T00:00:00 | 2026-10-27T00:00:00 | 1 | 0 | 1 | 377.34 | 377.34 | 55316-3157 | USA | N45 | 1501 | ABB INDUSTRIAL CONNECTIONS AND SOLUTIONS | 27511 | 77318-AF82STN-03P-4N-1 | Front: AF82STN | Buy | Front: AF82STN | EA | EA |  | TRUE |  | P | B/W | 100
135142 | 83 | 1 | States | Champlin | Hayley Fabian | TRUE | 2026-07-31T00:00:00 | 2026-10-29T00:00:00 | 2026-10-29T00:00:00 | 1 | 0 | 1 | 11451.82 | 11451.82 | 55316-3157 | USA | N45 | 1501 | ABB INDUSTRIAL CONNECTIONS AND SOLUTIONS | 27511 | 77318-PPXT FA INT-05DX-03 | PPXT FA INT | Buy | PPXT FA INT | EA | EA |  | TRUE |  | P | B/W | 100
135142 | 97 | 1 | States | Champlin | Hayley Fabian | TRUE | 2026-07-31T00:00:00 | 2026-10-27T00:00:00 | 2026-10-27T00:00:00 | 1 | 0 | 1 | 5260.48 | 5260.48 | 55316-3157 | USA | N45 | 1501 | ABB INDUSTRIAL CONNECTIONS AND SOLUTIONS | 27511 | 77318-REF-SLT-INT-03P-4N-1 | Interior : AEF3484KBX AXS5N2MSPS | Buy | Interior : AEF3484KBX AXS5N2MSPS | EA | EA |  | TRUE |  | P | B/W | 100
135142 | 23 | 1 | States | Champlin | Hayley Fabian | TRUE | 2026-07-31T00:00:00 | 2026-10-27T00:00:00 | 2026-10-27T00:00:00 | 1 | 0 | 1 | 161.61 | 161.61 | 55316-3157 | USA | N45 | 1501 | ABB INDUSTRIAL CONNECTIONS AND SOLUTIONS | 27511 | 77318-AF64SN-02MECH-03 | Front: AF64SN | Buy | Front: AF64SN | EA | EA |  | TRUE |  | P | B/W | 100
135142 | 78 | 1 | States | Champlin | Hayley Fabian | TRUE | 2026-07-31T00:00:00 | 2026-10-29T00:00:00 | 2026-10-29T00:00:00 | 1 | 0 | 1 | 7833.68 | 7833.68 | 55316-3157 | USA | N45 | 1501 | ABB INDUSTRIAL CONNECTIONS AND SOLUTIONS | 27511 | 77318-PPXT FA INT-04MECH-02 | PPXT FA INT | Buy | PPXT FA INT | EA | EA |  | TRUE |  | P | B/W | 100
135142 | 42 | 1 | States | Champlin | Hayley Fabian | TRUE | 2026-07-31T00:00:00 | 2026-11-12T00:00:00 | 2026-11-12T00:00:00 | 1 | 0 | 1 | 265.78 | 265.78 | 55316-3157 | USA | N45 | 1501 | ABB INDUSTRIAL CONNECTIONS AND SOLUTIONS | 27511 | 77318-PPXT FA BOX-02DX-02 | PPXT FA BOX | Buy | PPXT FA BOX | EA | EA |  | TRUE |  | P | B/W | 100
135142 | 29 | 1 | States | Champlin | Hayley Fabian | TRUE | 2026-07-31T00:00:00 | 2026-10-27T00:00:00 | 2026-10-27T00:00:00 | 1 | 0 | 1 | 108.54 | 108.54 | 55316-3157 | USA | N45 | 1501 | ABB INDUSTRIAL CONNECTIONS AND SOLUTIONS | 27511 | 77318-AF76SN-02P-2N-1 | Front: AF76SN | Buy | Front: AF76SN | EA | EA |  | TRUE |  | P | B/W | 100
135142 | 44 | 1 | States | Champlin | Hayley Fabian | TRUE | 2026-07-31T00:00:00 | 2026-11-12T00:00:00 | 2026-11-12T00:00:00 | 1 | 0 | 1 | 265.78 | 265.78 | 55316-3157 | USA | N45 | 1501 | ABB INDUSTRIAL CONNECTIONS AND SOLUTIONS | 27511 | 77318-PPXT FA BOX-02DX-04 | PPXT FA BOX | Buy | PPXT FA BOX | EA | EA |  | TRUE |  | P | B/W | 100
135142 | 12 | 1 | States | Champlin | Hayley Fabian | TRUE | 2026-07-31T00:00:00 | 2026-10-27T00:00:00 | 2026-10-27T00:00:00 | 1 | 0 | 1 | 129.34 | 129.34 | 55316-3157 | USA | N45 | 1501 | ABB INDUSTRIAL CONNECTIONS AND SOLUTIONS | 27511 | 77318-AB76B-03P-2N-1 | Box: AB76B | Buy | Box: AB76B | EA | EA |  | TRUE |  | P | B/W | 100
135142 | 74 | 1 | States | Champlin | Hayley Fabian | TRUE | 2026-07-31T00:00:00 | 2026-10-29T00:00:00 | 2026-10-29T00:00:00 | 1 | 0 | 1 | 11451.82 | 11451.82 | 55316-3157 | USA | N45 | 1501 | ABB INDUSTRIAL CONNECTIONS AND SOLUTIONS | 27511 | 77318-PPXT FA INT-04DX-02 | PPXT FA INT | Buy | PPXT FA INT | EA | EA |  | TRUE |  | P | B/W | 100
135142 | 68 | 1 | States | Champlin | Hayley Fabian | TRUE | 2026-07-31T00:00:00 | 2026-10-29T00:00:00 | 2026-10-29T00:00:00 | 1 | 0 | 1 | 9808.26 | 9808.26 | 55316-3157 | USA | N45 | 1501 | ABB INDUSTRIAL CONNECTIONS AND SOLUTIONS | 27511 | 77318-PPXT FA INT-02DX-04 | PPXT FA INT | Buy | PPXT FA INT | EA | EA |  | TRUE |  | P | B/W | 100
135142 | 21 | 1 | States | Champlin | Hayley Fabian | TRUE | 2026-07-31T00:00:00 | 2026-10-27T00:00:00 | 2026-10-27T00:00:00 | 1 | 0 | 1 | 161.61 | 161.61 | 55316-3157 | USA | N45 | 1501 | ABB INDUSTRIAL CONNECTIONS AND SOLUTIONS | 27511 | 77318-AF64SN-02MECH-01 | Front: AF64SN | Buy | Front: AF64SN | EA | EA |  | TRUE |  | P | B/W | 100
135142 | 7 | 1 | States | Champlin | Hayley Fabian | TRUE | 2026-07-31T00:00:00 | 2026-10-27T00:00:00 | 2026-10-27T00:00:00 | 1 | 0 | 1 | 177.77 | 177.77 | 55316-3157 | USA | N45 | 1501 | ABB INDUSTRIAL CONNECTIONS AND SOLUTIONS | 27511 | 77318-AB64B-03MECH-03 | Box: AB64B | Buy | Box: AB64B | EA | EA |  | TRUE |  | P | B/W | 100
135142 | 24 | 1 | States | Champlin | Hayley Fabian | TRUE | 2026-07-31T00:00:00 | 2026-10-27T00:00:00 | 2026-10-27T00:00:00 | 1 | 0 | 1 | 161.61 | 161.61 | 55316-3157 | USA | N45 | 1501 | ABB INDUSTRIAL CONNECTIONS AND SOLUTIONS | 27511 | 77318-AF64SN-02MECH-04 | Front: AF64SN | Buy | Front: AF64SN | EA | EA |  | TRUE |  | P | B/W | 100
135142 | 60 | 1 | States | Champlin | Hayley Fabian | TRUE | 2026-07-31T00:00:00 | 2026-11-12T00:00:00 | 2026-11-12T00:00:00 | 1 | 0 | 1 | 265.78 | 265.78 | 55316-3157 | USA | N45 | 1501 | ABB INDUSTRIAL CONNECTIONS AND SOLUTIONS | 27511 | 77318-PPXT FA BOX-05DX-04 | PPXT FA BOX | Buy | PPXT FA BOX | EA | EA |  | TRUE |  | P | B/W | 100
135142 | 9 | 1 | States | Champlin | Hayley Fabian | TRUE | 2026-07-31T00:00:00 | 2026-10-27T00:00:00 | 2026-10-27T00:00:00 | 1 | 0 | 1 | 129.34 | 129.34 | 55316-3157 | USA | N45 | 1501 | ABB INDUSTRIAL CONNECTIONS AND SOLUTIONS | 27511 | 77318-AB76B-02P-2N-1 | Box: AB76B | Buy | Box: AB76B | EA | EA |  | TRUE |  | P | B/W | 100
135142 | 71 | 1 | States | Champlin | Hayley Fabian | TRUE | 2026-07-31T00:00:00 | 2026-10-29T00:00:00 | 2026-10-29T00:00:00 | 1 | 0 | 1 | 9143.52 | 9143.52 | 55316-3157 | USA | N45 | 1501 | ABB INDUSTRIAL CONNECTIONS AND SOLUTIONS | 27511 | 77318-PPXT FA INT-03DX-03 | PPXT FA INT | Buy | PPXT FA INT | EA | EA |  | TRUE |  | P | B/W | 100
135142 | 70 | 1 | States | Champlin | Hayley Fabian | TRUE | 2026-07-31T00:00:00 | 2026-10-29T00:00:00 | 2026-10-29T00:00:00 | 1 | 0 | 1 | 11451.82 | 11451.82 | 55316-3157 | USA | N45 | 1501 | ABB INDUSTRIAL CONNECTIONS AND SOLUTIONS | 27511 | 77318-PPXT FA INT-03DX-02 | PPXT FA INT | Buy | PPXT FA INT | EA | EA |  | TRUE |  | P | B/W | 100
135142 | 67 | 1 | States | Champlin | Hayley Fabian | TRUE | 2026-07-31T00:00:00 | 2026-10-29T00:00:00 | 2026-10-29T00:00:00 | 1 | 0 | 1 | 10962.41 | 10962.41 | 55316-3157 | USA | N45 | 1501 | ABB INDUSTRIAL CONNECTIONS AND SOLUTIONS | 27511 | 77318-PPXT FA INT-02DX-03 | PPXT FA INT | Buy | PPXT FA INT | EA | EA |  | TRUE |  | P | B/W | 100
135142 | 14 | 1 | States | Champlin | Hayley Fabian | TRUE | 2026-07-31T00:00:00 | 2026-10-27T00:00:00 | 2026-10-27T00:00:00 | 1 | 0 | 1 | 129.34 | 129.34 | 55316-3157 | USA | N45 | 1501 | ABB INDUSTRIAL CONNECTIONS AND SOLUTIONS | 27511 | 77318-AB76B-04P-2N-1 | Box: AB76B | Buy | Box: AB76B | EA | EA |  | TRUE |  | P | B/W | 100
135142 | 86 | 1 | States | Champlin | Hayley Fabian | TRUE | 2026-07-31T00:00:00 | 2026-10-29T00:00:00 | 2026-10-29T00:00:00 | 1 | 0 | 1 | 6603.4 | 6603.4 | 55316-3157 | USA | N45 | 1501 | ABB INDUSTRIAL CONNECTIONS AND SOLUTIONS | 27511 | 77318-PPXT FA INT-05MECH-02 | PPXT FA INT | Buy | PPXT FA INT | EA | EA |  | TRUE |  | P | B/W | 100
135142 | 104 | 1 | States | Champlin | Hayley Fabian | TRUE | 2026-07-31T00:00:00 | 2026-10-27T00:00:00 | 2026-10-27T00:00:00 | 1 | 0 | 1 | 3625.78 | 3625.78 | 55316-3157 | USA | N45 | 1501 | ABB INDUSTRIAL CONNECTIONS AND SOLUTIONS | 27511 | 77318-RQF-SLT-INT-05P-2N-1 | Interior : AQF3422JBX AXS5N2MSPS | Buy | Interior : AQF3422JBX AXS5N2MSPS | EA | EA |  | TRUE |  | P | B/W | 100
135142 | 18 | 1 | States | Champlin | Hayley Fabian | TRUE | 2026-07-31T00:00:00 | 2026-10-27T00:00:00 | 2026-10-27T00:00:00 | 1 | 0 | 1 | 142 | 142 | 55316-3157 | USA | N45 | 1501 | ABB INDUSTRIAL CONNECTIONS AND SOLUTIONS | 27511 | 77318-AB76B-05P-4N-1 | Box: AB76B | Buy | Box: AB76B | EA | EA |  | TRUE |  | P | B/W | 100
135142 | 15 | 1 | States | Champlin | Hayley Fabian | TRUE | 2026-07-31T00:00:00 | 2026-10-27T00:00:00 | 2026-10-27T00:00:00 | 1 | 0 | 1 | 142 | 142 | 55316-3157 | USA | N45 | 1501 | ABB INDUSTRIAL CONNECTIONS AND SOLUTIONS | 27511 | 77318-AB76B-04P-4N-1 | Box: AB76B | Buy | Box: AB76B | EA | EA |  | TRUE |  | P | B/W | 100
135142 | 8 | 1 | States | Champlin | Hayley Fabian | TRUE | 2026-07-31T00:00:00 | 2026-10-27T00:00:00 | 2026-10-27T00:00:00 | 1 | 0 | 1 | 177.77 | 177.77 | 55316-3157 | USA | N45 | 1501 | ABB INDUSTRIAL CONNECTIONS AND SOLUTIONS | 27511 | 77318-AB64B-03MECH-04 | Box: AB64B | Buy | Box: AB64B | EA | EA |  | TRUE |  | P | B/W | 100
135142 | 53 | 1 | States | Champlin | Hayley Fabian | TRUE | 2026-07-31T00:00:00 | 2026-11-12T00:00:00 | 2026-11-12T00:00:00 | 1 | 0 | 1 | 250.52 | 250.52 | 55316-3157 | USA | N45 | 1501 | ABB INDUSTRIAL CONNECTIONS AND SOLUTIONS | 27511 | 77318-PPXT FA BOX-04MECH-01 | PPXT FA BOX | Buy | PPXT FA BOX | EA | EA |  | TRUE |  | P | B/W | 100
135142 | 13 | 1 | States | Champlin | Hayley Fabian | TRUE | 2026-07-31T00:00:00 | 2026-10-27T00:00:00 | 2026-10-27T00:00:00 | 1 | 0 | 1 | 129.34 | 129.34 | 55316-3157 | USA | N45 | 1501 | ABB INDUSTRIAL CONNECTIONS AND SOLUTIONS | 27511 | 77318-AB76B-03P-BB.2 | Box: AB76B | Buy | Box: AB76B | EA | EA |  | TRUE |  | P | B/W | 100
135142 | 33 | 1 | States | Champlin | Hayley Fabian | TRUE | 2026-07-31T00:00:00 | 2026-10-27T00:00:00 | 2026-10-27T00:00:00 | 1 | 0 | 1 | 108.54 | 108.54 | 55316-3157 | USA | N45 | 1501 | ABB INDUSTRIAL CONNECTIONS AND SOLUTIONS | 27511 | 77318-AF76SN-04P-2N-1 | Front: AF76SN | Buy | Front: AF76SN | EA | EA |  | TRUE |  | P | B/W | 100
135142 | 89 | 1 | States | Champlin | Hayley Fabian | TRUE | 2026-07-31T00:00:00 | 2026-10-27T00:00:00 | 2026-10-27T00:00:00 | 1 | 0 | 1 | 7586.78 | 7586.78 | 55316-3157 | USA | N45 | 1501 | ABB INDUSTRIAL CONNECTIONS AND SOLUTIONS | 27511 | 77318-RDF-INTERIOR-02MECH-01 | Interior : ADF3422DB | Buy | Interior : ADF3422DB | EA | EA |  | TRUE |  | P | B/W | 100
135142 | 102 | 1 | States | Champlin | Hayley Fabian | TRUE | 2026-07-31T00:00:00 | 2026-10-27T00:00:00 | 2026-10-27T00:00:00 | 1 | 0 | 1 | 3625.78 | 3625.78 | 55316-3157 | USA | N45 | 1501 | ABB INDUSTRIAL CONNECTIONS AND SOLUTIONS | 27511 | 77318-RQF-SLT-INT-04P-2N-1 | Interior : AQF3422JBX AXS5N2MSPS | Buy | Interior : AQF3422JBX AXS5N2MSPS | EA | EA |  | TRUE |  | P | B/W | 100
135142 | 85 | 1 | States | Champlin | Hayley Fabian | TRUE | 2026-07-31T00:00:00 | 2026-10-29T00:00:00 | 2026-10-29T00:00:00 | 1 | 0 | 1 | 6623.34 | 6623.34 | 55316-3157 | USA | N45 | 1501 | ABB INDUSTRIAL CONNECTIONS AND SOLUTIONS | 27511 | 77318-PPXT FA INT-05MECH-01 | PPXT FA INT | Buy | PPXT FA INT | EA | EA |  | TRUE |  | P | B/W | 100
135142 | 20 | 1 | States | Champlin | Hayley Fabian | TRUE | 2026-07-31T00:00:00 | 2026-10-27T00:00:00 | 2026-10-27T00:00:00 | 1 | 0 | 1 | 152.92 | 152.92 | 55316-3157 | USA | N45 | 1501 | ABB INDUSTRIAL CONNECTIONS AND SOLUTIONS | 27511 | 77318-AB82B-03P-4N-1 | Box: AB82B | Buy | Box: AB82B | EA | EA |  | TRUE |  | P | B/W | 100
135142 | 30 | 1 | States | Champlin | Hayley Fabian | TRUE | 2026-07-31T00:00:00 | 2026-10-27T00:00:00 | 2026-10-27T00:00:00 | 1 | 0 | 1 | 108.54 | 108.54 | 55316-3157 | USA | N45 | 1501 | ABB INDUSTRIAL CONNECTIONS AND SOLUTIONS | 27511 | 77318-AF76SN-02P-AB2.1 | Front: AF76SN | Buy | Front: AF76SN | EA | EA |  | TRUE |  | P | B/W | 100
135142 | 16 | 1 | States | Champlin | Hayley Fabian | TRUE | 2026-07-31T00:00:00 | 2026-10-27T00:00:00 | 2026-10-27T00:00:00 | 1 | 0 | 1 | 129.34 | 129.34 | 55316-3157 | USA | N45 | 1501 | ABB INDUSTRIAL CONNECTIONS AND SOLUTIONS | 27511 | 77318-AB76B-04P-BB.2 | Box: AB76B | Buy | Box: AB76B | EA | EA |  | TRUE |  | P | B/W | 100
135142 | 39 | 1 | States | Champlin | Hayley Fabian | TRUE | 2026-07-31T00:00:00 | 2026-10-27T00:00:00 | 2026-10-27T00:00:00 | 1 | 0 | 1 | 178.74 | 178.74 | 55316-3157 | USA | N45 | 1501 | ABB INDUSTRIAL CONNECTIONS AND SOLUTIONS | 27511 | 77318-AF76STN-05P-4N-1 | Front: AF76STN | Buy | Front: AF76STN | EA | EA |  | TRUE |  | P | B/W | 100
135142 | 73 | 1 | States | Champlin | Hayley Fabian | TRUE | 2026-07-31T00:00:00 | 2026-10-29T00:00:00 | 2026-10-29T00:00:00 | 1 | 0 | 1 | 11451.82 | 11451.82 | 55316-3157 | USA | N45 | 1501 | ABB INDUSTRIAL CONNECTIONS AND SOLUTIONS | 27511 | 77318-PPXT FA INT-04DX-01 | PPXT FA INT | Buy | PPXT FA INT | EA | EA |  | TRUE |  | P | B/W | 100
135142 | 48 | 1 | States | Champlin | Hayley Fabian | TRUE | 2026-07-31T00:00:00 | 2026-11-12T00:00:00 | 2026-11-12T00:00:00 | 1 | 0 | 1 | 265.78 | 265.78 | 55316-3157 | USA | N45 | 1501 | ABB INDUSTRIAL CONNECTIONS AND SOLUTIONS | 27511 | 77318-PPXT FA BOX-03DX-04 | PPXT FA BOX | Buy | PPXT FA BOX | EA | EA |  | TRUE |  | P | B/W | 100
135142 | 82 | 1 | States | Champlin | Hayley Fabian | TRUE | 2026-07-31T00:00:00 | 2026-10-29T00:00:00 | 2026-10-29T00:00:00 | 1 | 0 | 1 | 9143.52 | 9143.52 | 55316-3157 | USA | N45 | 1501 | ABB INDUSTRIAL CONNECTIONS AND SOLUTIONS | 27511 | 77318-PPXT FA INT-05DX-02 | PPXT FA INT | Buy | PPXT FA INT | EA | EA |  | TRUE |  | P | B/W | 100
135142 | 92 | 1 | States | Champlin | Hayley Fabian | TRUE | 2026-07-31T00:00:00 | 2026-10-27T00:00:00 | 2026-10-27T00:00:00 | 1 | 0 | 1 | 7586.78 | 7586.78 | 55316-3157 | USA | N45 | 1501 | ABB INDUSTRIAL CONNECTIONS AND SOLUTIONS | 27511 | 77318-RDF-INTERIOR-02MECH-04 | Interior : ADF3422DB | Buy | Interior : ADF3422DB | EA | EA |  | TRUE |  | P | B/W | 100
135142 | 43 | 1 | States | Champlin | Hayley Fabian | TRUE | 2026-07-31T00:00:00 | 2026-11-12T00:00:00 | 2026-11-12T00:00:00 | 1 | 0 | 1 | 265.78 | 265.78 | 55316-3157 | USA | N45 | 1501 | ABB INDUSTRIAL CONNECTIONS AND SOLUTIONS | 27511 | 77318-PPXT FA BOX-02DX-03 | PPXT FA BOX | Buy | PPXT FA BOX | EA | EA |  | TRUE |  | P | B/W | 100
135142 | 35 | 1 | States | Champlin | Hayley Fabian | TRUE | 2026-07-31T00:00:00 | 2026-10-27T00:00:00 | 2026-10-27T00:00:00 | 1 | 0 | 1 | 108.54 | 108.54 | 55316-3157 | USA | N45 | 1501 | ABB INDUSTRIAL CONNECTIONS AND SOLUTIONS | 27511 | 77318-AF76SN-05P-2N-1 | Front: AF76SN | Buy | Front: AF76SN | EA | EA |  | TRUE |  | P | B/W | 100
135142 | 61 | 1 | States | Champlin | Hayley Fabian | TRUE | 2026-07-31T00:00:00 | 2026-11-12T00:00:00 | 2026-11-12T00:00:00 | 1 | 0 | 1 | 261.68 | 261.68 | 55316-3157 | USA | N45 | 1501 | ABB INDUSTRIAL CONNECTIONS AND SOLUTIONS | 27511 | 77318-PPXT FA BOX-05MECH-01 | PPXT FA BOX | Buy | PPXT FA BOX | EA | EA |  | TRUE |  | P | B/W | 100
135142 | 45 | 1 | States | Champlin | Hayley Fabian | TRUE | 2026-07-31T00:00:00 | 2026-11-12T00:00:00 | 2026-11-12T00:00:00 | 1 | 0 | 1 | 265.78 | 265.78 | 55316-3157 | USA | N45 | 1501 | ABB INDUSTRIAL CONNECTIONS AND SOLUTIONS | 27511 | 77318-PPXT FA BOX-03DX-01 | PPXT FA BOX | Buy | PPXT FA BOX | EA | EA |  | TRUE |  | P | B/W | 100
135142 | 79 | 1 | States | Champlin | Hayley Fabian | TRUE | 2026-07-31T00:00:00 | 2026-10-29T00:00:00 | 2026-10-29T00:00:00 | 1 | 0 | 1 | 7833.68 | 7833.68 | 55316-3157 | USA | N45 | 1501 | ABB INDUSTRIAL CONNECTIONS AND SOLUTIONS | 27511 | 77318-PPXT FA INT-04MECH-03 | PPXT FA INT | Buy | PPXT FA INT | EA | EA |  | TRUE |  | P | B/W | 100
135142 | 100 | 1 | States | Champlin | Hayley Fabian | TRUE | 2026-07-31T00:00:00 | 2026-10-27T00:00:00 | 2026-10-27T00:00:00 | 1 | 0 | 1 | 3625.78 | 3625.78 | 55316-3157 | USA | N45 | 1501 | ABB INDUSTRIAL CONNECTIONS AND SOLUTIONS | 27511 | 77318-RQF-SLT-INT-03P-2N-1 | Interior : AQF3422JBX AXS5N2MSPS | Buy | Interior : AQF3422JBX AXS5N2MSPS | EA | EA |  | TRUE |  | P | B/W | 100
135142 | 105 | 1 | States | Champlin | Hayley Fabian | TRUE | 2026-07-31T00:00:00 | 2026-10-27T00:00:00 | 2026-10-27T00:00:00 | 1 | 0 | 1 | 3623.97 | 3623.97 | 55316-3157 | USA | N45 | 1501 | ABB INDUSTRIAL CONNECTIONS AND SOLUTIONS | 27511 | 77318-RQF-SLT-INT-05P-BB.2 | Interior : AQF3422JBX AXS5N2MSPS | Buy | Interior : AQF3422JBX AXS5N2MSPS | EA | EA |  | TRUE |  | P | B/W | 100
135142 | 51 | 1 | States | Champlin | Hayley Fabian | TRUE | 2026-07-31T00:00:00 | 2026-11-12T00:00:00 | 2026-11-12T00:00:00 | 1 | 0 | 1 | 265.78 | 265.78 | 55316-3157 | USA | N45 | 1501 | ABB INDUSTRIAL CONNECTIONS AND SOLUTIONS | 27511 | 77318-PPXT FA BOX-04DX-03 | PPXT FA BOX | Buy | PPXT FA BOX | EA | EA |  | TRUE |  | P | B/W | 100
135142 | 5 | 1 | States | Champlin | Hayley Fabian | TRUE | 2026-07-31T00:00:00 | 2026-10-27T00:00:00 | 2026-10-27T00:00:00 | 1 | 0 | 1 | 177.77 | 177.77 | 55316-3157 | USA | N45 | 1501 | ABB INDUSTRIAL CONNECTIONS AND SOLUTIONS | 27511 | 77318-AB64B-03MECH-01 | Box: AB64B | Buy | Box: AB64B | EA | EA |  | TRUE |  | P | B/W | 100
135142 | 50 | 1 | States | Champlin | Hayley Fabian | TRUE | 2026-07-31T00:00:00 | 2026-11-12T00:00:00 | 2026-11-12T00:00:00 | 1 | 0 | 1 | 265.78 | 265.78 | 55316-3157 | USA | N45 | 1501 | ABB INDUSTRIAL CONNECTIONS AND SOLUTIONS | 27511 | 77318-PPXT FA BOX-04DX-02 | PPXT FA BOX | Buy | PPXT FA BOX | EA | EA |  | TRUE |  | P | B/W | 100
135142 | 47 | 1 | States | Champlin | Hayley Fabian | TRUE | 2026-07-31T00:00:00 | 2026-11-12T00:00:00 | 2026-11-12T00:00:00 | 1 | 0 | 1 | 265.78 | 265.78 | 55316-3157 | USA | N45 | 1501 | ABB INDUSTRIAL CONNECTIONS AND SOLUTIONS | 27511 | 77318-PPXT FA BOX-03DX-03 | PPXT FA BOX | Buy | PPXT FA BOX | EA | EA |  | TRUE |  | P | B/W | 100
135142 | 31 | 1 | States | Champlin | Hayley Fabian | TRUE | 2026-07-31T00:00:00 | 2026-10-27T00:00:00 | 2026-10-27T00:00:00 | 1 | 0 | 1 | 108.54 | 108.54 | 55316-3157 | USA | N45 | 1501 | ABB INDUSTRIAL CONNECTIONS AND SOLUTIONS | 27511 | 77318-AF76SN-03P-2N-1 | Front: AF76SN | Buy | Front: AF76SN | EA | EA |  | TRUE |  | P | B/W | 100
135142 | 27 | 1 | States | Champlin | Hayley Fabian | TRUE | 2026-07-31T00:00:00 | 2026-10-27T00:00:00 | 2026-10-27T00:00:00 | 1 | 0 | 1 | 161.61 | 161.61 | 55316-3157 | USA | N45 | 1501 | ABB INDUSTRIAL CONNECTIONS AND SOLUTIONS | 27511 | 77318-AF64SN-03MECH-03 | Front: AF64SN | Buy | Front: AF64SN | EA | EA |  | TRUE |  | P | B/W | 100
135142 | 64 | 1 | States | Champlin | Hayley Fabian | TRUE | 2026-07-31T00:00:00 | 2026-11-12T00:00:00 | 2026-11-12T00:00:00 | 1 | 0 | 1 | 250.52 | 250.52 | 55316-3157 | USA | N45 | 1501 | ABB INDUSTRIAL CONNECTIONS AND SOLUTIONS | 27511 | 77318-PPXT FA BOX-05MECH-04 | PPXT FA BOX | Buy | PPXT FA BOX | EA | EA |  | TRUE |  | P | B/W | 100
135142 | 58 | 1 | States | Champlin | Hayley Fabian | TRUE | 2026-07-31T00:00:00 | 2026-11-12T00:00:00 | 2026-11-12T00:00:00 | 1 | 0 | 1 | 265.78 | 265.78 | 55316-3157 | USA | N45 | 1501 | ABB INDUSTRIAL CONNECTIONS AND SOLUTIONS | 27511 | 77318-PPXT FA BOX-05DX-02 | PPXT FA BOX | Buy | PPXT FA BOX | EA | EA |  | TRUE |  | P | B/W | 100
135142 | 11 | 1 | States | Champlin | Hayley Fabian | TRUE | 2026-07-31T00:00:00 | 2026-10-27T00:00:00 | 2026-10-27T00:00:00 | 1 | 0 | 1 | 129.34 | 129.34 | 55316-3157 | USA | N45 | 1501 | ABB INDUSTRIAL CONNECTIONS AND SOLUTIONS | 27511 | 77318-AB76B-02P-AB2.1 | Box: AB76B | Buy | Box: AB76B | EA | EA |  | TRUE |  | P | B/W | 100
135142 | 36 | 1 | States | Champlin | Hayley Fabian | TRUE | 2026-07-31T00:00:00 | 2026-10-27T00:00:00 | 2026-10-27T00:00:00 | 1 | 0 | 1 | 108.54 | 108.54 | 55316-3157 | USA | N45 | 1501 | ABB INDUSTRIAL CONNECTIONS AND SOLUTIONS | 27511 | 77318-AF76SN-05P-BB.2 | Front: AF76SN | Buy | Front: AF76SN | EA | EA |  | TRUE |  | P | B/W | 100
135142 | 1 | 1 | States | Champlin | Hayley Fabian | TRUE | 2026-07-31T00:00:00 | 2026-10-27T00:00:00 | 2026-10-27T00:00:00 | 1 | 0 | 1 | 177.77 | 177.77 | 55316-3157 | USA | N45 | 1501 | ABB INDUSTRIAL CONNECTIONS AND SOLUTIONS | 27511 | 77318-AB64B-02MECH-01 | Box: AB64B | Buy | Box: AB64B | EA | EA |  | TRUE |  | P | B/W | 100
135142 | 103 | 1 | States | Champlin | Hayley Fabian | TRUE | 2026-07-31T00:00:00 | 2026-10-27T00:00:00 | 2026-10-27T00:00:00 | 1 | 0 | 1 | 3623.97 | 3623.97 | 55316-3157 | USA | N45 | 1501 | ABB INDUSTRIAL CONNECTIONS AND SOLUTIONS | 27511 | 77318-RQF-SLT-INT-04P-BB.2 | Interior : AQF3422JBX AXS5N2MSPS | Buy | Interior : AQF3422JBX AXS5N2MSPS | EA | EA |  | TRUE |  | P | B/W | 100
135142 | 59 | 1 | States | Champlin | Hayley Fabian | TRUE | 2026-07-31T00:00:00 | 2026-11-12T00:00:00 | 2026-11-12T00:00:00 | 1 | 0 | 1 | 265.78 | 265.78 | 55316-3157 | USA | N45 | 1501 | ABB INDUSTRIAL CONNECTIONS AND SOLUTIONS | 27511 | 77318-PPXT FA BOX-05DX-03 | PPXT FA BOX | Buy | PPXT FA BOX | EA | EA |  | TRUE |  | P | B/W | 100
135142 | 106 | 1 | States | Champlin | Hayley Fabian | TRUE | 2026-07-31T00:00:00 | 2026-10-27T00:00:00 | 2026-10-27T00:00:00 | 1 | 0 | 1 | 8761.44 | 8761.44 | 55316-3157 | USA | N45 | 1501 | ABB INDUSTRIAL CONNECTIONS AND SOLUTIONS | 27511 | 77318-RSF-SLT-INT-02P-4N-1 | Interior : ASF3424KBX AXS5N2MSPS | Buy | Interior : ASF3424KBX AXS5N2MSPS | EA | EA |  | TRUE |  | P | B/W | 100
135142 | 75 | 1 | States | Champlin | Hayley Fabian | TRUE | 2026-07-31T00:00:00 | 2026-10-29T00:00:00 | 2026-10-29T00:00:00 | 1 | 0 | 1 | 11451.82 | 11451.82 | 55316-3157 | USA | N45 | 1501 | ABB INDUSTRIAL CONNECTIONS AND SOLUTIONS | 27511 | 77318-PPXT FA INT-04DX-03 | PPXT FA INT | Buy | PPXT FA INT | EA | EA |  | TRUE |  | P | B/W | 100
135142 | 38 | 1 | States | Champlin | Hayley Fabian | TRUE | 2026-07-31T00:00:00 | 2026-10-27T00:00:00 | 2026-10-27T00:00:00 | 1 | 0 | 1 | 178.74 | 178.74 | 55316-3157 | USA | N45 | 1501 | ABB INDUSTRIAL CONNECTIONS AND SOLUTIONS | 27511 | 77318-AF76STN-04P-4N-1 | Front: AF76STN | Buy | Front: AF76STN | EA | EA |  | TRUE |  | P | B/W | 100
135142 | 63 | 1 | States | Champlin | Hayley Fabian | TRUE | 2026-07-31T00:00:00 | 2026-11-12T00:00:00 | 2026-11-12T00:00:00 | 1 | 0 | 1 | 250.52 | 250.52 | 55316-3157 | USA | N45 | 1501 | ABB INDUSTRIAL CONNECTIONS AND SOLUTIONS | 27511 | 77318-PPXT FA BOX-05MECH-03 | PPXT FA BOX | Buy | PPXT FA BOX | EA | EA |  | TRUE |  | P | B/W | 100
135142 | 84 | 1 | States | Champlin | Hayley Fabian | TRUE | 2026-07-31T00:00:00 | 2026-10-29T00:00:00 | 2026-10-29T00:00:00 | 1 | 0 | 1 | 9143.52 | 9143.52 | 55316-3157 | USA | N45 | 1501 | ABB INDUSTRIAL CONNECTIONS AND SOLUTIONS | 27511 | 77318-PPXT FA INT-05DX-04 | PPXT FA INT | Buy | PPXT FA INT | EA | EA |  | TRUE |  | P | B/W | 100
135142 | 87 | 1 | States | Champlin | Hayley Fabian | TRUE | 2026-07-31T00:00:00 | 2026-10-29T00:00:00 | 2026-10-29T00:00:00 | 1 | 0 | 1 | 7833.68 | 7833.68 | 55316-3157 | USA | N45 | 1501 | ABB INDUSTRIAL CONNECTIONS AND SOLUTIONS | 27511 | 77318-PPXT FA INT-05MECH-03 | PPXT FA INT | Buy | PPXT FA INT | EA | EA |  | TRUE |  | P | B/W | 100
135142 | 80 | 1 | States | Champlin | Hayley Fabian | TRUE | 2026-07-31T00:00:00 | 2026-10-29T00:00:00 | 2026-10-29T00:00:00 | 1 | 0 | 1 | 7833.68 | 7833.68 | 55316-3157 | USA | N45 | 1501 | ABB INDUSTRIAL CONNECTIONS AND SOLUTIONS | 27511 | 77318-PPXT FA INT-04MECH-04 | PPXT FA INT | Buy | PPXT FA INT | EA | EA |  | TRUE |  | P | B/W | 100
135142 | 56 | 1 | States | Champlin | Hayley Fabian | TRUE | 2026-07-31T00:00:00 | 2026-11-12T00:00:00 | 2026-11-12T00:00:00 | 1 | 0 | 1 | 250.52 | 250.52 | 55316-3157 | USA | N45 | 1501 | ABB INDUSTRIAL CONNECTIONS AND SOLUTIONS | 27511 | 77318-PPXT FA BOX-04MECH-04 | PPXT FA BOX | Buy | PPXT FA BOX | EA | EA |  | TRUE |  | P | B/W | 100
135142 | 65 | 1 | States | Champlin | Hayley Fabian | TRUE | 2026-07-31T00:00:00 | 2026-10-29T00:00:00 | 2026-10-29T00:00:00 | 1 | 0 | 1 | 13270.71 | 13270.71 | 55316-3157 | USA | N45 | 1501 | ABB INDUSTRIAL CONNECTIONS AND SOLUTIONS | 27511 | 77318-PPXT FA INT-02DX-01 | PPXT FA INT | Buy | PPXT FA INT | EA | EA |  | TRUE |  | P | B/W | 100
135142 | 69 | 1 | States | Champlin | Hayley Fabian | TRUE | 2026-07-31T00:00:00 | 2026-10-29T00:00:00 | 2026-10-29T00:00:00 | 1 | 0 | 1 | 10299.96 | 10299.96 | 55316-3157 | USA | N45 | 1501 | ABB INDUSTRIAL CONNECTIONS AND SOLUTIONS | 27511 | 77318-PPXT FA INT-03DX-01 | PPXT FA INT | Buy | PPXT FA INT | EA | EA |  | TRUE |  | P | B/W | 100
135142 | 107 | 1 | States | Champlin | Hayley Fabian | TRUE | 2026-07-31T00:00:00 | 2026-10-27T00:00:00 | 2026-10-27T00:00:00 | 1 | 0 | 1 | 8115.19 | 8115.19 | 55316-3157 | USA | N45 | 1501 | ABB INDUSTRIAL CONNECTIONS AND SOLUTIONS | 27511 | 77318-RSF-SLT-INT-04P-4N-1 | Interior : ASF3424KBX AXS5N2MSPS | Buy | Interior : ASF3424KBX AXS5N2MSPS | EA | EA |  | TRUE |  | P | B/W | 100
135142 | 2 | 1 | States | Champlin | Hayley Fabian | TRUE | 2026-07-31T00:00:00 | 2026-10-27T00:00:00 | 2026-10-27T00:00:00 | 1 | 0 | 1 | 177.77 | 177.77 | 55316-3157 | USA | N45 | 1501 | ABB INDUSTRIAL CONNECTIONS AND SOLUTIONS | 27511 | 77318-AB64B-02MECH-02 | Box: AB64B | Buy | Box: AB64B | EA | EA |  | TRUE |  | P | B/W | 100
135142 | 94 | 1 | States | Champlin | Hayley Fabian | TRUE | 2026-07-31T00:00:00 | 2026-10-27T00:00:00 | 2026-10-27T00:00:00 | 1 | 0 | 1 | 7586.78 | 7586.78 | 55316-3157 | USA | N45 | 1501 | ABB INDUSTRIAL CONNECTIONS AND SOLUTIONS | 27511 | 77318-RDF-INTERIOR-03MECH-02 | Interior : ADF3422DB | Buy | Interior : ADF3422DB | EA | EA |  | TRUE |  | P | B/W | 100
135142 | 52 | 1 | States | Champlin | Hayley Fabian | TRUE | 2026-07-31T00:00:00 | 2026-11-12T00:00:00 | 2026-11-12T00:00:00 | 1 | 0 | 1 | 265.78 | 265.78 | 55316-3157 | USA | N45 | 1501 | ABB INDUSTRIAL CONNECTIONS AND SOLUTIONS | 27511 | 77318-PPXT FA BOX-04DX-04 | PPXT FA BOX | Buy | PPXT FA BOX | EA | EA |  | TRUE |  | P | B/W | 100
135142 | 25 | 1 | States | Champlin | Hayley Fabian | TRUE | 2026-07-31T00:00:00 | 2026-10-27T00:00:00 | 2026-10-27T00:00:00 | 1 | 0 | 1 | 161.61 | 161.61 | 55316-3157 | USA | N45 | 1501 | ABB INDUSTRIAL CONNECTIONS AND SOLUTIONS | 27511 | 77318-AF64SN-03MECH-01 | Front: AF64SN | Buy | Front: AF64SN | EA | EA |  | TRUE |  | P | B/W | 100
135142 | 6 | 1 | States | Champlin | Hayley Fabian | TRUE | 2026-07-31T00:00:00 | 2026-10-27T00:00:00 | 2026-10-27T00:00:00 | 1 | 0 | 1 | 177.77 | 177.77 | 55316-3157 | USA | N45 | 1501 | ABB INDUSTRIAL CONNECTIONS AND SOLUTIONS | 27511 | 77318-AB64B-03MECH-02 | Box: AB64B | Buy | Box: AB64B | EA | EA |  | TRUE |  | P | B/W | 100
135142 | 62 | 1 | States | Champlin | Hayley Fabian | TRUE | 2026-07-31T00:00:00 | 2026-11-12T00:00:00 | 2026-11-12T00:00:00 | 1 | 0 | 1 | 260.89 | 260.89 | 55316-3157 | USA | N45 | 1501 | ABB INDUSTRIAL CONNECTIONS AND SOLUTIONS | 27511 | 77318-PPXT FA BOX-05MECH-02 | PPXT FA BOX | Buy | PPXT FA BOX | EA | EA |  | TRUE |  | P | B/W | 100
135142 | 54 | 1 | States | Champlin | Hayley Fabian | TRUE | 2026-07-31T00:00:00 | 2026-11-12T00:00:00 | 2026-11-12T00:00:00 | 1 | 0 | 1 | 250.52 | 250.52 | 55316-3157 | USA | N45 | 1501 | ABB INDUSTRIAL CONNECTIONS AND SOLUTIONS | 27511 | 77318-PPXT FA BOX-04MECH-02 | PPXT FA BOX | Buy | PPXT FA BOX | EA | EA |  | TRUE |  | P | B/W | 100
135142 | 46 | 1 | States | Champlin | Hayley Fabian | TRUE | 2026-07-31T00:00:00 | 2026-11-12T00:00:00 | 2026-11-12T00:00:00 | 1 | 0 | 1 | 265.78 | 265.78 | 55316-3157 | USA | N45 | 1501 | ABB INDUSTRIAL CONNECTIONS AND SOLUTIONS | 27511 | 77318-PPXT FA BOX-03DX-02 | PPXT FA BOX | Buy | PPXT FA BOX | EA | EA |  | TRUE |  | P | B/W | 100
135142 | 55 | 1 | States | Champlin | Hayley Fabian | TRUE | 2026-07-31T00:00:00 | 2026-11-12T00:00:00 | 2026-11-12T00:00:00 | 1 | 0 | 1 | 250.52 | 250.52 | 55316-3157 | USA | N45 | 1501 | ABB INDUSTRIAL CONNECTIONS AND SOLUTIONS | 27511 | 77318-PPXT FA BOX-04MECH-03 | PPXT FA BOX | Buy | PPXT FA BOX | EA | EA |  | TRUE |  | P | B/W | 100
135142 | 76 | 1 | States | Champlin | Hayley Fabian | TRUE | 2026-07-31T00:00:00 | 2026-10-29T00:00:00 | 2026-10-29T00:00:00 | 1 | 0 | 1 | 11451.82 | 11451.82 | 55316-3157 | USA | N45 | 1501 | ABB INDUSTRIAL CONNECTIONS AND SOLUTIONS | 27511 | 77318-PPXT FA INT-04DX-04 | PPXT FA INT | Buy | PPXT FA INT | EA | EA |  | TRUE |  | P | B/W | 100
135142 | 88 | 1 | States | Champlin | Hayley Fabian | TRUE | 2026-07-31T00:00:00 | 2026-10-29T00:00:00 | 2026-10-29T00:00:00 | 1 | 0 | 1 | 7833.68 | 7833.68 | 55316-3157 | USA | N45 | 1501 | ABB INDUSTRIAL CONNECTIONS AND SOLUTIONS | 27511 | 77318-PPXT FA INT-05MECH-04 | PPXT FA INT | Buy | PPXT FA INT | EA | EA |  | TRUE |  | P | B/W | 100
135142 | 90 | 1 | States | Champlin | Hayley Fabian | TRUE | 2026-07-31T00:00:00 | 2026-10-27T00:00:00 | 2026-10-27T00:00:00 | 1 | 0 | 1 | 7586.78 | 7586.78 | 55316-3157 | USA | N45 | 1501 | ABB INDUSTRIAL CONNECTIONS AND SOLUTIONS | 27511 | 77318-RDF-INTERIOR-02MECH-02 | Interior : ADF3422DB | Buy | Interior : ADF3422DB | EA | EA |  | TRUE |  | P | B/W | 100
135142 | 4 | 1 | States | Champlin | Hayley Fabian | TRUE | 2026-07-31T00:00:00 | 2026-10-27T00:00:00 | 2026-10-27T00:00:00 | 1 | 0 | 1 | 177.77 | 177.77 | 55316-3157 | USA | N45 | 1501 | ABB INDUSTRIAL CONNECTIONS AND SOLUTIONS | 27511 | 77318-AB64B-02MECH-04 | Box: AB64B | Buy | Box: AB64B | EA | EA |  | TRUE |  | P | B/W | 100
135699 | 3 | 2 | States | Champlin | Hayley Fabian | TRUE | 2026-08-24T00:00:00 | 2026-12-02T00:00:00 | 2026-12-02T00:00:00 | 3 | 0 | 3 | 8130.52 | 97566.24 | 55316 | USA | N45 | 1501 | ABB INDUSTRIAL CONNECTIONS AND SOLUTIONS | 27511 | ZBSFUKAK83LA0FF045XA | 2000A, 65kA, 4-Pole, Draw Out, Ekip Hi-Touch LSIG, RELT, 110-240V Power Supply, ModBus E2.2S-A 2000 EKIP HI-TOUCH LSIG 4P WMPZBSFUKAK83LA0FF045XA - E2.2S-A 2000 EKIP HI-TOUCH LSIG 4P WMP (1SDA077846R1)ZBSFUKAK200A000000XX - YO E1.2..E6.2 120-127 V AC/DC (1SDA073673R1)ZEASF - YC E1.2..E6.2 120-127 V AC/DC (1SDA073686R1)ZEACF - M E2.2...E6.2 100-130 V AC/DC (1SDA073724R1)ZEBM4 - S51 250V E2.2...E6.2 (1SDA073778R1) - MOC E2.2..E6.2 (1SDA073781R1)ZEBMOC - PBC D=8mm E2.2...E6.2 (1SDA073861R1)ZEBPBC8 - Ekip Supply 110-240VAC/DC (1SDA074172R1)ZEAPWRS - Ekip Com Modbus TCP E1.2..E6.2 (1SDA074151R1)ZEAMODTCP - Ekip 2K-3 E1.2...E6.2 (1SDA074169R1)ZEB2K3 | PUR | 2000A, 65kA, 4-Pole, Draw Out, Ekip Hi-Touch LSIG, RELT, 110-240V Power Supply, ModBus E2.2S-A 2000 EKIP HI-TOUCH LSIG 4P WMPZBSFUKAK83LA0FF045XA - E2.2S-A 2000 EKIP HI-TOUCH LSIG 4P WMP (1SDA077846R1)ZBSFUKAK200A000000XX - YO E1.2..E6.2 120-127 V AC/DC (1SDA073673R1)ZEASF - YC E1.2..E6.2 120-127 V AC/DC (1SDA073686R1)ZEACF - M E2.2...E6.2 100-130 V AC/DC (1SDA073724R1)ZEBM4 - S51 250V E2.2...E6.2 (1SDA073778R1) - MOC E2.2..E6.2 (1SDA073781R1)ZEBMOC - PBC D=8mm E2.2...E6.2 (1SDA073861R1)ZEBPBC8 - Ekip Supply 110-240VAC/DC (1SDA074172R1)ZEAPWRS - Ekip Com Modbus TCP E1.2..E6.2 (1SDA074151R1)ZEAMODTCP - Ekip 2K-3 E1.2...E6.2 (1SDA074169R1)ZEB2K3 | EA | EA |  | TRUE |  | P | B/W | 100 | 2026-10-19T00:00:00
135699 | 2 | 1 | States | Champlin | Hayley Fabian | TRUE | 2026-08-24T00:00:00 | 2026-12-02T00:00:00 | 2026-12-02T00:00:00 | 7 | 0 | 7 | 5144.08 | 308644.8 | 55316 | USA | N45 | 1501 | ABB INDUSTRIAL CONNECTIONS AND SOLUTIONS | 27511 | Z2SCUFAK830A0FF045XA | 800AF/800AT, 65kA, 3-Pole, Draw Out, Ekip HI-Touch LSIG, 110-240V Power Supply, ModBus | PUR | 800AF/800AT, 65kA, 3-Pole, Draw Out, Ekip HI-Touch LSIG, 110-240V Power Supply, ModBus | EA | EA |  | TRUE |  | P | B/W | 100 | 2026-09-02T00:00:00
135699 | 3 | 3 | States | Champlin | Hayley Fabian | TRUE | 2026-08-24T00:00:00 | 2026-12-07T00:00:00 | 2026-12-07T00:00:00 | 3 | 0 | 3 | 8130.52 | 97566.24 | 55316 | USA | N45 | 1501 | ABB INDUSTRIAL CONNECTIONS AND SOLUTIONS | 27511 | ZBSFUKAK83LA0FF045XA | 2000A, 65kA, 4-Pole, Draw Out, Ekip Hi-Touch LSIG, RELT, 110-240V Power Supply, ModBus E2.2S-A 2000 EKIP HI-TOUCH LSIG 4P WMPZBSFUKAK83LA0FF045XA - E2.2S-A 2000 EKIP HI-TOUCH LSIG 4P WMP (1SDA077846R1)ZBSFUKAK200A000000XX - YO E1.2..E6.2 120-127 V AC/DC (1SDA073673R1)ZEASF - YC E1.2..E6.2 120-127 V AC/DC (1SDA073686R1)ZEACF - M E2.2...E6.2 100-130 V AC/DC (1SDA073724R1)ZEBM4 - S51 250V E2.2...E6.2 (1SDA073778R1) - MOC E2.2..E6.2 (1SDA073781R1)ZEBMOC - PBC D=8mm E2.2...E6.2 (1SDA073861R1)ZEBPBC8 - Ekip Supply 110-240VAC/DC (1SDA074172R1)ZEAPWRS - Ekip Com Modbus TCP E1.2..E6.2 (1SDA074151R1)ZEAMODTCP - Ekip 2K-3 E1.2...E6.2 (1SDA074169R1)ZEB2K3 | PUR | 2000A, 65kA, 4-Pole, Draw Out, Ekip Hi-Touch LSIG, RELT, 110-240V Power Supply, ModBus E2.2S-A 2000 EKIP HI-TOUCH LSIG 4P WMPZBSFUKAK83LA0FF045XA - E2.2S-A 2000 EKIP HI-TOUCH LSIG 4P WMP (1SDA077846R1)ZBSFUKAK200A000000XX - YO E1.2..E6.2 120-127 V AC/DC (1SDA073673R1)ZEASF - YC E1.2..E6.2 120-127 V AC/DC (1SDA073686R1)ZEACF - M E2.2...E6.2 100-130 V AC/DC (1SDA073724R1)ZEBM4 - S51 250V E2.2...E6.2 (1SDA073778R1) - MOC E2.2..E6.2 (1SDA073781R1)ZEBMOC - PBC D=8mm E2.2...E6.2 (1SDA073861R1)ZEBPBC8 - Ekip Supply 110-240VAC/DC (1SDA074172R1)ZEAPWRS - Ekip Com Modbus TCP E1.2..E6.2 (1SDA074151R1)ZEAMODTCP - Ekip 2K-3 E1.2...E6.2 (1SDA074169R1)ZEB2K3 | EA | EA |  | TRUE |  | P | B/W | 100 | 2026-12-07T00:00:00
135699 | 3 | 4 | States | Champlin | Hayley Fabian | TRUE | 2026-08-24T00:00:00 | 2027-01-04T00:00:00 | 2027-01-04T00:00:00 | 3 | 0 | 3 | 8130.52 | 97566.24 | 55316 | USA | N45 | 1501 | ABB INDUSTRIAL CONNECTIONS AND SOLUTIONS | 27511 | ZBSFUKAK83LA0FF045XA | 2000A, 65kA, 4-Pole, Draw Out, Ekip Hi-Touch LSIG, RELT, 110-240V Power Supply, ModBus E2.2S-A 2000 EKIP HI-TOUCH LSIG 4P WMPZBSFUKAK83LA0FF045XA - E2.2S-A 2000 EKIP HI-TOUCH LSIG 4P WMP (1SDA077846R1)ZBSFUKAK200A000000XX - YO E1.2..E6.2 120-127 V AC/DC (1SDA073673R1)ZEASF - YC E1.2..E6.2 120-127 V AC/DC (1SDA073686R1)ZEACF - M E2.2...E6.2 100-130 V AC/DC (1SDA073724R1)ZEBM4 - S51 250V E2.2...E6.2 (1SDA073778R1) - MOC E2.2..E6.2 (1SDA073781R1)ZEBMOC - PBC D=8mm E2.2...E6.2 (1SDA073861R1)ZEBPBC8 - Ekip Supply 110-240VAC/DC (1SDA074172R1)ZEAPWRS - Ekip Com Modbus TCP E1.2..E6.2 (1SDA074151R1)ZEAMODTCP - Ekip 2K-3 E1.2...E6.2 (1SDA074169R1)ZEB2K3 | PUR | 2000A, 65kA, 4-Pole, Draw Out, Ekip Hi-Touch LSIG, RELT, 110-240V Power Supply, ModBus E2.2S-A 2000 EKIP HI-TOUCH LSIG 4P WMPZBSFUKAK83LA0FF045XA - E2.2S-A 2000 EKIP HI-TOUCH LSIG 4P WMP (1SDA077846R1)ZBSFUKAK200A000000XX - YO E1.2..E6.2 120-127 V AC/DC (1SDA073673R1)ZEASF - YC E1.2..E6.2 120-127 V AC/DC (1SDA073686R1)ZEACF - M E2.2...E6.2 100-130 V AC/DC (1SDA073724R1)ZEBM4 - S51 250V E2.2...E6.2 (1SDA073778R1) - MOC E2.2..E6.2 (1SDA073781R1)ZEBMOC - PBC D=8mm E2.2...E6.2 (1SDA073861R1)ZEBPBC8 - Ekip Supply 110-240VAC/DC (1SDA074172R1)ZEAPWRS - Ekip Com Modbus TCP E1.2..E6.2 (1SDA074151R1)ZEAMODTCP - Ekip 2K-3 E1.2...E6.2 (1SDA074169R1)ZEB2K3 | EA | EA |  | TRUE |  | P | B/W | 100 | 2027-01-04T00:00:00
135699 | 2 | 5 | States | Champlin | Hayley Fabian | TRUE | 2026-08-24T00:00:00 | 2027-01-04T00:00:00 | 2027-01-04T00:00:00 | 7 | 0 | 7 | 5144.08 | 308644.8 | 55316 | USA | N45 | 1501 | ABB INDUSTRIAL CONNECTIONS AND SOLUTIONS | 27511 | Z2SCUFAK830A0FF045XA | 800AF/800AT, 65kA, 3-Pole, Draw Out, Ekip HI-Touch LSIG, 110-240V Power Supply, ModBus | PUR | 800AF/800AT, 65kA, 3-Pole, Draw Out, Ekip HI-Touch LSIG, 110-240V Power Supply, ModBus | EA | EA |  | TRUE |  | P | B/W | 100 | 2027-01-04T00:00:00
135699 | 1 | 1 | States | Champlin | Hayley Fabian | TRUE | 2026-08-24T00:00:00 | 2026-12-02T00:00:00 | 2026-12-02T00:00:00 | 3 | 0 | 3 | 5144.08 | 61728.96 | 55316 | USA | N45 | 1501 | ABB INDUSTRIAL CONNECTIONS AND SOLUTIONS | 27511 | Z2SCUEAK830A0FF045XA | 800AF/600AT, 65kA, 3-Pole, Draw Out, Ekip HI-Touch LSIG, 110-240V Power Supply, ModBus E2.2S-A 800 EKIP HI-TOUCH LSIG 3P WMPZ2SCUFAK830A0FF045XA - E2.2S-A 800 EKIP HI-TOUCH LSIG 3P WMP (1SDA077646R1)Z2SCUFAK200A000000XX - Rating Plug 600A (UL) (1SDA079826R1)1SDA079826R1 - YO E1.2..E6.2 120-127 V AC/DC (1SDA073673R1)ZEASF - YC E1.2..E6.2 120-127 V AC/DC (1SDA073686R1)ZEACF - M E2.2...E6.2 100-130 V AC/DC (1SDA073724R1)ZEBM4 - S51 250V E2.2...E6.2 (1SDA073778R1)ZEBBA - MOC E2.2..E6.2 (1SDA073781R1)ZEBMOC - PBC D=8mm E2.2...E6.2 (1SDA073861R1)ZEBPBC8 - Ekip Supply 110-240VAC/DC (1SDA074172R1)ZEAPWRS - Ekip Com Modbus TCP E1.2..E6.2 (1SDA074151R1)ZEAMODTCP | PUR | 800AF/600AT, 65kA, 3-Pole, Draw Out, Ekip HI-Touch LSIG, 110-240V Power Supply, ModBus E2.2S-A 800 EKIP HI-TOUCH LSIG 3P WMPZ2SCUFAK830A0FF045XA - E2.2S-A 800 EKIP HI-TOUCH LSIG 3P WMP (1SDA077646R1)Z2SCUFAK200A000000XX - Rating Plug 600A (UL) (1SDA079826R1)1SDA079826R1 - YO E1.2..E6.2 120-127 V AC/DC (1SDA073673R1)ZEASF - YC E1.2..E6.2 120-127 V AC/DC (1SDA073686R1)ZEACF - M E2.2...E6.2 100-130 V AC/DC (1SDA073724R1)ZEBM4 - S51 250V E2.2...E6.2 (1SDA073778R1)ZEBBA - MOC E2.2..E6.2 (1SDA073781R1)ZEBMOC - PBC D=8mm E2.2...E6.2 (1SDA073861R1)ZEBPBC8 - Ekip Supply 110-240VAC/DC (1SDA074172R1)ZEAPWRS - Ekip Com Modbus TCP E1.2..E6.2 (1SDA074151R1)ZEAMODTCP | EA | EA |  | TRUE |  | P | B/W | 100 | 2026-09-02T00:00:00
135699 | 2 | 3 | States | Champlin | Hayley Fabian | TRUE | 2026-08-24T00:00:00 | 2026-12-02T00:00:00 | 2026-12-02T00:00:00 | 16 | 0 | 16 | 5144.08 | 308644.8 | 55316 | USA | N45 | 1501 | ABB INDUSTRIAL CONNECTIONS AND SOLUTIONS | 27511 | Z2SCUFAK830A0FF045XA | 800AF/800AT, 65kA, 3-Pole, Draw Out, Ekip HI-Touch LSIG, 110-240V Power Supply, ModBus | PUR | 800AF/800AT, 65kA, 3-Pole, Draw Out, Ekip HI-Touch LSIG, 110-240V Power Supply, ModBus | EA | EA |  | TRUE |  | P | B/W | 100 | 2026-11-20T00:00:00
135699 | 3 | 1 | States | Champlin | Hayley Fabian | TRUE | 2026-08-24T00:00:00 | 2026-12-02T00:00:00 | 2026-12-02T00:00:00 | 3 | 0 | 3 | 8130.52 | 97566.24 | 55316 | USA | N45 | 1501 | ABB INDUSTRIAL CONNECTIONS AND SOLUTIONS | 27511 | ZBSFUKAK83LA0FF045XA | 2000A, 65kA, 4-Pole, Draw Out, Ekip Hi-Touch LSIG, RELT, 110-240V Power Supply, ModBus E2.2S-A 2000 EKIP HI-TOUCH LSIG 4P WMPZBSFUKAK83LA0FF045XA - E2.2S-A 2000 EKIP HI-TOUCH LSIG 4P WMP (1SDA077846R1)ZBSFUKAK200A000000XX - YO E1.2..E6.2 120-127 V AC/DC (1SDA073673R1)ZEASF - YC E1.2..E6.2 120-127 V AC/DC (1SDA073686R1)ZEACF - M E2.2...E6.2 100-130 V AC/DC (1SDA073724R1)ZEBM4 - S51 250V E2.2...E6.2 (1SDA073778R1) - MOC E2.2..E6.2 (1SDA073781R1)ZEBMOC - PBC D=8mm E2.2...E6.2 (1SDA073861R1)ZEBPBC8 - Ekip Supply 110-240VAC/DC (1SDA074172R1)ZEAPWRS - Ekip Com Modbus TCP E1.2..E6.2 (1SDA074151R1)ZEAMODTCP - Ekip 2K-3 E1.2...E6.2 (1SDA074169R1)ZEB2K3 | PUR | 2000A, 65kA, 4-Pole, Draw Out, Ekip Hi-Touch LSIG, RELT, 110-240V Power Supply, ModBus E2.2S-A 2000 EKIP HI-TOUCH LSIG 4P WMPZBSFUKAK83LA0FF045XA - E2.2S-A 2000 EKIP HI-TOUCH LSIG 4P WMP (1SDA077846R1)ZBSFUKAK200A000000XX - YO E1.2..E6.2 120-127 V AC/DC (1SDA073673R1)ZEASF - YC E1.2..E6.2 120-127 V AC/DC (1SDA073686R1)ZEACF - M E2.2...E6.2 100-130 V AC/DC (1SDA073724R1)ZEBM4 - S51 250V E2.2...E6.2 (1SDA073778R1) - MOC E2.2..E6.2 (1SDA073781R1)ZEBMOC - PBC D=8mm E2.2...E6.2 (1SDA073861R1)ZEBPBC8 - Ekip Supply 110-240VAC/DC (1SDA074172R1)ZEAPWRS - Ekip Com Modbus TCP E1.2..E6.2 (1SDA074151R1)ZEAMODTCP - Ekip 2K-3 E1.2...E6.2 (1SDA074169R1)ZEB2K3 | EA | EA |  | TRUE |  | P | B/W | 100 | 2026-09-02T00:00:00
135699 | 1 | 3 | States | Champlin | Hayley Fabian | TRUE | 2026-08-24T00:00:00 | 2026-12-07T00:00:00 | 2026-12-07T00:00:00 | 3 | 0 | 3 | 5144.08 | 61728.96 | 55316 | USA | N45 | 1501 | ABB INDUSTRIAL CONNECTIONS AND SOLUTIONS | 27511 | Z2SCUEAK830A0FF045XA | 800AF/600AT, 65kA, 3-Pole, Draw Out, Ekip HI-Touch LSIG, 110-240V Power Supply, ModBus E2.2S-A 800 EKIP HI-TOUCH LSIG 3P WMPZ2SCUFAK830A0FF045XA - E2.2S-A 800 EKIP HI-TOUCH LSIG 3P WMP (1SDA077646R1)Z2SCUFAK200A000000XX - Rating Plug 600A (UL) (1SDA079826R1)1SDA079826R1 - YO E1.2..E6.2 120-127 V AC/DC (1SDA073673R1)ZEASF - YC E1.2..E6.2 120-127 V AC/DC (1SDA073686R1)ZEACF - M E2.2...E6.2 100-130 V AC/DC (1SDA073724R1)ZEBM4 - S51 250V E2.2...E6.2 (1SDA073778R1)ZEBBA - MOC E2.2..E6.2 (1SDA073781R1)ZEBMOC - PBC D=8mm E2.2...E6.2 (1SDA073861R1)ZEBPBC8 - Ekip Supply 110-240VAC/DC (1SDA074172R1)ZEAPWRS - Ekip Com Modbus TCP E1.2..E6.2 (1SDA074151R1)ZEAMODTCP | PUR | 800AF/600AT, 65kA, 3-Pole, Draw Out, Ekip HI-Touch LSIG, 110-240V Power Supply, ModBus E2.2S-A 800 EKIP HI-TOUCH LSIG 3P WMPZ2SCUFAK830A0FF045XA - E2.2S-A 800 EKIP HI-TOUCH LSIG 3P WMP (1SDA077646R1)Z2SCUFAK200A000000XX - Rating Plug 600A (UL) (1SDA079826R1)1SDA079826R1 - YO E1.2..E6.2 120-127 V AC/DC (1SDA073673R1)ZEASF - YC E1.2..E6.2 120-127 V AC/DC (1SDA073686R1)ZEACF - M E2.2...E6.2 100-130 V AC/DC (1SDA073724R1)ZEBM4 - S51 250V E2.2...E6.2 (1SDA073778R1)ZEBBA - MOC E2.2..E6.2 (1SDA073781R1)ZEBMOC - PBC D=8mm E2.2...E6.2 (1SDA073861R1)ZEBPBC8 - Ekip Supply 110-240VAC/DC (1SDA074172R1)ZEAPWRS - Ekip Com Modbus TCP E1.2..E6.2 (1SDA074151R1)ZEAMODTCP | EA | EA |  | TRUE |  | P | B/W | 100 | 2026-12-07T00:00:00
135699 | 1 | 4 | States | Champlin | Hayley Fabian | TRUE | 2026-08-24T00:00:00 | 2027-01-04T00:00:00 | 2027-01-04T00:00:00 | 3 | 0 | 3 | 5144.08 | 61728.96 | 55316 | USA | N45 | 1501 | ABB INDUSTRIAL CONNECTIONS AND SOLUTIONS | 27511 | Z2SCUEAK830A0FF045XA | 800AF/600AT, 65kA, 3-Pole, Draw Out, Ekip HI-Touch LSIG, 110-240V Power Supply, ModBus E2.2S-A 800 EKIP HI-TOUCH LSIG 3P WMPZ2SCUFAK830A0FF045XA - E2.2S-A 800 EKIP HI-TOUCH LSIG 3P WMP (1SDA077646R1)Z2SCUFAK200A000000XX - Rating Plug 600A (UL) (1SDA079826R1)1SDA079826R1 - YO E1.2..E6.2 120-127 V AC/DC (1SDA073673R1)ZEASF - YC E1.2..E6.2 120-127 V AC/DC (1SDA073686R1)ZEACF - M E2.2...E6.2 100-130 V AC/DC (1SDA073724R1)ZEBM4 - S51 250V E2.2...E6.2 (1SDA073778R1)ZEBBA - MOC E2.2..E6.2 (1SDA073781R1)ZEBMOC - PBC D=8mm E2.2...E6.2 (1SDA073861R1)ZEBPBC8 - Ekip Supply 110-240VAC/DC (1SDA074172R1)ZEAPWRS - Ekip Com Modbus TCP E1.2..E6.2 (1SDA074151R1)ZEAMODTCP | PUR | 800AF/600AT, 65kA, 3-Pole, Draw Out, Ekip HI-Touch LSIG, 110-240V Power Supply, ModBus E2.2S-A 800 EKIP HI-TOUCH LSIG 3P WMPZ2SCUFAK830A0FF045XA - E2.2S-A 800 EKIP HI-TOUCH LSIG 3P WMP (1SDA077646R1)Z2SCUFAK200A000000XX - Rating Plug 600A (UL) (1SDA079826R1)1SDA079826R1 - YO E1.2..E6.2 120-127 V AC/DC (1SDA073673R1)ZEASF - YC E1.2..E6.2 120-127 V AC/DC (1SDA073686R1)ZEACF - M E2.2...E6.2 100-130 V AC/DC (1SDA073724R1)ZEBM4 - S51 250V E2.2...E6.2 (1SDA073778R1)ZEBBA - MOC E2.2..E6.2 (1SDA073781R1)ZEBMOC - PBC D=8mm E2.2...E6.2 (1SDA073861R1)ZEBPBC8 - Ekip Supply 110-240VAC/DC (1SDA074172R1)ZEAPWRS - Ekip Com Modbus TCP E1.2..E6.2 (1SDA074151R1)ZEAMODTCP | EA | EA |  | TRUE |  | P | B/W | 100 | 2027-01-04T00:00:00
135699 | 1 | 2 | States | Champlin | Hayley Fabian | TRUE | 2026-08-24T00:00:00 | 2026-12-02T00:00:00 | 2026-12-02T00:00:00 | 3 | 0 | 3 | 5144.08 | 61728.96 | 55316 | USA | N45 | 1501 | ABB INDUSTRIAL CONNECTIONS AND SOLUTIONS | 27511 | Z2SCUEAK830A0FF045XA | 800AF/600AT, 65kA, 3-Pole, Draw Out, Ekip HI-Touch LSIG, 110-240V Power Supply, ModBus E2.2S-A 800 EKIP HI-TOUCH LSIG 3P WMPZ2SCUFAK830A0FF045XA - E2.2S-A 800 EKIP HI-TOUCH LSIG 3P WMP (1SDA077646R1)Z2SCUFAK200A000000XX - Rating Plug 600A (UL) (1SDA079826R1)1SDA079826R1 - YO E1.2..E6.2 120-127 V AC/DC (1SDA073673R1)ZEASF - YC E1.2..E6.2 120-127 V AC/DC (1SDA073686R1)ZEACF - M E2.2...E6.2 100-130 V AC/DC (1SDA073724R1)ZEBM4 - S51 250V E2.2...E6.2 (1SDA073778R1)ZEBBA - MOC E2.2..E6.2 (1SDA073781R1)ZEBMOC - PBC D=8mm E2.2...E6.2 (1SDA073861R1)ZEBPBC8 - Ekip Supply 110-240VAC/DC (1SDA074172R1)ZEAPWRS - Ekip Com Modbus TCP E1.2..E6.2 (1SDA074151R1)ZEAMODTCP | PUR | 800AF/600AT, 65kA, 3-Pole, Draw Out, Ekip HI-Touch LSIG, 110-240V Power Supply, ModBus E2.2S-A 800 EKIP HI-TOUCH LSIG 3P WMPZ2SCUFAK830A0FF045XA - E2.2S-A 800 EKIP HI-TOUCH LSIG 3P WMP (1SDA077646R1)Z2SCUFAK200A000000XX - Rating Plug 600A (UL) (1SDA079826R1)1SDA079826R1 - YO E1.2..E6.2 120-127 V AC/DC (1SDA073673R1)ZEASF - YC E1.2..E6.2 120-127 V AC/DC (1SDA073686R1)ZEACF - M E2.2...E6.2 100-130 V AC/DC (1SDA073724R1)ZEBM4 - S51 250V E2.2...E6.2 (1SDA073778R1)ZEBBA - MOC E2.2..E6.2 (1SDA073781R1)ZEBMOC - PBC D=8mm E2.2...E6.2 (1SDA073861R1)ZEBPBC8 - Ekip Supply 110-240VAC/DC (1SDA074172R1)ZEAPWRS - Ekip Com Modbus TCP E1.2..E6.2 (1SDA074151R1)ZEAMODTCP | EA | EA |  | TRUE |  | P | B/W | 100 | 2026-10-19T00:00:00
135699 | 2 | 2 | States | Champlin | Hayley Fabian | TRUE | 2026-08-24T00:00:00 | 2026-12-02T00:00:00 | 2026-12-02T00:00:00 | 23 | 0 | 23 | 5144.08 | 308644.8 | 55316 | USA | N45 | 1501 | ABB INDUSTRIAL CONNECTIONS AND SOLUTIONS | 27511 | Z2SCUFAK830A0FF045XA | 800AF/800AT, 65kA, 3-Pole, Draw Out, Ekip HI-Touch LSIG, 110-240V Power Supply, ModBus | PUR | 800AF/800AT, 65kA, 3-Pole, Draw Out, Ekip HI-Touch LSIG, 110-240V Power Supply, ModBus | EA | EA |  | TRUE |  | P | B/W | 100 | 2026-10-19T00:00:00
135699 | 2 | 4 | States | Champlin | Hayley Fabian | TRUE | 2026-08-24T00:00:00 | 2026-12-07T00:00:00 | 2026-12-07T00:00:00 | 7 | 0 | 7 | 5144.08 | 308644.8 | 55316 | USA | N45 | 1501 | ABB INDUSTRIAL CONNECTIONS AND SOLUTIONS | 27511 | Z2SCUFAK830A0FF045XA | 800AF/800AT, 65kA, 3-Pole, Draw Out, Ekip HI-Touch LSIG, 110-240V Power Supply, ModBus | PUR | 800AF/800AT, 65kA, 3-Pole, Draw Out, Ekip HI-Touch LSIG, 110-240V Power Supply, ModBus | EA | EA |  | TRUE |  | P | B/W | 100 | 2026-12-07T00:00:00
135733 | 1 | 2 | States | Champlin | Hayley Fabian | TRUE | 2026-08-25T00:00:00 | 2026-12-11T00:00:00 | 2026-12-11T00:00:00 | 5 | 0 | 5 | 5763.04 | 587830.08 | 55316 | USA | N45 | 1501 | ABB INDUSTRIAL CONNECTIONS AND SOLUTIONS | 27511 | Z4SGULJX30LB000008KX | 2500AT (adjusted to 2200A) / 2500AF, 3P, 480V, 65kAIC, E4.2, Manually-Operated Fixed-Mounted (MOFX), 100% Rated ACB • EKIP Touch LSIG Protection • RELT Switch (Arc Flash Reduction) • 24V AUX Contacts • Digital 24V Bell Alarm • 24VDC EKIP Supply (Relt Switch) • 8mm Padlockable Push-Button Cover • Test Report | PUR | 2500AT (adjusted to 2200A) / 2500AF, 3P, 480V, 65kAIC, E4.2, Manually-Operated Fixed-Mounted (MOFX), 100% Rated ACB • EKIP Touch LSIG Protection • RELT Switch (Arc Flash Reduction) • 24V AUX Contacts • Digital 24V Bell Alarm • 24VDC EKIP Supply (Relt Switch) • 8mm Padlockable Push-Button Cover • Test Report | EA | EA |  | TRUE |  | P | B/W | 100
135733 | 2 | 1 | States | Champlin | Hayley Fabian | TRUE | 2026-08-25T00:00:00 | 2026-12-03T00:00:00 | 2026-12-03T00:00:00 | 3 | 0 | 3 | 4220.24 | 25321.44 | 55316 | USA | N45 | 1501 | ABB INDUSTRIAL CONNECTIONS AND SOLUTIONS | 27511 | Z2SFUKBX30LB000005KX | 2000AT / 2000AF, 3P, 480V, 65kAIC, E2.2, Manually-Operated Fixed-Mounted (MOFX), 100% Rated ACB • EKIP Touch LSIG Protection • RELT Switch (Arc Flash Reduction) • 24V AUX Contacts • Digital 24V Bell Alarm • 24VDC EKIP Supply (Relt Switch) • 8mm Padlockable Push-Button Cover • Test Report | PUR | 2000AT / 2000AF, 3P, 480V, 65kAIC, E2.2, Manually-Operated Fixed-Mounted (MOFX), 100% Rated ACB • EKIP Touch LSIG Protection • RELT Switch (Arc Flash Reduction) • 24V AUX Contacts • Digital 24V Bell Alarm • 24VDC EKIP Supply (Relt Switch) • 8mm Padlockable Push-Button Cover • Test Report | EA | EA |  | TRUE |  | P | B/W | 100
135733 | 11 | 2 | States | Champlin | Hayley Fabian | TRUE | 2026-08-25T00:00:00 | 2026-12-03T00:00:00 | 2026-12-03T00:00:00 | 6 | 0 | 6 | 5823.62 | 69883.44 | 55316 | USA | N45 | 1501 | ABB INDUSTRIAL CONNECTIONS AND SOLUTIONS | 27511 | Z4SGULJX30LB00000ZKX | 2200AT / 2500AF, 3P, 480V, 65kAIC, E4.2, Manually-Operated Fixed-Mounted (MOFX), 100% Rated ACB• EKIP Touch LSIG Protection• RELT Switch (Arc Flash Reduction)• 24V AUX Contacts• Digital 24V Bell Alarm• 24VDC EKIP Supply (Relt Switch)• Kirk Key Provisions• 8mm Padlockable Push-Button Cover• Test Report | PUR | 2200AT / 2500AF, 3P, 480V, 65kAIC, E4.2, Manually-Operated Fixed-Mounted (MOFX), 100% Rated ACB• EKIP Touch LSIG Protection• RELT Switch (Arc Flash Reduction)• 24V AUX Contacts• Digital 24V Bell Alarm• 24VDC EKIP Supply (Relt Switch)• Kirk Key Provisions• 8mm Padlockable Push-Button Cover• Test Report | EA | EA |  | TRUE |  | P | B/W | 100
135733 | 12 | 1 | States | Champlin | Hayley Fabian | TRUE | 2026-08-25T00:00:00 | 2026-12-22T00:00:00 | 2026-12-22T00:00:00 | 2 | 0 | 2 | 3626.83 | 7253.66 | 55316 | USA | N45 | 1501 | ABB INDUSTRIAL CONNECTIONS AND SOLUTIONS | 27511 | XT7HQ380CQFFYSGXXX | 800AT/800AF, 65kAIC, 480V, LSIG, 100% Rated• 480V, 3Ø, 3P, 100kAIC, 100% Rated• EKIP Touch, LSIG, (G Protection can be disabled)• EKIP RELT 2K-3 with EKIP Supply 24-48VDC (E1.2)• 4Q 24VDC AUX Contacts• Padlock Device in Open Position• Amp Trip: 800 (MSBAD110 : to be dialed down to 400A)• Amp Frame: 800• Bolt-on, Molded Case Circuit Breaker (MCCB)• Circuit Breaker Frame: XT7 | PUR | 800AT/800AF, 65kAIC, 480V, LSIG, 100% Rated• 480V, 3Ø, 3P, 100kAIC, 100% Rated• EKIP Touch, LSIG, (G Protection can be disabled)• EKIP RELT 2K-3 with EKIP Supply 24-48VDC (E1.2)• 4Q 24VDC AUX Contacts• Padlock Device in Open Position• Amp Trip: 800 (MSBAD110 : to be dialed down to 400A)• Amp Frame: 800• Bolt-on, Molded Case Circuit Breaker (MCCB)• Circuit Breaker Frame: XT7 | EA | EA |  | TRUE |  | P | B/W | 100
135733 | 16 | 1 | States | Champlin | Hayley Fabian | TRUE | 2026-08-25T00:00:00 | 2026-12-17T00:00:00 | 2026-12-17T00:00:00 | 6 | 0 | 6 | 514.1 | 3084.6 | 55316 | USA | N45 | 1501 | ABB INDUSTRIAL CONNECTIONS AND SOLUTIONS | 27511 | XT2HU30601FD0HHXXX | 30AT / 125AF Distribution Feeder Circuit Breaker • 480V, 3Ø, 3P, 65kAIC, 80% Rated • EKIP DIP, LSI • 3Q+1SY 24VDC AUX Contacts • Padlock Device in Open Position • Amp Trip: 60 (adjusted to 30A) • Amp Frame: 125 • Bolt-on, Molded Case Circuit Breaker (MCCB) • Circuit Breaker Frame: XT2 | PUR | 30AT / 125AF Distribution Feeder Circuit Breaker • 480V, 3Ø, 3P, 65kAIC, 80% Rated • EKIP DIP, LSI • 3Q+1SY 24VDC AUX Contacts • Padlock Device in Open Position • Amp Trip: 60 (adjusted to 30A) • Amp Frame: 125 • Bolt-on, Molded Case Circuit Breaker (MCCB) • Circuit Breaker Frame: XT2 | EA | EA |  | TRUE |  | P | B/W | 100
135733 | 5 | 1 | States | Champlin | Hayley Fabian | TRUE | 2026-08-25T00:00:00 | 2026-12-03T00:00:00 | 2026-12-03T00:00:00 | 4 | 0 | 4 | 3949.63 | 15798.52 | 55316 | USA | N45 | 1501 | ABB INDUSTRIAL CONNECTIONS AND SOLUTIONS | 27511 | Z2SEUJJX30LB00000WKX | 1600AT / 1600AF, 3P, 480V, 65kAIC, E2.2 Manually-Operated Fixed-Mounted (MOFX), 100% Rated ACB • EKIP Touch LSIG Protection, (G Protection can be disabled) • RELT Switch (Arc Flash Reduction) • 24V AUX Contacts • Digital 24V Bell Alarm • 24VDC EKIP Supply (Relt Switch) • 8mm Padlockable Push-Button Cover • Kirk Key Provisions • Test Report | PUR | 1600AT / 1600AF, 3P, 480V, 65kAIC, E2.2 Manually-Operated Fixed-Mounted (MOFX), 100% Rated ACB • EKIP Touch LSIG Protection, (G Protection can be disabled) • RELT Switch (Arc Flash Reduction) • 24V AUX Contacts • Digital 24V Bell Alarm • 24VDC EKIP Supply (Relt Switch) • 8mm Padlockable Push-Button Cover • Kirk Key Provisions • Test Report | EA | EA |  | TRUE |  | P | B/W | 100
135733 | 8 | 2 | States | Champlin | Hayley Fabian | TRUE | 2026-08-25T00:00:00 | 2026-12-03T00:00:00 | 2026-12-03T00:00:00 | 4 | 0 | 4 | 11062.83 | 88502.64 | 55316 | USA | N45 | 1501 | ABB INDUSTRIAL CONNECTIONS AND SOLUTIONS | 27511 | ZCSHUMAK83LA0FF045XA | 3000A, 65kA, 4-Pole, Draw Out, Ekip Hi-Touch LSIG, RELT, 110-240V Power Supply, ModBus | PUR | 3000A, 65kA, 4-Pole, Draw Out, Ekip Hi-Touch LSIG, RELT, 110-240V Power Supply, ModBus | EA | EA |  | TRUE |  | P | B/W | 100
135733 | 3 | 3 | States | Champlin | Hayley Fabian | TRUE | 2026-08-25T00:00:00 | 2026-12-28T00:00:00 | 2026-12-28T00:00:00 | 10 | 0 | 10 | 10544.43 | 242521.89 | 55316 | USA | N45 | 1501 | ABB INDUSTRIAL CONNECTIONS AND SOLUTIONS | 27511 | Z6HJURJX30LB000005KX | 4000AT / 4000AF, 3P, 480V, 85kAIC, E6.2 Manually-Operated Fixed-Mounted (MOFX), 100% Rated ACB • EKIP Touch LSIG Protection • RELT Switch (Arc Flash Reduction) • 24V AUX Contacts • Digital 24V Bell Alarm • 24VDC EKIP Supply (Relt Switch) • 8mm Padlockable Push-Button Cover • Test Report | PUR | 4000AT / 4000AF, 3P, 480V, 85kAIC, E6.2 Manually-Operated Fixed-Mounted (MOFX), 100% Rated ACB • EKIP Touch LSIG Protection • RELT Switch (Arc Flash Reduction) • 24V AUX Contacts • Digital 24V Bell Alarm • 24VDC EKIP Supply (Relt Switch) • 8mm Padlockable Push-Button Cover • Test Report | EA | EA |  | TRUE |  | P | B/W | 100
135733 | 8 | 1 | States | Champlin | Hayley Fabian | TRUE | 2026-08-25T00:00:00 | 2026-12-03T00:00:00 | 2026-12-03T00:00:00 | 4 | 0 | 4 | 11062.83 | 88502.64 | 55316 | USA | N45 | 1501 | ABB INDUSTRIAL CONNECTIONS AND SOLUTIONS | 27511 | ZCSHUMAK83LA0FF045XA | 3000A, 65kA, 4-Pole, Draw Out, Ekip Hi-Touch LSIG, RELT, 110-240V Power Supply, ModBus | PUR | 3000A, 65kA, 4-Pole, Draw Out, Ekip Hi-Touch LSIG, RELT, 110-240V Power Supply, ModBus | EA | EA |  | TRUE |  | P | B/W | 100
135733 | 1 | 3 | States | Champlin | Hayley Fabian | TRUE | 2026-08-25T00:00:00 | 2026-12-11T00:00:00 | 2026-12-11T00:00:00 | 48 | 0 | 48 | 5763.04 | 587830.08 | 55316 | USA | N45 | 1501 | ABB INDUSTRIAL CONNECTIONS AND SOLUTIONS | 27511 | Z4SGULJX30LB000008KX | 2500AT (adjusted to 2200A) / 2500AF, 3P, 480V, 65kAIC, E4.2, Manually-Operated Fixed-Mounted (MOFX), 100% Rated ACB • EKIP Touch LSIG Protection • RELT Switch (Arc Flash Reduction) • 24V AUX Contacts • Digital 24V Bell Alarm • 24VDC EKIP Supply (Relt Switch) • 8mm Padlockable Push-Button Cover • Test Report | PUR | 2500AT (adjusted to 2200A) / 2500AF, 3P, 480V, 65kAIC, E4.2, Manually-Operated Fixed-Mounted (MOFX), 100% Rated ACB • EKIP Touch LSIG Protection • RELT Switch (Arc Flash Reduction) • 24V AUX Contacts • Digital 24V Bell Alarm • 24VDC EKIP Supply (Relt Switch) • 8mm Padlockable Push-Button Cover • Test Report | EA | EA |  | TRUE |  | P | B/W | 100
135733 | 6 | 1 | States | Champlin | Hayley Fabian | TRUE | 2026-08-25T00:00:00 | 2026-12-17T00:00:00 | 2026-12-17T00:00:00 | 2 | 0 | 2 | 639.72 | 1279.44 | 55316 | USA | N45 | 1501 | ABB INDUSTRIAL CONNECTIONS AND SOLUTIONS | 27511 | XT2HU31251FD0HHXXX | 125AT / 125AF Distribution Feeder Circuit Breaker • 480V, 3Ø, 3P, 65kAIC, 80% Rated • EKIP DIP, LSI • 3Q+1SY 24VDC AUX Contacts • Padlock Device in Open Position • Amp Trip: 125 • Amp Frame: 125 • Bolt-on, Molded Case Circuit Breaker (MCCB) • Circuit Breaker Frame: XT2 | PUR | 125AT / 125AF Distribution Feeder Circuit Breaker • 480V, 3Ø, 3P, 65kAIC, 80% Rated • EKIP DIP, LSI • 3Q+1SY 24VDC AUX Contacts • Padlock Device in Open Position • Amp Trip: 125 • Amp Frame: 125 • Bolt-on, Molded Case Circuit Breaker (MCCB) • Circuit Breaker Frame: XT2 | EA | EA |  | TRUE |  | P | B/W | 100
135733 | 3 | 1 | States | Champlin | Hayley Fabian | TRUE | 2026-08-25T00:00:00 | 2026-12-28T00:00:00 | 2026-12-28T00:00:00 | 12 | 0 | 12 | 10544.43 | 242521.89 | 55316 | USA | N45 | 1501 | ABB INDUSTRIAL CONNECTIONS AND SOLUTIONS | 27511 | Z6HJURJX30LB000005KX | 4000AT / 4000AF, 3P, 480V, 85kAIC, E6.2 Manually-Operated Fixed-Mounted (MOFX), 100% Rated ACB • EKIP Touch LSIG Protection • RELT Switch (Arc Flash Reduction) • 24V AUX Contacts • Digital 24V Bell Alarm • 24VDC EKIP Supply (Relt Switch) • 8mm Padlockable Push-Button Cover • Test Report | PUR | 4000AT / 4000AF, 3P, 480V, 85kAIC, E6.2 Manually-Operated Fixed-Mounted (MOFX), 100% Rated ACB • EKIP Touch LSIG Protection • RELT Switch (Arc Flash Reduction) • 24V AUX Contacts • Digital 24V Bell Alarm • 24VDC EKIP Supply (Relt Switch) • 8mm Padlockable Push-Button Cover • Test Report | EA | EA |  | TRUE |  | P | B/W | 100
135733 | 10 | 1 | States | Champlin | Hayley Fabian | TRUE | 2026-08-25T00:00:00 | 2026-12-03T00:00:00 | 2026-12-03T00:00:00 | 4 | 0 | 4 | 5144.09 | 41152.72 | 55316 | USA | N45 | 1501 | ABB INDUSTRIAL CONNECTIONS AND SOLUTIONS | 27511 | Z2SCUDAK830A0FF045XA | "800AF/400AT, 65kA, 3-Pole, Draw Out, Ekip HI-Touch LSIG, 110-240V Power Supply, ModBus " | PUR | "800AF/400AT, 65kA, 3-Pole, Draw Out, Ekip HI-Touch LSIG, 110-240V Power Supply, ModBus " | EA | EA |  | TRUE |  | P | B/W | 100
135733 | 9 | 1 | States | Champlin | Hayley Fabian | TRUE | 2026-08-25T00:00:00 | 2026-12-03T00:00:00 | 2026-12-03T00:00:00 | 2 | 0 | 2 | 11062.83 | 44251.32 | 55316 | USA | N45 | 1501 | ABB INDUSTRIAL CONNECTIONS AND SOLUTIONS | 27511 | ZCSHUNAK83LA0FF045XA | 3200A, 65kA, 4-Pole, Draw Out, Ekip Hi-Touch LSIG, RELT, 110-240V Power Supply, ModBus | PUR | 3200A, 65kA, 4-Pole, Draw Out, Ekip Hi-Touch LSIG, RELT, 110-240V Power Supply, ModBus | EA | EA |  | TRUE |  | P | B/W | 100
135733 | 7 | 2 | States | Champlin | Hayley Fabian | TRUE | 2026-08-25T00:00:00 | 2026-12-22T00:00:00 | 2026-12-22T00:00:00 | 24 | 0 | 24 | 13816.5 | 663192 | 55316 | USA | N45 | 1501 | ABB INDUSTRIAL CONNECTIONS AND SOLUTIONS | 27511 | Z6HKUSJX30LB000005KX | 5000AT / 5000AF, 3P, 480V, 85kAIC, Manually-Operated Fixed-Mounted (MOFX), 100% Rated ACB • EKIP Touch LSIG Protection • RELT Switch (Arc Flash Reduction) • 24V AUX Contacts • Digital 24V Bell Alarm • 24VDC EKIP Supply (Relt Switch) • 8mm Padlockable Push-Button Cover • Test Report | PUR | 5000AT / 5000AF, 3P, 480V, 85kAIC, Manually-Operated Fixed-Mounted (MOFX), 100% Rated ACB • EKIP Touch LSIG Protection • RELT Switch (Arc Flash Reduction) • 24V AUX Contacts • Digital 24V Bell Alarm • 24VDC EKIP Supply (Relt Switch) • 8mm Padlockable Push-Button Cover • Test Report | EA | EA |  | TRUE |  | P | B/W | 100
135733 | 9 | 2 | States | Champlin | Hayley Fabian | TRUE | 2026-08-25T00:00:00 | 2026-12-03T00:00:00 | 2026-12-03T00:00:00 | 2 | 0 | 2 | 11062.83 | 44251.32 | 55316 | USA | N45 | 1501 | ABB INDUSTRIAL CONNECTIONS AND SOLUTIONS | 27511 | ZCSHUNAK83LA0FF045XA | 3200A, 65kA, 4-Pole, Draw Out, Ekip Hi-Touch LSIG, RELT, 110-240V Power Supply, ModBus | PUR | 3200A, 65kA, 4-Pole, Draw Out, Ekip Hi-Touch LSIG, RELT, 110-240V Power Supply, ModBus | EA | EA |  | TRUE |  | P | B/W | 100
135733 | 4 | 1 | States | Champlin | Hayley Fabian | TRUE | 2026-08-25T00:00:00 | 2026-12-03T00:00:00 | 2026-12-03T00:00:00 | 4 | 0 | 4 | 3887.58 | 46650.96 | 55316 | USA | N45 | 1501 | ABB INDUSTRIAL CONNECTIONS AND SOLUTIONS | 27511 | Z2SEUJBX30LB000005KX | 1600AT / 1600AF, 3P, 480V, 65kAIC, E2.2 Manually-Operated Fixed-Mounted (MOFX), 100% Rated ACB• EKIP Touch LSIG Protection• RELT Switch (Arc Flash Reduction)• 24V AUX Contacts• Digital 24V Bell Alarm• 24VDC EKIP Supply (Relt Switch)• 8mm Padlockable Push-Button Cover• Test Report | PUR | 1600AT / 1600AF, 3P, 480V, 65kAIC, E2.2 Manually-Operated Fixed-Mounted (MOFX), 100% Rated ACB• EKIP Touch LSIG Protection• RELT Switch (Arc Flash Reduction)• 24V AUX Contacts• Digital 24V Bell Alarm• 24VDC EKIP Supply (Relt Switch)• 8mm Padlockable Push-Button Cover• Test Report | EA | EA |  | TRUE |  | P | B/W | 100
135733 | 3 | 2 | States | Champlin | Hayley Fabian | TRUE | 2026-08-25T00:00:00 | 2026-12-28T00:00:00 | 2026-12-28T00:00:00 | 1 | 0 | 1 | 10544.43 | 242521.89 | 55316 | USA | N45 | 1501 | ABB INDUSTRIAL CONNECTIONS AND SOLUTIONS | 27511 | Z6HJURJX30LB000005KX | 4000AT / 4000AF, 3P, 480V, 85kAIC, E6.2 Manually-Operated Fixed-Mounted (MOFX), 100% Rated ACB • EKIP Touch LSIG Protection • RELT Switch (Arc Flash Reduction) • 24V AUX Contacts • Digital 24V Bell Alarm • 24VDC EKIP Supply (Relt Switch) • 8mm Padlockable Push-Button Cover • Test Report | PUR | 4000AT / 4000AF, 3P, 480V, 85kAIC, E6.2 Manually-Operated Fixed-Mounted (MOFX), 100% Rated ACB • EKIP Touch LSIG Protection • RELT Switch (Arc Flash Reduction) • 24V AUX Contacts • Digital 24V Bell Alarm • 24VDC EKIP Supply (Relt Switch) • 8mm Padlockable Push-Button Cover • Test Report | EA | EA |  | TRUE |  | P | B/W | 100
135733 | 7 | 1 | States | Champlin | Hayley Fabian | TRUE | 2026-08-25T00:00:00 | 2026-12-22T00:00:00 | 2026-12-22T00:00:00 | 24 | 0 | 24 | 13816.5 | 663192 | 55316 | USA | N45 | 1501 | ABB INDUSTRIAL CONNECTIONS AND SOLUTIONS | 27511 | Z6HKUSJX30LB000005KX | 5000AT / 5000AF, 3P, 480V, 85kAIC, Manually-Operated Fixed-Mounted (MOFX), 100% Rated ACB • EKIP Touch LSIG Protection • RELT Switch (Arc Flash Reduction) • 24V AUX Contacts • Digital 24V Bell Alarm • 24VDC EKIP Supply (Relt Switch) • 8mm Padlockable Push-Button Cover • Test Report | PUR | 5000AT / 5000AF, 3P, 480V, 85kAIC, Manually-Operated Fixed-Mounted (MOFX), 100% Rated ACB • EKIP Touch LSIG Protection • RELT Switch (Arc Flash Reduction) • 24V AUX Contacts • Digital 24V Bell Alarm • 24VDC EKIP Supply (Relt Switch) • 8mm Padlockable Push-Button Cover • Test Report | EA | EA |  | TRUE |  | P | B/W | 100
135733 | 1 | 1 | States | Champlin | Hayley Fabian | TRUE | 2026-08-25T00:00:00 | 2026-12-11T00:00:00 | 2026-12-11T00:00:00 | 49 | 0 | 49 | 5763.04 | 587830.08 | 55316 | USA | N45 | 1501 | ABB INDUSTRIAL CONNECTIONS AND SOLUTIONS | 27511 | Z4SGULJX30LB000008KX | 2500AT (adjusted to 2200A) / 2500AF, 3P, 480V, 65kAIC, E4.2, Manually-Operated Fixed-Mounted (MOFX), 100% Rated ACB • EKIP Touch LSIG Protection • RELT Switch (Arc Flash Reduction) • 24V AUX Contacts • Digital 24V Bell Alarm • 24VDC EKIP Supply (Relt Switch) • 8mm Padlockable Push-Button Cover • Test Report | PUR | 2500AT (adjusted to 2200A) / 2500AF, 3P, 480V, 65kAIC, E4.2, Manually-Operated Fixed-Mounted (MOFX), 100% Rated ACB • EKIP Touch LSIG Protection • RELT Switch (Arc Flash Reduction) • 24V AUX Contacts • Digital 24V Bell Alarm • 24VDC EKIP Supply (Relt Switch) • 8mm Padlockable Push-Button Cover • Test Report | EA | EA |  | TRUE |  | P | B/W | 100
135733 | 2 | 2 | States | Champlin | Hayley Fabian | TRUE | 2026-08-25T00:00:00 | 2026-12-03T00:00:00 | 2026-12-03T00:00:00 | 3 | 0 | 3 | 4220.24 | 25321.44 | 55316 | USA | N45 | 1501 | ABB INDUSTRIAL CONNECTIONS AND SOLUTIONS | 27511 | Z2SFUKBX30LB000005KX | 2000AT / 2000AF, 3P, 480V, 65kAIC, E2.2, Manually-Operated Fixed-Mounted (MOFX), 100% Rated ACB • EKIP Touch LSIG Protection • RELT Switch (Arc Flash Reduction) • 24V AUX Contacts • Digital 24V Bell Alarm • 24VDC EKIP Supply (Relt Switch) • 8mm Padlockable Push-Button Cover • Test Report | PUR | 2000AT / 2000AF, 3P, 480V, 65kAIC, E2.2, Manually-Operated Fixed-Mounted (MOFX), 100% Rated ACB • EKIP Touch LSIG Protection • RELT Switch (Arc Flash Reduction) • 24V AUX Contacts • Digital 24V Bell Alarm • 24VDC EKIP Supply (Relt Switch) • 8mm Padlockable Push-Button Cover • Test Report | EA | EA |  | TRUE |  | P | B/W | 100
135733 | 11 | 1 | States | Champlin | Hayley Fabian | TRUE | 2026-08-25T00:00:00 | 2026-12-03T00:00:00 | 2026-12-03T00:00:00 | 6 | 0 | 6 | 5823.62 | 69883.44 | 55316 | USA | N45 | 1501 | ABB INDUSTRIAL CONNECTIONS AND SOLUTIONS | 27511 | Z4SGULJX30LB00000ZKX | 2200AT / 2500AF, 3P, 480V, 65kAIC, E4.2, Manually-Operated Fixed-Mounted (MOFX), 100% Rated ACB• EKIP Touch LSIG Protection• RELT Switch (Arc Flash Reduction)• 24V AUX Contacts• Digital 24V Bell Alarm• 24VDC EKIP Supply (Relt Switch)• Kirk Key Provisions• 8mm Padlockable Push-Button Cover• Test Report | PUR | 2200AT / 2500AF, 3P, 480V, 65kAIC, E4.2, Manually-Operated Fixed-Mounted (MOFX), 100% Rated ACB• EKIP Touch LSIG Protection• RELT Switch (Arc Flash Reduction)• 24V AUX Contacts• Digital 24V Bell Alarm• 24VDC EKIP Supply (Relt Switch)• Kirk Key Provisions• 8mm Padlockable Push-Button Cover• Test Report | EA | EA |  | TRUE |  | P | B/W | 100
135733 | 14 | 1 | States | Champlin | Hayley Fabian | TRUE | 2026-08-25T00:00:00 | 2027-01-27T00:00:00 | 2026-12-17T00:00:00 | 13 | 0 | 13 | 639.72 | 14073.84 | 55316 | USA | N45 | 1501 | ABB INDUSTRIAL CONNECTIONS AND SOLUTIONS | 27511 | XT2HU31001FD0HHXXX | 80AT / 125AF, 3P, 480V, 65kAIC, Distribution Feeder Circuit Breaker • 480V, 3Ø, 3P, 80% Rated • EKIP DIP, LSI • 3Q+1SY 24VDC AUX Contacts • Padlock Device in Open Position • Amp Trip: 100 (Dialed Down up to 80A) • Amp Frame: 125 • Bolt-on, Molded Case Circuit Breaker (MCCB) • Circuit Breaker Frame: XT2 | PUR | 80AT / 125AF, 3P, 480V, 65kAIC, Distribution Feeder Circuit Breaker • 480V, 3Ø, 3P, 80% Rated • EKIP DIP, LSI • 3Q+1SY 24VDC AUX Contacts • Padlock Device in Open Position • Amp Trip: 100 (Dialed Down up to 80A) • Amp Frame: 125 • Bolt-on, Molded Case Circuit Breaker (MCCB) • Circuit Breaker Frame: XT2 | EA | EA |  | TRUE |  | P | B/W | 100
135733 | 13 | 2 | States | Champlin | Hayley Fabian | TRUE | 2026-08-25T00:00:00 | 2026-12-22T00:00:00 | 2026-12-22T00:00:00 | 10 | 0 | 10 | 3739.35 | 78526.35 | 55316 | USA | N45 | 1501 | ABB INDUSTRIAL CONNECTIONS AND SOLUTIONS | 27511 | Z2SDUHJX30LB000008KX | 1200AT / 1200AF, 3P, 480V, 65kAIC, Manually-Operated Fixed-Mounted (MOFX), 100% Rated ACB • EKIP Touch LSIG Protection • RELT Switch (Arc Flash Reduction) • 24V AUX Contacts • Digital 24V Bell Alarm • 24VDC EKIP Supply (Relt Switch) • 8mm Padlockable Push-Button Cover • Test Report | PUR | 1200AT / 1200AF, 3P, 480V, 65kAIC, Manually-Operated Fixed-Mounted (MOFX), 100% Rated ACB • EKIP Touch LSIG Protection • RELT Switch (Arc Flash Reduction) • 24V AUX Contacts • Digital 24V Bell Alarm • 24VDC EKIP Supply (Relt Switch) • 8mm Padlockable Push-Button Cover • Test Report | EA | EA |  | TRUE |  | P | B/W | 100
135733 | 13 | 1 | States | Champlin | Hayley Fabian | TRUE | 2026-08-25T00:00:00 | 2026-12-03T00:00:00 | 2026-12-03T00:00:00 | 11 | 0 | 11 | 3739.35 | 78526.35 | 55316 | USA | N45 | 1501 | ABB INDUSTRIAL CONNECTIONS AND SOLUTIONS | 27511 | Z2SDUHJX30LB000008KX | 1200AT / 1200AF, 3P, 480V, 65kAIC, Manually-Operated Fixed-Mounted (MOFX), 100% Rated ACB • EKIP Touch LSIG Protection • RELT Switch (Arc Flash Reduction) • 24V AUX Contacts • Digital 24V Bell Alarm • 24VDC EKIP Supply (Relt Switch) • 8mm Padlockable Push-Button Cover • Test Report | PUR | 1200AT / 1200AF, 3P, 480V, 65kAIC, Manually-Operated Fixed-Mounted (MOFX), 100% Rated ACB • EKIP Touch LSIG Protection • RELT Switch (Arc Flash Reduction) • 24V AUX Contacts • Digital 24V Bell Alarm • 24VDC EKIP Supply (Relt Switch) • 8mm Padlockable Push-Button Cover • Test Report | EA | EA |  | TRUE |  | P | B/W | 100
135733 | 4 | 2 | States | Champlin | Hayley Fabian | TRUE | 2026-08-25T00:00:00 | 2026-12-03T00:00:00 | 2026-12-03T00:00:00 | 4 | 0 | 4 | 3887.58 | 46650.96 | 55316 | USA | N45 | 1501 | ABB INDUSTRIAL CONNECTIONS AND SOLUTIONS | 27511 | Z2SEUJBX30LB000005KX | 1600AT / 1600AF, 3P, 480V, 65kAIC, E2.2 Manually-Operated Fixed-Mounted (MOFX), 100% Rated ACB• EKIP Touch LSIG Protection• RELT Switch (Arc Flash Reduction)• 24V AUX Contacts• Digital 24V Bell Alarm• 24VDC EKIP Supply (Relt Switch)• 8mm Padlockable Push-Button Cover• Test Report | PUR | 1600AT / 1600AF, 3P, 480V, 65kAIC, E2.2 Manually-Operated Fixed-Mounted (MOFX), 100% Rated ACB• EKIP Touch LSIG Protection• RELT Switch (Arc Flash Reduction)• 24V AUX Contacts• Digital 24V Bell Alarm• 24VDC EKIP Supply (Relt Switch)• 8mm Padlockable Push-Button Cover• Test Report | EA | EA |  | TRUE |  | P | B/W | 100
135733 | 15 | 1 | States | Champlin | Hayley Fabian | TRUE | 2026-08-25T00:00:00 | 2026-12-28T00:00:00 | 2026-12-28T00:00:00 | 3 | 0 | 3 | 4113.77 | 53479.01 | 55316 | USA | N45 | 1501 | ABB INDUSTRIAL CONNECTIONS AND SOLUTIONS | 27511 | XT7HQ310DQFWYSJXXX | 1000AT / 1000AF, 3P, 480V, 65kAIC, Distribution Feeder Circuit Breaker, 100% Rated MCCB• 480V, 3Ø, 3P, 65kAIC, 100% Rated• EKIP Touch, LSIG, (G Protection can be disabled)• EKIP RELT 2K-3 with EKIP Supply 24-48VDC (E1.2)• AUX 4Q 24VDC Contacts• Padlock Device in Open Position• Amp Trip: 1000• Amp Frame: 1000• Bolt-on Molded-Case Circuit Breaker (MCCB)• Circuit Breaker Frame: XT7 | PUR | 1000AT / 1000AF, 3P, 480V, 65kAIC, Distribution Feeder Circuit Breaker, 100% Rated MCCB• 480V, 3Ø, 3P, 65kAIC, 100% Rated• EKIP Touch, LSIG, (G Protection can be disabled)• EKIP RELT 2K-3 with EKIP Supply 24-48VDC (E1.2)• AUX 4Q 24VDC Contacts• Padlock Device in Open Position• Amp Trip: 1000• Amp Frame: 1000• Bolt-on Molded-Case Circuit Breaker (MCCB)• Circuit Breaker Frame: XT7 | EA | EA |  | TRUE |  | P | B/W | 100
135733 | 14 | 2 | States | Champlin | Hayley Fabian | TRUE | 2026-08-25T00:00:00 | 2027-01-27T00:00:00 | 2026-12-17T00:00:00 | 9 | 0 | 9 | 639.72 | 14073.84 | 55316 | USA | N45 | 1501 | ABB INDUSTRIAL CONNECTIONS AND SOLUTIONS | 27511 | XT2HU31001FD0HHXXX | 80AT / 125AF, 3P, 480V, 65kAIC, Distribution Feeder Circuit Breaker • 480V, 3Ø, 3P, 80% Rated • EKIP DIP, LSI • 3Q+1SY 24VDC AUX Contacts • Padlock Device in Open Position • Amp Trip: 100 (Dialed Down up to 80A) • Amp Frame: 125 • Bolt-on, Molded Case Circuit Breaker (MCCB) • Circuit Breaker Frame: XT2 | PUR | 80AT / 125AF, 3P, 480V, 65kAIC, Distribution Feeder Circuit Breaker • 480V, 3Ø, 3P, 80% Rated • EKIP DIP, LSI • 3Q+1SY 24VDC AUX Contacts • Padlock Device in Open Position • Amp Trip: 100 (Dialed Down up to 80A) • Amp Frame: 125 • Bolt-on, Molded Case Circuit Breaker (MCCB) • Circuit Breaker Frame: XT2 | EA | EA |  | TRUE |  | P | B/W | 100
135733 | 10 | 2 | States | Champlin | Hayley Fabian | TRUE | 2026-08-25T00:00:00 | 2026-12-03T00:00:00 | 2026-12-03T00:00:00 | 4 | 0 | 4 | 5144.09 | 41152.72 | 55316 | USA | N45 | 1501 | ABB INDUSTRIAL CONNECTIONS AND SOLUTIONS | 27511 | Z2SCUDAK830A0FF045XA | "800AF/400AT, 65kA, 3-Pole, Draw Out, Ekip HI-Touch LSIG, 110-240V Power Supply, ModBus " | PUR | "800AF/400AT, 65kA, 3-Pole, Draw Out, Ekip HI-Touch LSIG, 110-240V Power Supply, ModBus " | EA | EA |  | TRUE |  | P | B/W | 100
135733 | 15 | 2 | States | Champlin | Hayley Fabian | TRUE | 2026-08-25T00:00:00 | 2027-02-16T00:00:00 | 2027-02-16T00:00:00 | 10 | 0 | 10 | 4113.77 | 53479.01 | 55316 | USA | N45 | 1501 | ABB INDUSTRIAL CONNECTIONS AND SOLUTIONS | 27511 | XT7HQ310DQFWYSJXXX | 1000AT / 1000AF, 3P, 480V, 65kAIC, Distribution Feeder Circuit Breaker, 100% Rated MCCB• 480V, 3Ø, 3P, 65kAIC, 100% Rated• EKIP Touch, LSIG, (G Protection can be disabled)• EKIP RELT 2K-3 with EKIP Supply 24-48VDC (E1.2)• AUX 4Q 24VDC Contacts• Padlock Device in Open Position• Amp Trip: 1000• Amp Frame: 1000• Bolt-on Molded-Case Circuit Breaker (MCCB)• Circuit Breaker Frame: XT7 | PUR | 1000AT / 1000AF, 3P, 480V, 65kAIC, Distribution Feeder Circuit Breaker, 100% Rated MCCB• 480V, 3Ø, 3P, 65kAIC, 100% Rated• EKIP Touch, LSIG, (G Protection can be disabled)• EKIP RELT 2K-3 with EKIP Supply 24-48VDC (E1.2)• AUX 4Q 24VDC Contacts• Padlock Device in Open Position• Amp Trip: 1000• Amp Frame: 1000• Bolt-on Molded-Case Circuit Breaker (MCCB)• Circuit Breaker Frame: XT7 | EA | EA |  | TRUE |  | P | B/W | 100
135733 | 4 | 3 | States | Champlin | Hayley Fabian | TRUE | 2026-08-25T00:00:00 | 2026-12-03T00:00:00 | 2026-12-03T00:00:00 | 4 | 0 | 4 | 3887.58 | 46650.96 | 55316 | USA | N45 | 1501 | ABB INDUSTRIAL CONNECTIONS AND SOLUTIONS | 27511 | Z2SEUJBX30LB000005KX | 1600AT / 1600AF, 3P, 480V, 65kAIC, E2.2 Manually-Operated Fixed-Mounted (MOFX), 100% Rated ACB• EKIP Touch LSIG Protection• RELT Switch (Arc Flash Reduction)• 24V AUX Contacts• Digital 24V Bell Alarm• 24VDC EKIP Supply (Relt Switch)• 8mm Padlockable Push-Button Cover• Test Report | PUR | 1600AT / 1600AF, 3P, 480V, 65kAIC, E2.2 Manually-Operated Fixed-Mounted (MOFX), 100% Rated ACB• EKIP Touch LSIG Protection• RELT Switch (Arc Flash Reduction)• 24V AUX Contacts• Digital 24V Bell Alarm• 24VDC EKIP Supply (Relt Switch)• 8mm Padlockable Push-Button Cover• Test Report | EA | EA |  | TRUE |  | P | B/W | 100
135768 | 1 | 1 | States | Dayton | Hayley Fabian | TRUE | 2026-08-28T00:00:00 | 2026-11-23T00:00:00 | 2026-11-23T00:00:00 | 2 | 0 | 2 | 90.84 | 181.68 | 55369 | USA | N45 | 1501 | ABB INDUSTRIAL CONNECTIONS AND SOLUTIONS | 27511 | AF26-22-00-13 | 45A Contactor, 4-pole, 2-NO & 2 NC main contacts, 100-250VAC / VDC coil | PUR | 45A Contactor, 4-pole, 2-NO & 2 NC main contacts, 100-250VAC / VDC coil | EA | EA |  | TRUE |  | P | B/W | DAYTON
135987 | 1 | 2 | States | Champlin | Hayley Fabian | TRUE | 2026-09-09T00:00:00 | 2026-12-09T00:00:00 |  | 1 | 0 | 1 | 4236.69 | 12710.07 | 55316 | USA | N45 | 1501 | ABB INDUSTRIAL CONNECTIONS AND SOLUTIONS | 27511 | Z2SDUHBF60LA0EE045XX | 1200A, 65kA, 3-Pole, Fixed, Ekip Touch LSIG, RELT, 120V Power Supply, 120V Shunt/Closing Coil/Motor Operator, 4 Aux Contacts, PushButton Cover | PUR | Z2SDUHBF60LA0EE045XX 1200A, 65kA, 3-Pole, Fixed, Ekip Touch LSIG, RELT, 120V Power Supply, 120V Shunt/Closing Coil/Motor Operator, 4 Aux Contacts, PushButton Cover | EA | EA |  | FALSE |  | P | B/W | 100 |  | 77037-39-1
135987 | 1 | 3 | States | Champlin | Hayley Fabian | TRUE | 2026-09-09T00:00:00 | 2026-12-09T00:00:00 |  | 1 | 0 | 1 | 4236.69 | 12710.07 | 55316 | USA | N45 | 1501 | ABB INDUSTRIAL CONNECTIONS AND SOLUTIONS | 27511 | Z2SDUHBF60LA0EE045XX | 1200A, 65kA, 3-Pole, Fixed, Ekip Touch LSIG, RELT, 120V Power Supply, 120V Shunt/Closing Coil/Motor Operator, 4 Aux Contacts, PushButton Cover | PUR | Z2SDUHBF60LA0EE045XX 1200A, 65kA, 3-Pole, Fixed, Ekip Touch LSIG, RELT, 120V Power Supply, 120V Shunt/Closing Coil/Motor Operator, 4 Aux Contacts, PushButton Cover | EA | EA |  | FALSE |  | P | B/W | 100 |  | 77037-39-1
135987 | 1 | 1 | States | Champlin | Hayley Fabian | TRUE | 2026-09-09T00:00:00 | 2026-12-09T00:00:00 |  | 1 | 0 | 1 | 4236.69 | 12710.07 | 55316 | USA | N45 | 1501 | ABB INDUSTRIAL CONNECTIONS AND SOLUTIONS | 27511 | Z2SDUHBF60LA0EE045XX | 1200A, 65kA, 3-Pole, Fixed, Ekip Touch LSIG, RELT, 120V Power Supply, 120V Shunt/Closing Coil/Motor Operator, 4 Aux Contacts, PushButton Cover | PUR | Z2SDUHBF60LA0EE045XX 1200A, 65kA, 3-Pole, Fixed, Ekip Touch LSIG, RELT, 120V Power Supply, 120V Shunt/Closing Coil/Motor Operator, 4 Aux Contacts, PushButton Cover | EA | EA |  | FALSE |  | P | B/W | 100 |  | 77037-39-1
135987 | 2 | 1 | States | Champlin | Hayley Fabian | TRUE | 2026-09-09T00:00:00 | 2026-12-09T00:00:00 |  | 1 | 0 | 1 | 6188.98 | 12377.96 | 55316 | USA | N45 | 1501 | ABB INDUSTRIAL CONNECTIONS AND SOLUTIONS | 27511 | Z4SGULBF60LA0EE045XX | Z4SGULBF60LA0EE045XX 2500A, 65kA, 3-Pole, Fixed, Ekip Touch LSIG, RELT, 120V Power Supply, 120V Shunt/Closing Coil/Motor Operator, 4 Aux Contacts, PushButton Cover | PUR | Z4SGULBF60LA0EE045XX 2500A, 65kA, 3-Pole, Fixed, Ekip Touch LSIG, RELT, 120V Power Supply, 120V Shunt/Closing Coil/Motor Operator, 4 Aux Contacts, PushButton Cover | EA | EA |  | FALSE |  | P | B/W | 100 |  | 77037-39-1
135987 | 2 | 2 | States | Champlin | Hayley Fabian | TRUE | 2026-09-09T00:00:00 | 2026-12-09T00:00:00 |  | 1 | 0 | 1 | 6188.98 | 12377.96 | 55316 | USA | N45 | 1501 | ABB INDUSTRIAL CONNECTIONS AND SOLUTIONS | 27511 | Z4SGULBF60LA0EE045XX | Z4SGULBF60LA0EE045XX 2500A, 65kA, 3-Pole, Fixed, Ekip Touch LSIG, RELT, 120V Power Supply, 120V Shunt/Closing Coil/Motor Operator, 4 Aux Contacts, PushButton Cover | PUR | Z4SGULBF60LA0EE045XX 2500A, 65kA, 3-Pole, Fixed, Ekip Touch LSIG, RELT, 120V Power Supply, 120V Shunt/Closing Coil/Motor Operator, 4 Aux Contacts, PushButton Cover | EA | EA |  | FALSE |  | P | B/W | 100 |  | 77037-39-1
135695 | 1 | 2 | States | Dayton | Hayley Fabian | TRUE | 2026-08-24T00:00:00 | 2026-12-04T00:00:00 | 2026-12-04T00:00:00 | 1 | 0 | 1 | 679.49 | 1358.98 | 55369 | USA | N45 | 1501 | ABB INDUSTRIAL CONNECTIONS AND SOLUTIONS | 27511 | XT4HU32501FL000XXX | XT4H 250 Ekip C Dip LSI In250A 3pFF UL/CSA | PUR | XT4H 250 Ekip C Dip LSI In250A 3pFF UL/CSA | EA | EA |  | TRUE |  | P | B/W | DAYTON
135695 | 3 | 2 | States | Dayton | Hayley Fabian | TRUE | 2026-08-24T00:00:00 | 2026-12-04T00:00:00 | 2026-12-04T00:00:00 | 2 | 0 | 2 | 541.45 | 2165.8 | 55369 | USA | N45 | 1501 | ABB INDUSTRIAL CONNECTIONS AND SOLUTIONS | 27511 | XT4NU32501FL000XXX | XT4N 250 Ekip C Dip LSI In250A 3pFF UL/CSA | PUR | XT4N 250 Ekip C Dip LSI In250A 3pFF UL/CSA | EA | EA |  | TRUE |  | P | B/W | DAYTON
135695 | 3 | 1 | States | Dayton | Hayley Fabian | TRUE | 2026-08-24T00:00:00 | 2026-12-04T00:00:00 | 2026-12-04T00:00:00 | 2 | 0 | 2 | 541.45 | 2165.8 | 55369 | USA | N45 | 1501 | ABB INDUSTRIAL CONNECTIONS AND SOLUTIONS | 27511 | XT4NU32501FL000XXX | XT4N 250 Ekip C Dip LSI In250A 3pFF UL/CSA | PUR | XT4N 250 Ekip C Dip LSI In250A 3pFF UL/CSA | EA | EA |  | TRUE |  | P | B/W | DAYTON
135695 | 2 | 2 | States | Dayton | Hayley Fabian | TRUE | 2026-08-24T00:00:00 | 2026-12-04T00:00:00 | 2026-12-04T00:00:00 | 2 | 0 | 2 | 488.54 | 1954.16 | 55369 | USA | N45 | 1501 | ABB INDUSTRIAL CONNECTIONS AND SOLUTIONS | 27511 | XT4NU31501FJ000XXX | XT4N 250 TMF 150-1500 3p F F UL/CSA | PUR | XT4N 250 TMF 150-1500 3p F F UL/CSA | EA | EA |  | TRUE |  | P | B/W | DAYTON
135695 | 4 | 1 | States | Dayton | Hayley Fabian | TRUE | 2026-08-24T00:00:00 | 2026-10-28T00:00:00 | 2026-10-28T00:00:00 | 2 | 0 | 2 | 892.12 | 3568.48 | 55369 | USA | N45 | 1501 | ABB INDUSTRIAL CONNECTIONS AND SOLUTIONS | 27511 | XT4HU32251YJ000XXX | RGXT4H 250 E.DIP LSI 225 3P UL | PUR | RGXT4H 250 E.DIP LSI 225 3P UL | EA | EA |  | TRUE |  | P | B/W | DAYTON
135695 | 4 | 2 | States | Dayton | Hayley Fabian | TRUE | 2026-08-24T00:00:00 | 2026-12-03T00:00:00 | 2026-12-03T00:00:00 | 2 | 0 | 2 | 892.12 | 3568.48 | 55369 | USA | N45 | 1501 | ABB INDUSTRIAL CONNECTIONS AND SOLUTIONS | 27511 | XT4HU32251YJ000XXX | RGXT4H 250 E.DIP LSI 225 3P UL | PUR | RGXT4H 250 E.DIP LSI 225 3P UL | EA | EA |  | TRUE |  | P | B/W | DAYTON
135695 | 1 | 1 | States | Dayton | Hayley Fabian | TRUE | 2026-08-24T00:00:00 | 2026-12-04T00:00:00 | 2026-12-04T00:00:00 | 1 | 0 | 1 | 679.49 | 1358.98 | 55369 | USA | N45 | 1501 | ABB INDUSTRIAL CONNECTIONS AND SOLUTIONS | 27511 | XT4HU32501FL000XXX | XT4H 250 Ekip C Dip LSI In250A 3pFF UL/CSA | PUR | XT4H 250 Ekip C Dip LSI In250A 3pFF UL/CSA | EA | EA |  | TRUE |  | P | B/W | DAYTON
135695 | 2 | 1 | States | Dayton | Hayley Fabian | TRUE | 2026-08-24T00:00:00 | 2026-12-04T00:00:00 | 2026-12-04T00:00:00 | 2 | 0 | 2 | 488.54 | 1954.16 | 55369 | USA | N45 | 1501 | ABB INDUSTRIAL CONNECTIONS AND SOLUTIONS | 27511 | XT4NU31501FJ000XXX | XT4N 250 TMF 150-1500 3p F F UL/CSA | PUR | XT4N 250 TMF 150-1500 3p F F UL/CSA | EA | EA |  | TRUE |  | P | B/W | DAYTON
135932 | 21 | 1 | States | Champlin | Hayley Fabian | TRUE | 2026-09-04T00:00:00 | 2027-01-18T00:00:00 | 2027-01-18T00:00:00 | 1 | 0 | 1 | 7544.26 | 7544.26 | 55316 | USA | N45 | 1501 | ABB INDUSTRIAL CONNECTIONS AND SOLUTIONS | 27511 | Z4SHUNBF60LA0EE045XX | E4.2S-A 3200 EKIP TOUCH LSIG 3P FVR | MEC | E4.2S-A 3200 EKIP TOUCH LSIG 3P FVR | EA | EA |  | TRUE |  | P | B/W | 100 |  | 76898-39-1
135932 | 16 | 1 | States | Champlin | Hayley Fabian | TRUE | 2026-09-04T00:00:00 | 2026-12-11T00:00:00 | 2026-12-11T00:00:00 | 1 | 0 | 1 | 2646.92 | 2646.92 | 55316 | USA | N45 | 1501 | ABB INDUSTRIAL CONNECTIONS AND SOLUTIONS | 27511 | XT7HU380CFYW000XXX | RGXT7H 800 E.DIP LSI 800 3P UL | MEC | 1XT7H 800 EKIP DIP LSI IN=800A 3P UL (1SDA102950R1)1SDA102950R1XT7HU380CFFF000XXX 1NEXT XT7 LSC 3000269494A001 (1SDA114245R1)1SDA114245R1 1KIT FCCUAL 4X240 INF E1.2-XT7/M F 3PINST (1SDA073999R1)1SDA073999R1 | EA | EA |  | TRUE |  | P | B/W | 100 |  | 76898-39-1
135932 | 18 | 1 | States | Champlin | Hayley Fabian | TRUE | 2026-09-04T00:00:00 | 2027-01-18T00:00:00 | 2027-01-18T00:00:00 | 1 | 0 | 1 | 4869.66 | 4869.66 | 55316 | USA | N45 | 1501 | ABB INDUSTRIAL CONNECTIONS AND SOLUTIONS | 27511 | Z4SGULBE000A000000XX | 1E4.2S-A 2500 EKIP TOUCH LSI 3P FHR (1SDA078002R1)Z4SGULBE000A000000XX 1KIT VR SUP E4.2 F 2500A 3PCS UL INST (1SDA079862R1)1SDA079862R1 1KIT VR INF E4.2 F 2500A 3PCS UL INST (1SDA079864R1)1SDA079864R1 1YO E1.2..E6.2 24 V AC/DC (1SDA073668R1)ZEASA 1YC E1.2..E6.2 24 V AC/DC (1SDA073681R1)ZEACA 1M E2.2...E6.2 24-30 V AC/DC (1SDA073722R1)ZEBM2 1S51 250V E2.2...E6.2 (1SDA073778R1)ZEBBA 1PBC D=8mm E2.2...E6.2 (1SDA073861R1)ZEBPBC8 1Ekip Supply 24-48VDC (1SDA074173R1)ZEAPWRSD 1Ekip 2K-3 E1.2...E6.2 (1SDA074169R1)ZEB2K3 | PUR | 1E4.2S-A 2500 EKIP TOUCH LSI 3P FHR (1SDA078002R1)Z4SGULBE000A000000XX 1KIT VR SUP E4.2 F 2500A 3PCS UL INST (1SDA079862R1)1SDA079862R1 1KIT VR INF E4.2 F 2500A 3PCS UL INST (1SDA079864R1)1SDA079864R1 1YO E1.2..E6.2 24 V AC/DC (1SDA073668R1)ZEASA 1YC E1.2..E6.2 24 V AC/DC (1SDA073681R1)ZEACA 1M E2.2...E6.2 24-30 V AC/DC (1SDA073722R1)ZEBM2 1S51 250V E2.2...E6.2 (1SDA073778R1)ZEBBA 1PBC D=8mm E2.2...E6.2 (1SDA073861R1)ZEBPBC8 1Ekip Supply 24-48VDC (1SDA074173R1)ZEAPWRSD 1Ekip 2K-3 E1.2...E6.2 (1SDA074169R1)ZEB2K3 | EA | EA |  | TRUE |  | P | B/W | 100 |  | 76898-39-1
135932 | 12 | 2 | States | Champlin | Hayley Fabian | TRUE | 2026-09-04T00:00:00 | 2026-12-11T00:00:00 | 2026-12-11T00:00:00 | 1 | 0 | 1 | 1424.51 | 2849.02 | 55316 | USA | N45 | 1501 | ABB INDUSTRIAL CONNECTIONS AND SOLUTIONS | 27511 | XT5HU340AFYN000XXX | RGXT5H 400 E.DIP LSI 400 3P UL/CSA | MEC | 1XT5H 400 EKIP DIP LSI IN400 3P UL (1SDA102529R1)1SDA102529R1XT5HU340AFFF000XXX 1NEXT XT5 LSC 3000257980A001 (1SDA114243R1)1SDA114243R1 1FCCUAL 2X2/0-500KCMIL XT5 3PUL (1SDA113066R1)1SDA113066R1KXT5CUAL2X500K-3PC | EA | EA |  | TRUE |  | P | B/W | 100 |  | 76898-39-1
135932 | 7 | 1 | States | Champlin | Hayley Fabian | TRUE | 2026-09-04T00:00:00 | 2026-12-11T00:00:00 | 2026-12-11T00:00:00 | 1 | 0 | 1 | 188.54 | 377.08 | 55316 | USA | N45 | 1501 | ABB INDUSTRIAL CONNECTIONS AND SOLUTIONS | 27511 | XT1HU3060AYD000XXX | RGXT1H 125 TMF 60-600 3P UL/CSA | MEC | RGXT1H 125 TMF 60-600 3P UL/CSA | EA | EA |  | TRUE |  | P | B/W | 100 |  | 76898-39-1
135932 | 4 | 1 | States | Champlin | Hayley Fabian | TRUE | 2026-09-04T00:00:00 | 2026-12-11T00:00:00 | 2026-12-11T00:00:00 | 1 | 0 | 1 | 188.54 | 377.08 | 55316 | USA | N45 | 1501 | ABB INDUSTRIAL CONNECTIONS AND SOLUTIONS | 27511 | XT1HU3020AYD000XXX | RGXT1H 125 TMF 20-500 3P UL/CSA | MEC | 1XT1H 125 TMF 20-500 3P F F UL/CSA (1SDA074695R1)1SDA074695R1XT1HU3020AFF000XXX 1NEXT XT1 LSC 3000257978A001 (1SDA114241R1)1SDA114241R1 1KIT FC CUAL 10-2/0 AWG XT1 3PCS UL (1SDA075837R1)1SDA075837R1KXT1CUAL1-3PC | EA | EA |  | TRUE |  | P | B/W | 100 |  | 76898-39-1
135932 | 14 | 1 | States | Champlin | Hayley Fabian | TRUE | 2026-09-04T00:00:00 | 2027-01-04T00:00:00 | 2027-01-04T00:00:00 | 1 | 0 | 1 | 2780.89 | 2780.89 | 55316 | USA | N45 | 1501 | ABB INDUSTRIAL CONNECTIONS AND SOLUTIONS | 27511 | XT5HU340ARYN050XXX | 1XT5H 400 BREAKING PART 3P F F UL/CSA (1SDA102683R1)1SDA102683R11EKIP TOUCH MEAS.LSI IN400 XT5 3P UL/CSA (1SDA102729R1)1SDA102729R11NEXT XT5 LSC 3000257980A001 (1SDA114243R1)1SDA114243R11FCCUAL 2X2/0-500KCMIL XT5 3PUL (1SDA113066R1)1SDA113066R1KXT5CUAL2X500K-3PC1EKIP COM MODBUS TCP XT5 INT (1SDA105189R1)1SDA105189R1KXT5COMIMBTCP | PUR | XT5HU340ARYN050XXX 1XT5H 400 BREAKING PART 3P F F UL/CSA (1SDA102683R1)1SDA102683R1 1EKIP TOUCH MEAS.LSI IN400 XT5 3P UL/CSA (1SDA102729R1)1SDA102729R1 1NEXT XT5 LSC 3000257980A001 (1SDA114243R1)1SDA114243R1 1FCCUAL 2X2/0-500KCMIL XT5 3PUL (1SDA113066R1)1SDA113066R1KXT5CUAL2X500K-3PC 1EKIP COM MODBUS TCP XT5 INT (1SDA105189R1)1SDA105189R1KXT5COMIMBTCP | EA | EA |  | TRUE |  | P | B/W | 100 |  | 76898-39-1
135932 | 13 | 1 | States | Champlin | Hayley Fabian | TRUE | 2026-09-04T00:00:00 | 2027-01-06T00:00:00 | 2027-01-06T00:00:00 | 1 | 0 | 1 | 1464.41 | 1464.41 | 55316 | USA | N45 | 1501 | ABB INDUSTRIAL CONNECTIONS AND SOLUTIONS | 27511 | XT5HU340AGBB000XXX | XT5H 400 E.DIP LSIG 400 3P UL | PUR | 1XT5H 400 E.DIP LSIG 400 3P UL (1SDA102533R1)1SDA102533R1XT5HU340AGFF000XXX 1KIT FCCUAL 350-750KCMIL XT5 3PCSUL/CSA (1SDA115945R1)1SDA115945R1KXT5CUAL1X750KC-3 1KIT FCCUAL 350-750KCMIL XT5 3PCSUL/CSA (1SDA115945R1)1SDA115945R1KXT5CUAL1X750KC-3 | EA | EA |  | TRUE |  | P | B/W | 100 |  | 76898-39-1
135932 | 19 | 1 | States | Champlin | Hayley Fabian | TRUE | 2026-09-04T00:00:00 | 2027-01-18T00:00:00 | 2027-01-18T00:00:00 | 1 | 0 | 1 | 5929.9 | 5929.9 | 55316 | USA | N45 | 1501 | ABB INDUSTRIAL CONNECTIONS AND SOLUTIONS | 27511 | Z4SGULJE30LA0AA025XX | E4.2S-A 2500 EKIP TOUCH LSI 3P FHR | MEC | Z4SGULBF60LA0EE045XX 2500A, 65kA, 3-Pole, Fixed, Ekip Touch LSIG, RELT, 120V Power Supply, 120V Shunt/Closing Coil/Motor Operator, 4 Aux Contacts, PushButton Cover | EA | EA |  | TRUE |  | P | B/W | 100 |  | 76898-39-1
135932 | 4 | 2 | States | Champlin | Hayley Fabian | TRUE | 2026-09-04T00:00:00 | 2026-12-11T00:00:00 | 2026-12-11T00:00:00 | 1 | 0 | 1 | 188.54 | 377.08 | 55316 | USA | N45 | 1501 | ABB INDUSTRIAL CONNECTIONS AND SOLUTIONS | 27511 | XT1HU3020AYD000XXX | RGXT1H 125 TMF 20-500 3P UL/CSA | MEC | 1XT1H 125 TMF 20-500 3P F F UL/CSA (1SDA074695R1)1SDA074695R1XT1HU3020AFF000XXX 1NEXT XT1 LSC 3000257978A001 (1SDA114241R1)1SDA114241R1 1KIT FC CUAL 10-2/0 AWG XT1 3PCS UL (1SDA075837R1)1SDA075837R1KXT1CUAL1-3PC | EA | EA |  | TRUE |  | P | B/W | 100 |  | 76898-39-1
135932 | 8 | 1 | States | Champlin | Hayley Fabian | TRUE | 2026-09-04T00:00:00 | 2027-01-27T00:00:00 | 2027-01-27T00:00:00 | 1 | 0 | 1 | 1908.22 | 1908.22 | 55316 | USA | N45 | 1501 | ABB INDUSTRIAL CONNECTIONS AND SOLUTIONS | 27511 | XT2HU3100RYD050XXX | RGXT2H 125 E.TCHM LSI 100 3P UL | PUR | XT2HU3100RYD050XXX 1XT2H 125 BREAKING PART 3P F F UL/CSA (1SDA075632R1)1SDA075632R1 1EKIP TOUCH MEAS.LSI IN100 XT2 3P UL/CSA (1SDA102169R1)1SDA102169R1 1LINE SIDE CONNECTOR XT2 3P PANELBOARD (1SDA118444R1)1SDA118444R1 1KIT FC CUAL 14-2/0 AWG XT2 3PCS UL (1SDA085585R1)1SDA085585R1KXT2CUAL2-3PC 1EKIP COM MODBUS TCP XT2-XT4 INT (1SDA105177R1)1SDA105177R1KXTCCOMIMBTCP | EA | EA |  | TRUE |  | P | B/W | 100 |  | 76898-39-1
135932 | 15 | 1 | States | Champlin | Hayley Fabian | TRUE | 2026-09-04T00:00:00 | 2027-01-18T00:00:00 | 2027-01-18T00:00:00 | 1 | 0 | 1 | 4824.98 | 4824.98 | 55316 | USA | N45 | 1501 | ABB INDUSTRIAL CONNECTIONS AND SOLUTIONS | 27511 | XT7HU312EPYW940XXX | RGXT7H 1200 E.TCH LSI 1200 3P UL | PUR | XT7HU312EPYW940XXX 1XT7H 1200 E.TCH LSI 1200 3P UL (1SDA102958R1)1SDA102958R1XT7HU312EPFF000XXX 1NEXT XT7 LSC 3000269494A001 (1SDA114245R1)1SDA114245R1 1KIT FCCUAL 4X240 INF E1.2-XT7/M F 3PINST (1SDA073999R1)1SDA073999R1 1EKIP SUPPLY 24-48VDC (1SDA074173R1)1SDA074173R1ZEAPWRSD 1EKIP SIGNALLING 2K-3 (1SDA074169R1)1SDA074169R1ZEB2K3 | EA | EA |  | TRUE |  | P | B/W | 100 |  | 76898-39-1
135932 | 1 | 1 | States | Champlin | Hayley Fabian | TRUE | 2026-09-04T00:00:00 | 2026-12-11T00:00:00 | 2026-12-11T00:00:00 | 1 | 0 | 1 | 162.31 | 162.31 | 55316 | USA | N45 | 1501 | ABB INDUSTRIAL CONNECTIONS AND SOLUTIONS | 27511 | TEYD3060B | TEYX CIRCUIT BREAKER 3P 60A | PUR | TEYX CIRCUIT BREAKER 3P 60A | EA | EA |  | TRUE |  | P | B/W | 100 |  | 76898-39-1
135932 | 17 | 1 | States | Champlin | Hayley Fabian | TRUE | 2026-09-04T00:00:00 | 2026-12-18T00:00:00 | 2026-12-18T00:00:00 | 1 | 0 | 1 | 4912.62 | 4912.62 | 55316 | USA | N45 | 1501 | ABB INDUSTRIAL CONNECTIONS AND SOLUTIONS | 27511 | Z2SDUHJJ53LA0AA025XX | E2.2S-A 1200 EKIP HI-TOUCH LSI 3P FHR | PUR | Z2SDUHJJ53LA0AA025XX 1E2.2S-A 1200 EKIP HI-TOUCH LSI 3P FHR1SDA077315R1Z2SDUHBJ200A000000XX 1KIT VR SUP E2.2 F 3PCS UL INST1SDA079852R1 1KIT VR INF E2.2 F 3PCS UL INST1SDA079854R1 1YO E1.2..E6.2 24 V AC/DC1SDA073668R1ZEASA 1YC E1.2..E6.2 24 V AC/DC1SDA073681R1ZEACA 1M E2.2...E6.2 24-30 V AC/DC1SDA073722R1ZEBM2 1S51 250V E2.2...E6.21SDA073778R1ZEBBA 1PBC D=8mm E2.2...E6.21SDA073861R1ZEBPBC8 1Ekip Supply 24-48VDC1SDA074173R1ZEAPWRSD 1Ekip Com Modbus TCP E1.2..E6.21SDA074151R1ZEAMODTCP 1Ekip 2K-3 E1.2...E6.21SDA074169R1ZEB2K3 | EA | EA |  | TRUE |  | P | B/W | 100 |  | 76898-39-1
135932 | 7 | 2 | States | Champlin | Hayley Fabian | TRUE | 2026-09-04T00:00:00 | 2026-12-11T00:00:00 | 2026-12-11T00:00:00 | 1 | 0 | 1 | 188.54 | 377.08 | 55316 | USA | N45 | 1501 | ABB INDUSTRIAL CONNECTIONS AND SOLUTIONS | 27511 | XT1HU3060AYD000XXX | RGXT1H 125 TMF 60-600 3P UL/CSA | MEC | RGXT1H 125 TMF 60-600 3P UL/CSA | EA | EA |  | TRUE |  | P | B/W | 100 |  | 76898-39-1
135932 | 10 | 1 | States | Champlin | Hayley Fabian | TRUE | 2026-09-04T00:00:00 | 2026-12-16T00:00:00 | 2026-12-16T00:00:00 | 1 | 0 | 1 | 802.95 | 802.95 | 55316 | USA | N45 | 1501 | ABB INDUSTRIAL CONNECTIONS AND SOLUTIONS | 27511 | XT4HU31501YJ000XXX | RGXT4H 250 Ekip DIP LSI 150 3P UL | MEC | 1XT4H 250 EKIP DIP LSI IN150 3P FF UL/CSA (1SDA102277R1)1SDA102277R1XT4HU31501FF000XXX 1NEXT XT4 LSC 3000257979A001 (1SDA114242R1)1SDA114242R1 1KIT FCCUAL 4-300AWG XT4 3PC UL/CSA (1SDA075861R1)1SDA075861R1KXT4CUAL2-3PC | EA | EA |  | TRUE |  | P | B/W | 100 |  | 76898-39-1
135932 | 5 | 1 | States | Champlin | Hayley Fabian | TRUE | 2026-09-04T00:00:00 | 2026-12-11T00:00:00 | 2026-12-11T00:00:00 | 1 | 0 | 1 | 188.54 | 188.54 | 55316 | USA | N45 | 1501 | ABB INDUSTRIAL CONNECTIONS AND SOLUTIONS | 27511 | XT1HU3050AYD000XXX | 125AF/50AT, 65kA, Thermal Mag, ReliaGear, Load Lugs - 10 - 2/0 AWG | PUR | XT1HU3050AYD000XXX 1XT1H 125 TMF 50-500 3P F F UL/CSA (1SDA074701R1)1SDA074701R1XT1HU3050AFF000XXX 1NEXT XT1 LSC 3000257978A001 (1SDA114241R1)1SDA114241R1 1KIT FC CUAL 10-2/0 AWG XT1 3PCS UL (1SDA075837R1)1SDA075837R1KXT1CUAL1-3PC | EA | EA |  | TRUE |  | P | B/W | 100 |  | 76898-39-1
135932 | 22 | 1 | States | Champlin | Hayley Fabian | TRUE | 2026-09-04T00:00:00 | 2026-12-11T00:00:00 | 2026-12-11T00:00:00 | 1 | 0 | 1 | 495.29 | 495.29 | 55316 | USA | N45 | 1501 | ABB INDUSTRIAL CONNECTIONS AND SOLUTIONS | 27511 | ZE6NCT | EXT CS N ALL E4.2 E6.2 50%UL ONLY | PUR | ZE6NCT Neutral CT | EA | EA |  | TRUE |  | P | B/W | 100 |  | 76898-39-1
135932 | 3 | 1 | States | Champlin | Hayley Fabian | TRUE | 2026-09-04T00:00:00 | 2026-12-11T00:00:00 | 2026-12-11T00:00:00 | 1 | 0 | 1 | 33.13 | 33.13 | 55316 | USA | N45 | 1501 | ABB INDUSTRIAL CONNECTIONS AND SOLUTIONS | 27511 | THQB2130 | HP-2H-2 - (#24,26) (30 amp 2 pole) | PUR | HP-2H-2 - (#24,26) (30 amp 2 pole) | EA | EA |  | TRUE |  | P | B/W | 100 |  | 76898-39-1
135932 | 20 | 1 | States | Champlin | Hayley Fabian | TRUE | 2026-09-04T00:00:00 | 2027-01-18T00:00:00 | 2027-01-18T00:00:00 | 1 | 0 | 1 | 5373.47 | 5373.47 | 55316 | USA | N45 | 1501 | ABB INDUSTRIAL CONNECTIONS AND SOLUTIONS | 27511 | Z4SGULJE60LA00A00WXX | E4.2S-A 2500 EKIP TOUCH LSI 3P FHR | MEC | Z4SGULJE60LA00A00WXX E4.2S-A 2500 EKIP TOUCH LSI 3P FHR 1SDA078002R1 Z4SGULBE000A000000XX KIT VR SUP E4.2 F 2500A 3PCS UL INST 1SDA079862R1 KIT VR INF E4.2 F 2500A 3PCS UL INST 1SDA079864R1 YO E1.2..E6.2 24 V AC/DC 1SDA073668R1 ZEASA S51 250V E2.2...E6.2 1SDA073778R1 ZEBBA KLC-A Kirk key lock in open position E2.2...E6.2 1SDA073798R1 ZEBKLAK PBC D=8mm E2.2...E6.2 1SDA073861R1 ZEBPBC8 Ekip Supply 110-240VAC/DC 1SDA074172R1 ZEAPWRS Ekip 2K-3 E1.2...E6.2 1SDA074169R1 ZEB2K3 | EA | EA |  | TRUE |  | P | B/W | 100 |  | 76898-39-1
135932 | 2 | 1 | States | Champlin | Hayley Fabian | TRUE | 2026-09-04T00:00:00 | 2026-12-11T00:00:00 | 2026-12-11T00:00:00 | 1 | 0 | 1 | 33.13 | 33.13 | 55316 | USA | N45 | 1501 | ABB INDUSTRIAL CONNECTIONS AND SOLUTIONS | 27511 | THQB2120 | 2-pole, 20A, 230V (HP-2OS-1) | PUR | 2-pole, 20A, 230V (HP-2OS-1) | EA | EA |  | TRUE |  | P | B/W | 100 |  | 76898-39-1
135932 | 9 | 1 | States | Champlin | Hayley Fabian | TRUE | 2026-09-04T00:00:00 | 2026-12-11T00:00:00 | 2026-12-11T00:00:00 | 1 | 0 | 1 | 762.87 | 762.87 | 55316 | USA | N45 | 1501 | ABB INDUSTRIAL CONNECTIONS AND SOLUTIONS | 27511 | XT2HU31251YD000XXX | RGXT2H 125 E.DIP LSI 125 3P UL | PUR | RGXT2H 125 E.DIP LSI 125 3P UL | EA | EA |  | TRUE |  | P | B/W | 100 |  | 76898-39-1
135932 | 6 | 1 | States | Champlin | Hayley Fabian | TRUE | 2026-09-04T00:00:00 | 2026-12-11T00:00:00 | 2026-12-11T00:00:00 | 1 | 0 | 1 | 151.45 | 151.45 | 55316 | USA | N45 | 1501 | ABB INDUSTRIAL CONNECTIONS AND SOLUTIONS | 27511 | XT1HU3060AAA000XXX | XT1H 125 TMF 60-600 3P F F UL/CSA | MEC | 1XT1H 125 TMF 60-600 3P F F UL/CSA (1SDA074702R1)1SDA074702R1XT1HU3060AFF000XXX 1KIT FCCUXT1 14-1/0AWG3PCUL/CSA MCCB (1SDA075869R1)1SDA075869R1KXT1CU-3PC 1KIT FCCUXT1 14-1/0AWG3PCUL/CSA MCCB (1SDA075869R1)1SDA075869R1KXT1CU-3PC | EA | EA |  | TRUE |  | P | B/W | 100 |  | 76898-39-1
135932 | 12 | 1 | States | Champlin | Hayley Fabian | TRUE | 2026-09-04T00:00:00 | 2026-12-11T00:00:00 | 2026-12-11T00:00:00 | 1 | 0 | 1 | 1424.51 | 2849.02 | 55316 | USA | N45 | 1501 | ABB INDUSTRIAL CONNECTIONS AND SOLUTIONS | 27511 | XT5HU340AFYN000XXX | RGXT5H 400 E.DIP LSI 400 3P UL/CSA | MEC | 1XT5H 400 EKIP DIP LSI IN400 3P UL (1SDA102529R1)1SDA102529R1XT5HU340AFFF000XXX 1NEXT XT5 LSC 3000257980A001 (1SDA114243R1)1SDA114243R1 1FCCUAL 2X2/0-500KCMIL XT5 3PUL (1SDA113066R1)1SDA113066R1KXT5CUAL2X500K-3PC | EA | EA |  | TRUE |  | P | B/W | 100 |  | 76898-39-1
134160 | 1 | 2 | States | Champlin | Hayley Fabian | TRUE | 2026-06-16T00:00:00 | 2026-11-02T00:00:00 | 2026-11-02T00:00:00 | 17 | 0 | 17 | 1910.61 | 64960.74 | 55316-3157 | USA | N45 | 1501 | ABB INDUSTRIAL CONNECTIONS AND SOLUTIONS | 27511 | XT5LU340AGFNDHHXXX | Distribution Feeder Circuit Breaker (300A) • 480V, 3Ø, 3P, 100kAIC, 80% Rated • EKIP DIP, LSIG, (G Protection can be disabled) • 3Q+1SY 24VDC AUX Contacts • YO 120V AC/DC Shunt Trip • Padlock Device in Open Position • Amp Trip: 400 (Dialed down to 300A) • Amp Frame: 400 • Bolt-on, Molded Case Circuit Breaker (MCCB) • Circuit Breaker Frame: XT5 | PUR | Distribution Feeder Circuit Breaker (300A) • 480V, 3Ø, 3P, 100kAIC, 80% Rated • EKIP DIP, LSIG, (G Protection can be disabled) • 3Q+1SY 24VDC AUX Contacts • YO 120V AC/DC Shunt Trip • Padlock Device in Open Position • Amp Trip: 400 (Dialed down to 300A) • Amp Frame: 400 • Bolt-on, Molded Case Circuit Breaker (MCCB) • Circuit Breaker Frame: XT5 | EA | EA |  | TRUE |  | P | B/W | 100
134160 | 1 | 1 | States | Champlin | Hayley Fabian | TRUE | 2026-06-16T00:00:00 | 2026-10-19T00:00:00 | 2026-10-19T00:00:00 | 17 | 0 | 17 | 1910.61 | 64960.74 | 55316-3157 | USA | N45 | 1501 | ABB INDUSTRIAL CONNECTIONS AND SOLUTIONS | 27511 | XT5LU340AGFNDHHXXX | Distribution Feeder Circuit Breaker (300A) • 480V, 3Ø, 3P, 100kAIC, 80% Rated • EKIP DIP, LSIG, (G Protection can be disabled) • 3Q+1SY 24VDC AUX Contacts • YO 120V AC/DC Shunt Trip • Padlock Device in Open Position • Amp Trip: 400 (Dialed down to 300A) • Amp Frame: 400 • Bolt-on, Molded Case Circuit Breaker (MCCB) • Circuit Breaker Frame: XT5 | PUR | Distribution Feeder Circuit Breaker (300A) • 480V, 3Ø, 3P, 100kAIC, 80% Rated • EKIP DIP, LSIG, (G Protection can be disabled) • 3Q+1SY 24VDC AUX Contacts • YO 120V AC/DC Shunt Trip • Padlock Device in Open Position • Amp Trip: 400 (Dialed down to 300A) • Amp Frame: 400 • Bolt-on, Molded Case Circuit Breaker (MCCB) • Circuit Breaker Frame: XT5 | EA | EA |  | TRUE |  | P | B/W | 100
135589 | 5 | 3 | States | Dayton | Hayley Fabian | TRUE | 2026-08-19T00:00:00 | 2026-10-20T00:00:00 | 2026-10-20T00:00:00 | 1 | 0 | 1 | 3075.46 | 6150.92 | 55369-6417 | USA | N45 | 1501 | ABB INDUSTRIAL CONNECTIONS AND SOLUTIONS | 27511 | FBN36TE070RL | 70A MCCB FBN 3P 600V347V W SPOOLS | PUR | 70A MCCB FBN 3P 600V347V W SPOOLS | EA | EA |  | TRUE |  | P | B/W | DAYTON |  | 76920-39-1
135589 | 9 | 3 | States | Dayton | Hayley Fabian | TRUE | 2026-08-19T00:00:00 | 2026-12-07T00:00:00 | 2026-12-07T00:00:00 | 1 | 0 | 1 | 82.84 | 165.68 | 55369-6417 | USA | N45 | 1501 | ABB INDUSTRIAL CONNECTIONS AND SOLUTIONS | 27511 | THHQB1120 | THQB MCB 20A 22KA 1P 120/240V | PUR | THQB MCB 20A 22KA 1P 120/240V | EA | EA |  | TRUE |  | P | B/W | DAYTON |  | 76828-36-1
135589 | 13 | 3 | States | Dayton | Hayley Fabian | TRUE | 2026-08-19T00:00:00 | 2026-11-30T00:00:00 | 2026-11-30T00:00:00 | 1 | 0 | 1 | 4912.62 | 9825.24 | 55369-6417 | USA | N45 | 1501 | ABB INDUSTRIAL CONNECTIONS AND SOLUTIONS | 27511 | Z2SDUHJJ53LA0AA025XX | E2.2S-A 1200 EKIP HI-TOUCH LSI 3P FHR | PUR | E2.2S-A 1200 EKIP HI-TOUCH LSI 3P FHR | EA | EA |  | TRUE |  | P | B/W | Dayton |  | 76920-39-1
135589 | 6 | 3 | States | Dayton | Hayley Fabian | TRUE | 2026-08-19T00:00:00 | 2026-12-07T00:00:00 | 2026-12-07T00:00:00 | 1 | 0 | 1 | 33.13 | 66.26 | 55369-6417 | USA | N45 | 1501 | ABB INDUSTRIAL CONNECTIONS AND SOLUTIONS | 27511 | THQB2140 | THQB MCB 40A 10KA 2P 120/240V | PUR | THQB MCB 40A 10KA 2P 120/240V | EA | EA |  | TRUE |  | P | B/W | DAYTON |  | 76828-36-1
135589 | 12 | 3 | States | Dayton | Hayley Fabian | TRUE | 2026-08-19T00:00:00 | 2026-11-23T00:00:00 | 2026-11-23T00:00:00 | 2 | 0 | 2 | 2098.45 | 8393.8 | 55369-6417 | USA | N45 | 1501 | ABB INDUSTRIAL CONNECTIONS AND SOLUTIONS | 27511 | XT5NU340AFFN000XXX | XT5N 400 FIXED THREE-POLE WITH FRONT TERMINALS AND SOLID-STATE RELEASE IN AC EKIP DIP LSI R 400 | PUR | XT5N 400 FIXED THREE-POLE WITH FRONT TERMINALS AND SOLID-STATE RELEASE IN AC EKIP DIP LSI R 400 | EA | EA |  | TRUE |  | P | B/W | DAYTON |  | 76920-39-1
135589 | 7 | 3 | States | Dayton | Hayley Fabian | TRUE | 2026-08-19T00:00:00 | 2026-12-07T00:00:00 | 2026-12-07T00:00:00 | 1 | 0 | 1 | 414.18 | 828.36 | 55369-6417 | USA | N45 | 1501 | ABB INDUSTRIAL CONNECTIONS AND SOLUTIONS | 27511 | THQB32100 | THQB MCB 100A 10KA 3P 240V | PUR | THQB MCB 100A 10KA 3P 240V | EA | EA |  | TRUE |  | P | B/W | DAYTON |  | 76828-36-1
135589 | 8 | 3 | States | Dayton | Hayley Fabian | TRUE | 2026-08-19T00:00:00 | 2026-12-07T00:00:00 | 2026-12-07T00:00:00 | 1 | 0 | 1 | 290.53 | 581.06 | 55369-6417 | USA | N45 | 1501 | ABB INDUSTRIAL CONNECTIONS AND SOLUTIONS | 27511 | THQB32020 | THQB MCB 10KA 3P 240V | PUR | THQB MCB 10KA 3P 240V | EA | EA |  | TRUE |  | P | B/W | DAYTON |  | 76828-36-1
135589 | 15 | 3 | States | Dayton | Hayley Fabian | TRUE | 2026-08-19T00:00:00 | 2026-12-07T00:00:00 | 2026-12-07T00:00:00 | 1 | 0 | 1 | 90.69 | 181.38 | 55369-6417 | USA | N45 | 1501 | ABB INDUSTRIAL CONNECTIONS AND SOLUTIONS | 27511 | THQB32030 | THQB MCB 30A 10KA 3P 240V | PUR | THQB MCB 30A 10KA 3P 240V | EA | EA |  | TRUE |  | P | B/W | DAYTON |  | 76828-36-1
135589 | 13 | 4 | States | Dayton | Hayley Fabian | TRUE | 2026-08-19T00:00:00 | 2026-12-07T00:00:00 | 2026-12-07T00:00:00 | 1 | 0 | 1 | 4912.62 | 9825.24 | 55369-6417 | USA | N45 | 1501 | ABB INDUSTRIAL CONNECTIONS AND SOLUTIONS | 27511 | Z2SDUHJJ53LA0AA025XX | E2.2S-A 1200 EKIP HI-TOUCH LSI 3P FHR | PUR | E2.2S-A 1200 EKIP HI-TOUCH LSI 3P FHR | EA | EA |  | TRUE |  | P | B/W | Dayton |  | 76828-36-1
135589 | 12 | 4 | States | Dayton | Hayley Fabian | TRUE | 2026-08-19T00:00:00 | 2026-12-07T00:00:00 | 2026-12-07T00:00:00 | 2 | 0 | 2 | 2098.45 | 8393.8 | 55369-6417 | USA | N45 | 1501 | ABB INDUSTRIAL CONNECTIONS AND SOLUTIONS | 27511 | XT5NU340AFFN000XXX | XT5N 400 FIXED THREE-POLE WITH FRONT TERMINALS AND SOLID-STATE RELEASE IN AC EKIP DIP LSI R 400 | PUR | XT5N 400 FIXED THREE-POLE WITH FRONT TERMINALS AND SOLID-STATE RELEASE IN AC EKIP DIP LSI R 400 | EA | EA |  | TRUE |  | P | B/W | DAYTON |  | 76828-36-1
135589 | 10 | 3 | States | Dayton | Hayley Fabian | TRUE | 2026-08-19T00:00:00 | 2026-12-07T00:00:00 | 2026-12-07T00:00:00 | 1 | 0 | 1 | 9.06 | 18.12 | 55369-6417 | USA | N45 | 1501 | ABB INDUSTRIAL CONNECTIONS AND SOLUTIONS | 27511 | THQB1120 | THQB MCB 20A 10KA 1P 120/240V | PUR | THQB MCB 20A 10KA 1P 120/240V | EA | EA |  | TRUE |  | P | B/W | DAYTON |  | 76828-36-1
135589 | 5 | 4 | States | Dayton | Hayley Fabian | TRUE | 2026-08-19T00:00:00 | 2026-12-07T00:00:00 | 2026-12-07T00:00:00 | 1 | 0 | 1 | 3075.46 | 6150.92 | 55369-6417 | USA | N45 | 1501 | ABB INDUSTRIAL CONNECTIONS AND SOLUTIONS | 27511 | FBN36TE070RL | 70A MCCB FBN 3P 600V347V W SPOOLS | PUR | 70A MCCB FBN 3P 600V347V W SPOOLS | EA | EA |  | TRUE |  | P | B/W | DAYTON |  | 76828-36-1
135589 | 11 | 3 | States | Dayton | Hayley Fabian | TRUE | 2026-08-19T00:00:00 | 2026-12-07T00:00:00 | 2026-12-07T00:00:00 | 1 | 0 | 1 | 9.06 | 18.12 | 55369-6417 | USA | N45 | 1501 | ABB INDUSTRIAL CONNECTIONS AND SOLUTIONS | 27511 | THQB1135 | THQB MCB 35A 10KA 1P 120/240V | PUR | THQB MCB 35A 10KA 1P 120/240V | EA | EA |  | TRUE |  | P | B/W | DAYTON |  | 76828-36-1
135589 | 14 | 3 | States | Dayton | Hayley Fabian | TRUE | 2026-08-19T00:00:00 | 2026-12-07T00:00:00 | 2026-12-07T00:00:00 | 1 | 0 | 1 | 162.31 | 324.62 | 55369-6417 | USA | N45 | 1501 | ABB INDUSTRIAL CONNECTIONS AND SOLUTIONS | 27511 | TEYD3030B | TEYX CIRCUIT BREAKER 3P 30A | PUR | TEYX CIRCUIT BREAKER 3P 30A | EA | EA |  | TRUE |  | P | B/W | DAYTON |  | 76828-36-1
133501 | 19 | 1 | States | Champlin | Hayley Fabian | TRUE | 2026-05-21T00:00:00 | 2026-09-21T00:00:00 | 2026-09-03T00:00:00 | 46 | 10 | 36 | 4824.98 | 656197.28 | 55316-3157 | USA | N45 | 1501 | ABB INDUSTRIAL CONNECTIONS AND SOLUTIONS | 27511 | XT7HU312EPYW940XXX | RGXT7H 1200 E.TCH LSI 1200 3P UL | MEC | RGXT7H 1200 E.TCH LSI 1200 3P UL | EA | EA |  | TRUE |  | P | B/W | 100
133501 | 7 | 3 | States | Champlin | Hayley Fabian | TRUE | 2026-05-21T00:00:00 | 2026-09-18T00:00:00 | 2026-08-19T00:00:00 | 29 | 28 | 1 | 299.27 | 26036.49 | 55316-3157 | USA | N45 | 1501 | ABB INDUSTRIAL CONNECTIONS AND SOLUTIONS | 27511 | XT1HU3060AYD0A0XXX | 1XT1H 125 TMF 60-600 3P F F UL/CSA (1SDA074702R1)1SDA074702R1XT1HU3060AFF000XXX001NEXT XT1 LSC 3000257978A001 (1SDA114241R1)1SDA114241R1001KIT FC CUAL 10-2/0 AWG XT1 3PCS UL (1SDA075837R1)1SDA075837R1KXT1CUAL1-3PC001AUX-C 1Q+1SY 250 V XT1..XT4 F/P (1SDA066431R1)1SDA066431R1KXTAAXCQSYFP | PUR | 1XT1H 125 TMF 60-600 3P F F UL/CSA (1SDA074702R1)1SDA074702R1XT1HU3060AFF000XXX001NEXT XT1 LSC 3000257978A001 (1SDA114241R1)1SDA114241R1001KIT FC CUAL 10-2/0 AWG XT1 3PCS UL (1SDA075837R1)1SDA075837R1KXT1CUAL1-3PC001AUX-C 1Q+1SY 250 V XT1..XT4 F/P (1SDA066431R1)1SDA066431R1KXTAAXCQSYFP | EA | EA |  | TRUE |  | P | B/W | 100
133501 | 22 | 1 | States | Champlin | Hayley Fabian | TRUE | 2026-05-21T00:00:00 | 2026-11-17T00:00:00 | 2026-11-17T00:00:00 | 17 | 0 | 17 | 5929.9 | 100808.3 | 55316-3157 | USA | N45 | 1501 | ABB INDUSTRIAL CONNECTIONS AND SOLUTIONS | 27511 | Z4SGULJE30LA0AA025XX | E4.2S-A 2500 EKIP TOUCH LSI 3P FHR | MEC | E4.2S-A 2500 EKIP TOUCH LSI 3P FHR | EA | EA |  | TRUE |  | P | B/W | 100
133501 | 11 | 1 | States | Champlin | Hayley Fabian | TRUE | 2026-05-21T00:00:00 | 2026-11-12T00:00:00 | 2026-09-11T00:00:00 | 18 | 0 | 18 | 1908.22 | 53430.16 | 55316-3157 | USA | N45 | 1501 | ABB INDUSTRIAL CONNECTIONS AND SOLUTIONS | 27511 | XT2HU3100RYD050XXX | RGXT2H 125 E.TCHM LSI 100 3P UL | PUR | RGXT2H 125 E.TCHM LSI 100 3P UL | EA | EA |  | TRUE |  | P | B/W | 100
133501 | 19 | 3 | States | Champlin | Hayley Fabian | TRUE | 2026-05-21T00:00:00 | 2026-10-16T00:00:00 | 2026-10-02T00:00:00 | 62 | 0 | 62 | 4824.98 | 656197.28 | 55316-3157 | USA | N45 | 1501 | ABB INDUSTRIAL CONNECTIONS AND SOLUTIONS | 27511 | XT7HU312EPYW940XXX | RGXT7H 1200 E.TCH LSI 1200 3P UL | MEC | RGXT7H 1200 E.TCH LSI 1200 3P UL | EA | EA |  | TRUE |  | P | B/W | 100
133501 | 9 | 1 | States | Champlin | Hayley Fabian | TRUE | 2026-05-21T00:00:00 | 2026-10-20T00:00:00 | 2026-10-06T00:00:00 | 6 | 0 | 6 | 748.46 | 8981.52 | 55316-3157 | USA | N45 | 1501 | ABB INDUSTRIAL CONNECTIONS AND SOLUTIONS | 27511 | XT2HU3080BYD0A0XXX | 1RGXT2H 125 TMA 80-400..800 3P UL/CSA (1SDX188416R1) 1XT2H 125 TMA 80-400-800 3PFF UL/CSA (1SDA074798R1) 1LINE SIDE CONNECTOR XT2 3P PANELBOARD (1SDA118444R1) 1KIT FC CUAL 14-2/0 AWG XT2 3PCS UL (1SDA085585R1) | PUR | 1RGXT2H 125 TMA 80-400..800 3P UL/CSA (1SDX188416R1) 1XT2H 125 TMA 80-400-800 3PFF UL/CSA (1SDA074798R1) 1LINE SIDE CONNECTOR XT2 3P PANELBOARD (1SDA118444R1) 1KIT FC CUAL 14-2/0 AWG XT2 3PCS UL (1SDA085585R1) | EA | EA |  | TRUE |  | P | B/W | 100
133501 | 17 | 1 | States | Champlin | Hayley Fabian | TRUE | 2026-05-21T00:00:00 | 2026-10-30T00:00:00 | 2026-08-20T00:00:00 | 258 | 0 | 258 | 2780.89 | 2096791.06 | 55316-3157 | USA | N45 | 1501 | ABB INDUSTRIAL CONNECTIONS AND SOLUTIONS | 27511 | XT5HU340ARYN050XXX | 1XT5H 400 BREAKING PART 3P F F UL/CSA (1SDA102683R1)1SDA102683R11EKIP TOUCH MEAS.LSI IN400 XT5 3P UL/CSA (1SDA102729R1)1SDA102729R11NEXT XT5 LSC 3000257980A001 (1SDA114243R1)1SDA114243R11FCCUAL 2X2/0-500KCMIL XT5 3PUL (1SDA113066R1)1SDA113066R1KXT5CUAL2X500K-3PC1EKIP COM MODBUS TCP XT5 INT (1SDA105189R1)1SDA105189R1KXT5COMIMBTCP | PUR | 1XT5H 400 BREAKING PART 3P F F UL/CSA (1SDA102683R1)1SDA102683R11EKIP TOUCH MEAS.LSI IN400 XT5 3P UL/CSA (1SDA102729R1)1SDA102729R11NEXT XT5 LSC 3000257980A001 (1SDA114243R1)1SDA114243R11FCCUAL 2X2/0-500KCMIL XT5 3PUL (1SDA113066R1)1SDA113066R1KXT5CUAL2X500K-3PC1EKIP COM MODBUS TCP XT5 INT (1SDA105189R1)1SDA105189R1KXT5COMIMBTCP | EA | EA |  | TRUE |  | P | B/W | 100
133501 | 7 | 4 | States | Champlin | Hayley Fabian | TRUE | 2026-05-21T00:00:00 | 2026-11-06T00:00:00 | 2026-11-06T00:00:00 | 20 | 0 | 20 | 299.27 | 26036.49 | 55316-3157 | USA | N45 | 1501 | ABB INDUSTRIAL CONNECTIONS AND SOLUTIONS | 27511 | XT1HU3060AYD0A0XXX | 1XT1H 125 TMF 60-600 3P F F UL/CSA (1SDA074702R1)1SDA074702R1XT1HU3060AFF000XXX001NEXT XT1 LSC 3000257978A001 (1SDA114241R1)1SDA114241R1001KIT FC CUAL 10-2/0 AWG XT1 3PCS UL (1SDA075837R1)1SDA075837R1KXT1CUAL1-3PC001AUX-C 1Q+1SY 250 V XT1..XT4 F/P (1SDA066431R1)1SDA066431R1KXTAAXCQSYFP | PUR | 1XT1H 125 TMF 60-600 3P F F UL/CSA (1SDA074702R1)1SDA074702R1XT1HU3060AFF000XXX001NEXT XT1 LSC 3000257978A001 (1SDA114241R1)1SDA114241R1001KIT FC CUAL 10-2/0 AWG XT1 3PCS UL (1SDA075837R1)1SDA075837R1KXT1CUAL1-3PC001AUX-C 1Q+1SY 250 V XT1..XT4 F/P (1SDA066431R1)1SDA066431R1KXTAAXCQSYFP | EA | EA |  | TRUE |  | P | B/W | 100
133501 | 20 | 1 | States | Champlin | Hayley Fabian | TRUE | 2026-05-21T00:00:00 | 2026-11-17T00:00:00 | 2026-11-17T00:00:00 | 2 | 0 | 2 | 2646.92 | 5293.84 | 55316-3157 | USA | N45 | 1501 | ABB INDUSTRIAL CONNECTIONS AND SOLUTIONS | 27511 | XT7HU380CFYW000XXX | RGXT7H 800 E.DIP LSI 800 3P UL | MEC | RGXT7H 800 E.DIP LSI 800 3P UL | EA | EA |  | TRUE |  | P | B/W | 100
133501 | 14 | 5 | States | Champlin | Hayley Fabian | TRUE | 2026-05-21T00:00:00 | 2026-11-12T00:00:00 | 2026-11-09T00:00:00 | 20 | 0 | 20 | 1010.14 | 113135.68 | 55316-3157 | USA | N45 | 1501 | ABB INDUSTRIAL CONNECTIONS AND SOLUTIONS | 27511 | XT4HU32251YJ0A0XXX | "1XT4H 250 EKIPDIPLSI IN225A 3PFF UL/CSA (1SDA122950R1)1SDA122950R1XT4HU32251FF000XXX 1NEXT XT4 LSC 3000257979A001 (1SDA114242R1)1SDA114242R1 1KIT FCCUAL 4-300AWG XT4 3PC UL/CSA (1SDA075861R1)1SDA075861R1KXT4CUAL2-3PC 1AUX-C 1Q+1SY 250 V XT1..XT4 F/P (1SDA066431R1)1SDA066431R1KXTAAXCQSYFP" | PUR | "1XT4H 250 EKIPDIPLSI IN225A 3PFF UL/CSA (1SDA122950R1)1SDA122950R1XT4HU32251FF000XXX 1NEXT XT4 LSC 3000257979A001 (1SDA114242R1)1SDA114242R1 1KIT FCCUAL 4-300AWG XT4 3PC UL/CSA (1SDA075861R1)1SDA075861R1KXT4CUAL2-3PC 1AUX-C 1Q+1SY 250 V XT1..XT4 F/P (1SDA066431R1)1SDA066431R1KXTAAXCQSYFP" | EA | EA |  | TRUE |  | P | B/W | 100
133501 | 14 | 3 | States | Champlin | Hayley Fabian | TRUE | 2026-05-21T00:00:00 | 2026-11-06T00:00:00 | 2026-11-02T00:00:00 | 8 | 0 | 8 | 1010.14 | 113135.68 | 55316-3157 | USA | N45 | 1501 | ABB INDUSTRIAL CONNECTIONS AND SOLUTIONS | 27511 | XT4HU32251YJ0A0XXX | "1XT4H 250 EKIPDIPLSI IN225A 3PFF UL/CSA (1SDA122950R1)1SDA122950R1XT4HU32251FF000XXX 1NEXT XT4 LSC 3000257979A001 (1SDA114242R1)1SDA114242R1 1KIT FCCUAL 4-300AWG XT4 3PC UL/CSA (1SDA075861R1)1SDA075861R1KXT4CUAL2-3PC 1AUX-C 1Q+1SY 250 V XT1..XT4 F/P (1SDA066431R1)1SDA066431R1KXTAAXCQSYFP" | PUR | "1XT4H 250 EKIPDIPLSI IN225A 3PFF UL/CSA (1SDA122950R1)1SDA122950R1XT4HU32251FF000XXX 1NEXT XT4 LSC 3000257979A001 (1SDA114242R1)1SDA114242R1 1KIT FCCUAL 4-300AWG XT4 3PC UL/CSA (1SDA075861R1)1SDA075861R1KXT4CUAL2-3PC 1AUX-C 1Q+1SY 250 V XT1..XT4 F/P (1SDA066431R1)1SDA066431R1KXTAAXCQSYFP" | EA | EA |  | TRUE |  | P | B/W | 100
133501 | 5 | 5 | States | Champlin | Hayley Fabian | TRUE | 2026-05-21T00:00:00 | 2026-11-17T00:00:00 | 2026-11-17T00:00:00 | 20 | 0 | 20 | 151.45 | 23323.3 | 55316-3157 | USA | N45 | 1501 | ABB INDUSTRIAL CONNECTIONS AND SOLUTIONS | 27511 | XT1HU3060AAA000XXX | XT1H 125 TMF 60-600 3P F F UL/CSA | MEC | XT1H 125 TMF 60-600 3P F F UL/CSA | EA | EA |  | TRUE |  | P | B/W | 100
133501 | 21 | 4 | States | Champlin | Hayley Fabian | TRUE | 2026-05-21T00:00:00 | 2026-11-18T00:00:00 | 2026-11-18T00:00:00 | 6 | 0 | 6 | 4912.62 | 348796.02 | 55316-3157 | USA | N45 | 1501 | ABB INDUSTRIAL CONNECTIONS AND SOLUTIONS | 27511 | Z2SDUHJJ53LA0AA025XX | E2.2S-A 1200 EKIP HI-TOUCH LSI 3P FHR | PUR | E2.2S-A 1200 EKIP HI-TOUCH LSI 3P FHR | EA | EA |  | TRUE |  | P | B/W | 100
133501 | 17 | 2 | States | Champlin | Hayley Fabian | TRUE | 2026-05-21T00:00:00 | 2026-10-30T00:00:00 | 2026-08-26T00:00:00 | 69 | 0 | 69 | 2780.89 | 2096791.06 | 55316-3157 | USA | N45 | 1501 | ABB INDUSTRIAL CONNECTIONS AND SOLUTIONS | 27511 | XT5HU340ARYN050XXX | 1XT5H 400 BREAKING PART 3P F F UL/CSA (1SDA102683R1)1SDA102683R11EKIP TOUCH MEAS.LSI IN400 XT5 3P UL/CSA (1SDA102729R1)1SDA102729R11NEXT XT5 LSC 3000257980A001 (1SDA114243R1)1SDA114243R11FCCUAL 2X2/0-500KCMIL XT5 3PUL (1SDA113066R1)1SDA113066R1KXT5CUAL2X500K-3PC1EKIP COM MODBUS TCP XT5 INT (1SDA105189R1)1SDA105189R1KXT5COMIMBTCP | PUR | 1XT5H 400 BREAKING PART 3P F F UL/CSA (1SDA102683R1)1SDA102683R11EKIP TOUCH MEAS.LSI IN400 XT5 3P UL/CSA (1SDA102729R1)1SDA102729R11NEXT XT5 LSC 3000257980A001 (1SDA114243R1)1SDA114243R11FCCUAL 2X2/0-500KCMIL XT5 3PUL (1SDA113066R1)1SDA113066R1KXT5CUAL2X500K-3PC1EKIP COM MODBUS TCP XT5 INT (1SDA105189R1)1SDA105189R1KXT5COMIMBTCP | EA | EA |  | TRUE |  | P | B/W | 100
133501 | 24 | 2 | States | Champlin | Hayley Fabian | TRUE | 2026-05-21T00:00:00 | 2026-09-25T00:00:00 | 2026-08-19T00:00:00 | 21 | 18 | 3 | 5826.47 | 396199.96 | 55316-3157 | USA | N45 | 1501 | ABB INDUSTRIAL CONNECTIONS AND SOLUTIONS | 27511 | Z4SGULJE63LA00A00WXX | 1E4.2S-A 2500 EKIP TOUCH LSI 3P FHR (1SDA078002R1)Z4SGULBE000A000000XX 1KIT VR SUP E4.2 F 2500A 3PCS UL INST (1SDA079862R1)1SDA079862R1 1KIT VR INF E4.2 F 2500A 3PCS UL INST (1SDA079864R1)1SDA079864R1 1YO E1.2..E6.2 24 V AC/DC (1SDA073668R1)ZEASA 1YC E1.2..E6.2 24 V AC/DC (1SDA073681R1)ZEACA 1M E2.2...E6.2 24-30 V AC/DC (1SDA073722R1)ZEBM2 1S51 250V E2.2...E6.2 (1SDA073778R1)ZEBBA 1PBC D=8mm E2.2...E6.2 (1SDA073861R1)ZEBPBC8 1Ekip Supply 24-48VDC (1SDA074173R1)ZEAPWRSD 1Ekip 2K-3 E1.2...E6.2 (1SDA074169R1)ZEB2K3 | PUR | 1E4.2S-A 2500 EKIP TOUCH LSI 3P FHR1SDA078002R1Z4SGULBE000A000000XX 1KIT VR SUP E4.2 F 2500A 3PCS UL INST1SDA079862R1 1KIT VR INF E4.2 F 2500A 3PCS UL INST1SDA079864R1 1YO E1.2..E6.2 24 V AC/DC1SDA073668R1ZEASA 1S51 250V E2.2...E6.21SDA073778R1ZEBBA 1KLC-A Kirk key lock in open position E2.2...E6.21SDA073798R1ZEBKLAK 1PBC D=8mm E2.2...E6.21SDA073861R1ZEBPBC8 1Ekip Supply 110-240VAC/DC1SDA074172R1ZEAPWRS 1Ekip Com Modbus TCP E1.2..E6.21SDA074151R1ZEAMODTCP 1Ekip 2K-3 E1.2...E6.21SDA074169R1ZEB2K3 | EA | EA |  | TRUE |  | P | B/W | 100
133501 | 11 | 2 | States | Champlin | Hayley Fabian | TRUE | 2026-05-21T00:00:00 | 2026-11-12T00:00:00 | 2026-09-11T00:00:00 | 5 | 0 | 5 | 1908.22 | 53430.16 | 55316-3157 | USA | N45 | 1501 | ABB INDUSTRIAL CONNECTIONS AND SOLUTIONS | 27511 | XT2HU3100RYD050XXX | RGXT2H 125 E.TCHM LSI 100 3P UL | PUR | RGXT2H 125 E.TCHM LSI 100 3P UL | EA | EA |  | TRUE |  | P | B/W | 100
133501 | 17 | 3 | States | Champlin | Hayley Fabian | TRUE | 2026-05-21T00:00:00 | 2026-10-30T00:00:00 | 2026-09-01T00:00:00 | 69 | 0 | 69 | 2780.89 | 2096791.06 | 55316-3157 | USA | N45 | 1501 | ABB INDUSTRIAL CONNECTIONS AND SOLUTIONS | 27511 | XT5HU340ARYN050XXX | 1XT5H 400 BREAKING PART 3P F F UL/CSA (1SDA102683R1)1SDA102683R11EKIP TOUCH MEAS.LSI IN400 XT5 3P UL/CSA (1SDA102729R1)1SDA102729R11NEXT XT5 LSC 3000257980A001 (1SDA114243R1)1SDA114243R11FCCUAL 2X2/0-500KCMIL XT5 3PUL (1SDA113066R1)1SDA113066R1KXT5CUAL2X500K-3PC1EKIP COM MODBUS TCP XT5 INT (1SDA105189R1)1SDA105189R1KXT5COMIMBTCP | PUR | 1XT5H 400 BREAKING PART 3P F F UL/CSA (1SDA102683R1)1SDA102683R11EKIP TOUCH MEAS.LSI IN400 XT5 3P UL/CSA (1SDA102729R1)1SDA102729R11NEXT XT5 LSC 3000257980A001 (1SDA114243R1)1SDA114243R11FCCUAL 2X2/0-500KCMIL XT5 3PUL (1SDA113066R1)1SDA113066R1KXT5CUAL2X500K-3PC1EKIP COM MODBUS TCP XT5 INT (1SDA105189R1)1SDA105189R1KXT5COMIMBTCP | EA | EA |  | TRUE |  | P | B/W | 100
133501 | 8 | 2 | States | Champlin | Hayley Fabian | TRUE | 2026-05-21T00:00:00 | 2026-09-21T00:00:00 | 2026-08-18T00:00:00 | 51 | 46 | 5 | 377.07 | 27149.04 | 55316-3157 | USA | N45 | 1501 | ABB INDUSTRIAL CONNECTIONS AND SOLUTIONS | 27511 | XT1HU3125AYD000XXX | 125A, 65kA, ReliaGear, Thermal Mag, Load Lugs - 10-2/0 AWG | PUR | 125A, 65kA, ReliaGear, Thermal Mag, Load Lugs - 10-2/0 AWG | EA | EA |  | TRUE |  | P | B/W | 100
133501 | 11 | 4 | States | Champlin | Hayley Fabian | TRUE | 2026-05-21T00:00:00 | 2026-12-01T00:00:00 | 2026-11-17T00:00:00 | 2 | 0 | 2 | 1908.22 | 53430.16 | 55316-3157 | USA | N45 | 1501 | ABB INDUSTRIAL CONNECTIONS AND SOLUTIONS | 27511 | XT2HU3100RYD050XXX | RGXT2H 125 E.TCHM LSI 100 3P UL | PUR | RGXT2H 125 E.TCHM LSI 100 3P UL | EA | EA |  | TRUE |  | P | B/W | 100
133501 | 6 | 1 | States | Champlin | Hayley Fabian | TRUE | 2026-05-21T00:00:00 | 2026-11-17T00:00:00 | 2026-11-17T00:00:00 | 1 | 0 | 1 | 188.54 | 188.54 | 55316-3157 | USA | N45 | 1501 | ABB INDUSTRIAL CONNECTIONS AND SOLUTIONS | 27511 | XT1HU3060AYD000XXX | RGXT1H 125 TMF 60-600 3P UL/CSA | MEC | RGXT1H 125 TMF 60-600 3P UL/CSA | EA | EA |  | TRUE |  | P | B/W | 100
133501 | 17 | 6 | States | Champlin | Hayley Fabian | TRUE | 2026-05-21T00:00:00 | 2026-11-18T00:00:00 | 2026-11-18T00:00:00 | 63 | 0 | 63 | 2780.89 | 2096791.06 | 55316-3157 | USA | N45 | 1501 | ABB INDUSTRIAL CONNECTIONS AND SOLUTIONS | 27511 | XT5HU340ARYN050XXX | 1XT5H 400 BREAKING PART 3P F F UL/CSA (1SDA102683R1)1SDA102683R11EKIP TOUCH MEAS.LSI IN400 XT5 3P UL/CSA (1SDA102729R1)1SDA102729R11NEXT XT5 LSC 3000257980A001 (1SDA114243R1)1SDA114243R11FCCUAL 2X2/0-500KCMIL XT5 3PUL (1SDA113066R1)1SDA113066R1KXT5CUAL2X500K-3PC1EKIP COM MODBUS TCP XT5 INT (1SDA105189R1)1SDA105189R1KXT5COMIMBTCP | PUR | 1XT5H 400 BREAKING PART 3P F F UL/CSA (1SDA102683R1)1SDA102683R11EKIP TOUCH MEAS.LSI IN400 XT5 3P UL/CSA (1SDA102729R1)1SDA102729R11NEXT XT5 LSC 3000257980A001 (1SDA114243R1)1SDA114243R11FCCUAL 2X2/0-500KCMIL XT5 3PUL (1SDA113066R1)1SDA113066R1KXT5CUAL2X500K-3PC1EKIP COM MODBUS TCP XT5 INT (1SDA105189R1)1SDA105189R1KXT5COMIMBTCP | EA | EA |  | TRUE |  | P | B/W | 100
133501 | 5 | 1 | States | Champlin | Hayley Fabian | TRUE | 2026-05-21T00:00:00 | 2026-09-29T00:00:00 | 2026-09-29T00:00:00 | 21 | 0 | 21 | 151.45 | 23323.3 | 55316-3157 | USA | N45 | 1501 | ABB INDUSTRIAL CONNECTIONS AND SOLUTIONS | 27511 | XT1HU3060AAA000XXX | XT1H 125 TMF 60-600 3P F F UL/CSA | MEC | XT1H 125 TMF 60-600 3P F F UL/CSA | EA | EA |  | TRUE |  | P | B/W | 100
133501 | 26 | 1 | States | Champlin | Hayley Fabian | TRUE | 2026-05-21T00:00:00 | 2026-11-17T00:00:00 | 2026-11-17T00:00:00 | 8 | 1 | 7 | 7544.26 | 60354.08 | 55316-3157 | USA | N45 | 1501 | ABB INDUSTRIAL CONNECTIONS AND SOLUTIONS | 27511 | Z4SHUNBF60LA0EE045XX | E4.2S-A 3200 EKIP TOUCH LSIG 3P FVR | MEC | E4.2S-A 3200 EKIP TOUCH LSIG 3P FVR | EA | EA |  | TRUE |  | P | B/W | 100
133501 | 16 | 3 | States | Champlin | Hayley Fabian | TRUE | 2026-05-21T00:00:00 | 2026-09-21T00:00:00 | 2026-09-21T00:00:00 | 29 | 0 | 29 | 1729.02 | 240333.78 | 55316-3157 | USA | N45 | 1501 | ABB INDUSTRIAL CONNECTIONS AND SOLUTIONS | 27511 | XT5HU340AFYN0A0XXX | "1XT5H 400 EKIP DIP LSI IN400 3P UL (1SDA102529R1)1SDA102529R1XT5HU340AFFF000XXX 1NEXT XT5 LSC 3000257980A001 (1SDA114243R1)1SDA114243R1 1FCCUAL 2X2/0-500KCMIL XT5 3PUL (1SDA113066R1)1SDA113066R1KXT5CUAL2X500K-3PC 1AUX-C 1Q+1SY 250 V XT1..XT4 F/P (1SDA066431R1)1SDA066431R1KXTAAXCQSYFP" | PUR | "1XT5H 400 EKIP DIP LSI IN400 3P UL (1SDA102529R1)1SDA102529R1XT5HU340AFFF000XXX 1NEXT XT5 LSC 3000257980A001 (1SDA114243R1)1SDA114243R1 1FCCUAL 2X2/0-500KCMIL XT5 3PUL (1SDA113066R1)1SDA113066R1KXT5CUAL2X500K-3PC 1AUX-C 1Q+1SY 250 V XT1..XT4 F/P (1SDA066431R1)1SDA066431R1KXTAAXCQSYFP" | EA | EA |  | TRUE |  | P | B/W | 100
133501 | 3 | 1 | States | Champlin | Hayley Fabian | TRUE | 2026-05-21T00:00:00 | 2026-11-17T00:00:00 | 2026-11-17T00:00:00 | 5 | 0 | 5 | 188.54 | 942.7 | 55316-3157 | USA | N45 | 1501 | ABB INDUSTRIAL CONNECTIONS AND SOLUTIONS | 27511 | XT1HU3030AYD000XXX | 125AF/30AT, 65kA, Thermal Mag, ReliaGear, Load Lugs - 10 - 2/0 AWG | PUR | 125AF/30AT, 65kA, Thermal Mag, ReliaGear, Load Lugs - 10 - 2/0 AWG | EA | EA |  | TRUE |  | P | B/W | 100
133501 | 17 | 5 | States | Champlin | Hayley Fabian | TRUE | 2026-05-21T00:00:00 | 2026-10-30T00:00:00 | 2026-10-30T00:00:00 | 99 | 0 | 99 | 2780.89 | 2096791.06 | 55316-3157 | USA | N45 | 1501 | ABB INDUSTRIAL CONNECTIONS AND SOLUTIONS | 27511 | XT5HU340ARYN050XXX | 1XT5H 400 BREAKING PART 3P F F UL/CSA (1SDA102683R1)1SDA102683R11EKIP TOUCH MEAS.LSI IN400 XT5 3P UL/CSA (1SDA102729R1)1SDA102729R11NEXT XT5 LSC 3000257980A001 (1SDA114243R1)1SDA114243R11FCCUAL 2X2/0-500KCMIL XT5 3PUL (1SDA113066R1)1SDA113066R1KXT5CUAL2X500K-3PC1EKIP COM MODBUS TCP XT5 INT (1SDA105189R1)1SDA105189R1KXT5COMIMBTCP | PUR | 1XT5H 400 BREAKING PART 3P F F UL/CSA (1SDA102683R1)1SDA102683R11EKIP TOUCH MEAS.LSI IN400 XT5 3P UL/CSA (1SDA102729R1)1SDA102729R11NEXT XT5 LSC 3000257980A001 (1SDA114243R1)1SDA114243R11FCCUAL 2X2/0-500KCMIL XT5 3PUL (1SDA113066R1)1SDA113066R1KXT5CUAL2X500K-3PC1EKIP COM MODBUS TCP XT5 INT (1SDA105189R1)1SDA105189R1KXT5COMIMBTCP | EA | EA |  | TRUE |  | P | B/W | 100
133501 | 11 | 3 | States | Champlin | Hayley Fabian | TRUE | 2026-05-21T00:00:00 | 2026-11-20T00:00:00 | 2026-09-17T00:00:00 | 3 | 0 | 3 | 1908.22 | 53430.16 | 55316-3157 | USA | N45 | 1501 | ABB INDUSTRIAL CONNECTIONS AND SOLUTIONS | 27511 | XT2HU3100RYD050XXX | RGXT2H 125 E.TCHM LSI 100 3P UL | PUR | RGXT2H 125 E.TCHM LSI 100 3P UL | EA | EA |  | TRUE |  | P | B/W | 100
133501 | 27 | 1 | States | Champlin | Hayley Fabian | TRUE | 2026-05-21T00:00:00 | 2026-11-04T00:00:00 | 2026-09-28T00:00:00 | 2 | 0 | 2 | 5002.05 | 10004.1 | 55316-3157 | USA | N45 | 1501 | ABB INDUSTRIAL CONNECTIONS AND SOLUTIONS | 27511 | Z6A50JEXX | Cradle - w/400V Auxiliary Position Contacts, Right Sets | PUR | Cradle - w/400V Auxiliary Position Contacts, Right Sets | EA | EA |  | TRUE |  | P | B/W | 100
133501 | 4 | 4 | States | Champlin | Hayley Fabian | TRUE | 2026-05-21T00:00:00 | 2026-10-28T00:00:00 | 2026-09-17T00:00:00 | 31 | 27 | 4 | 299.27 | 25437.95 | 55316-3157 | USA | N45 | 1501 | ABB INDUSTRIAL CONNECTIONS AND SOLUTIONS | 27511 | XT1HU3030AYD0A0XXX | 1XT1H 125 TMF 30-500 3P F F UL/CSA (1SDA074697R1)1SDA074697R1XT1HU3030AFF000XXX1NEXT XT1 LSC 3000257978A001 (1SDA114241R1)1SDA114241R11KIT FC CUAL 10-2/0 AWG XT1 3PCS UL (1SDA075837R1)1SDA075837R1KXT1CUAL1-3PC1AUX-C 1Q+1SY 250 V XT1..XT4 F/P (1SDA066431R1)1SDA066431R1KXTAAXCQSYFP | PUR | 1XT1H 125 TMF 30-500 3P F F UL/CSA (1SDA074697R1)1SDA074697R1XT1HU3030AFF000XXX 1NEXT XT1 LSC 3000257978A001 (1SDA114241R1)1SDA114241R11KIT FC CUAL 10-2/0 AWG XT1 3PCS UL (1SDA075837R1)1SDA075837R1KXT1CUAL1-3PC1AUX-C 1Q+1SY 250 V XT1..XT4 F/P (1SDA066431R1)1SDA066431R1KXTAAXCQSYFP | EA | EA |  | TRUE |  | P | B/W | 100
133501 | 9 | 2 | States | Champlin | Hayley Fabian | TRUE | 2026-05-21T00:00:00 | 2026-10-20T00:00:00 | 2026-10-20T00:00:00 | 6 | 0 | 6 | 748.46 | 8981.52 | 55316-3157 | USA | N45 | 1501 | ABB INDUSTRIAL CONNECTIONS AND SOLUTIONS | 27511 | XT2HU3080BYD0A0XXX | 1RGXT2H 125 TMA 80-400..800 3P UL/CSA (1SDX188416R1) 1XT2H 125 TMA 80-400-800 3PFF UL/CSA (1SDA074798R1) 1LINE SIDE CONNECTOR XT2 3P PANELBOARD (1SDA118444R1) 1KIT FC CUAL 14-2/0 AWG XT2 3PCS UL (1SDA085585R1) | PUR | 1RGXT2H 125 TMA 80-400..800 3P UL/CSA (1SDX188416R1) 1XT2H 125 TMA 80-400-800 3PFF UL/CSA (1SDA074798R1) 1LINE SIDE CONNECTOR XT2 3P PANELBOARD (1SDA118444R1) 1KIT FC CUAL 14-2/0 AWG XT2 3PCS UL (1SDA085585R1) | EA | EA |  | TRUE |  | P | B/W | 100
133501 | 29 | 4 | States | Champlin | Hayley Fabian | TRUE | 2026-05-21T00:00:00 | 2026-10-26T00:00:00 | 2026-10-26T00:00:00 | 5 | 0 | 5 | 495.29 | 29717.4 | 55316-3157 | USA | N45 | 1501 | ABB INDUSTRIAL CONNECTIONS AND SOLUTIONS | 27511 | ZE6NCT | EXT CS N ALL E4.2 E6.2 50%UL ONLY | PUR | EXT CS N ALL E4.2 E6.2 50%UL ONLY | EA | EA |  | TRUE |  | P | B/W | 100
133501 | 14 | 1 | States | Champlin | Hayley Fabian | TRUE | 2026-05-21T00:00:00 | 2026-11-06T00:00:00 | 2026-09-30T00:00:00 | 56 | 0 | 56 | 1010.14 | 113135.68 | 55316-3157 | USA | N45 | 1501 | ABB INDUSTRIAL CONNECTIONS AND SOLUTIONS | 27511 | XT4HU32251YJ0A0XXX | "1XT4H 250 EKIPDIPLSI IN225A 3PFF UL/CSA (1SDA122950R1)1SDA122950R1XT4HU32251FF000XXX 1NEXT XT4 LSC 3000257979A001 (1SDA114242R1)1SDA114242R1 1KIT FCCUAL 4-300AWG XT4 3PC UL/CSA (1SDA075861R1)1SDA075861R1KXT4CUAL2-3PC 1AUX-C 1Q+1SY 250 V XT1..XT4 F/P (1SDA066431R1)1SDA066431R1KXTAAXCQSYFP" | PUR | "1XT4H 250 EKIPDIPLSI IN225A 3PFF UL/CSA (1SDA122950R1)1SDA122950R1XT4HU32251FF000XXX 1NEXT XT4 LSC 3000257979A001 (1SDA114242R1)1SDA114242R1 1KIT FCCUAL 4-300AWG XT4 3PC UL/CSA (1SDA075861R1)1SDA075861R1KXT4CUAL2-3PC 1AUX-C 1Q+1SY 250 V XT1..XT4 F/P (1SDA066431R1)1SDA066431R1KXTAAXCQSYFP" | EA | EA |  | TRUE |  | P | B/W | 100
133501 | 23 | 1 | States | Champlin | Hayley Fabian | TRUE | 2026-05-21T00:00:00 | 2026-11-17T00:00:00 | 2026-11-17T00:00:00 | 6 | 0 | 6 | 5373.47 | 32240.82 | 55316-3157 | USA | N45 | 1501 | ABB INDUSTRIAL CONNECTIONS AND SOLUTIONS | 27511 | Z4SGULJE60LA00A00WXX | E4.2S-A 2500 EKIP TOUCH LSI 3P FHR | MEC | E4.2S-A 2500 EKIP TOUCH LSI 3P FHR | EA | EA |  | TRUE |  | P | B/W | 100
133501 | 1 | 2 | States | Champlin | Hayley Fabian | TRUE | 2026-05-21T00:00:00 | 2026-09-21T00:00:00 | 2026-08-18T00:00:00 | 6 | 5 | 1 | 7997.22 | 439847.1 | 55316-3157 | USA | N45 | 1501 | ABB INDUSTRIAL CONNECTIONS AND SOLUTIONS | 27511 | Z4SHUNBF63LA0EE045XX | 1E4.2S-A 3200 EKIP TOUCH LSIG 3P FVR1SDA078013R1Z4SHUNBF000A000000XX 1YO E1.2..E6.2 110-120 V AC/DC1SDA073672R1ZEASE 1YC E1.2..E6.2 110-120 V AC/DC1SDA073685R1ZEACE 1M E2.2...E6.2 100-130 V AC/DC1SDA073724R1ZEBM4 1S51 250V E2.2...E6.21SDA073778R1ZEBBA 1PBC D=8mm E2.2...E6.21SDA073861R1ZEBPBC8 1Ekip Supply 110-240VAC/DC1SDA074172R1ZEAPWRS 1Ekip Com Modbus TCP E1.2..E6.21SDA074151R1ZEAMODTCP 1Ekip 2K-3 E1.2...E6.21SDA074169R1ZEB2K3 | PUR | 1E4.2S-A 3200 EKIP TOUCH LSIG 3P FVR1SDA078013R1Z4SHUNBF000A000000XX 1YO E1.2..E6.2 110-120 V AC/DC1SDA073672R1ZEASE 1YC E1.2..E6.2 110-120 V AC/DC1SDA073685R1ZEACE 1M E2.2...E6.2 100-130 V AC/DC1SDA073724R1ZEBM4 1S51 250V E2.2...E6.21SDA073778R1ZEBBA 1PBC D=8mm E2.2...E6.21SDA073861R1ZEBPBC8 1Ekip Supply 110-240VAC/DC1SDA074172R1ZEAPWRS 1Ekip Com Modbus TCP E1.2..E6.21SDA074151R1ZEAMODTCP 1Ekip 2K-3 E1.2...E6.21SDA074169R1ZEB2K3 | EA | EA |  | TRUE |  | P | B/W | 100
133501 | 14 | 4 | States | Champlin | Hayley Fabian | TRUE | 2026-05-21T00:00:00 | 2026-11-06T00:00:00 | 2026-11-02T00:00:00 | 8 | 0 | 8 | 1010.14 | 113135.68 | 55316-3157 | USA | N45 | 1501 | ABB INDUSTRIAL CONNECTIONS AND SOLUTIONS | 27511 | XT4HU32251YJ0A0XXX | "1XT4H 250 EKIPDIPLSI IN225A 3PFF UL/CSA (1SDA122950R1)1SDA122950R1XT4HU32251FF000XXX 1NEXT XT4 LSC 3000257979A001 (1SDA114242R1)1SDA114242R1 1KIT FCCUAL 4-300AWG XT4 3PC UL/CSA (1SDA075861R1)1SDA075861R1KXT4CUAL2-3PC 1AUX-C 1Q+1SY 250 V XT1..XT4 F/P (1SDA066431R1)1SDA066431R1KXTAAXCQSYFP" | PUR | "1XT4H 250 EKIPDIPLSI IN225A 3PFF UL/CSA (1SDA122950R1)1SDA122950R1XT4HU32251FF000XXX 1NEXT XT4 LSC 3000257979A001 (1SDA114242R1)1SDA114242R1 1KIT FCCUAL 4-300AWG XT4 3PC UL/CSA (1SDA075861R1)1SDA075861R1KXT4CUAL2-3PC 1AUX-C 1Q+1SY 250 V XT1..XT4 F/P (1SDA066431R1)1SDA066431R1KXTAAXCQSYFP" | EA | EA |  | TRUE |  | P | B/W | 100
133501 | 19 | 2 | States | Champlin | Hayley Fabian | TRUE | 2026-05-21T00:00:00 | 2026-10-05T00:00:00 | 2026-09-18T00:00:00 | 16 | 0 | 16 | 4824.98 | 656197.28 | 55316-3157 | USA | N45 | 1501 | ABB INDUSTRIAL CONNECTIONS AND SOLUTIONS | 27511 | XT7HU312EPYW940XXX | RGXT7H 1200 E.TCH LSI 1200 3P UL | MEC | RGXT7H 1200 E.TCH LSI 1200 3P UL | EA | EA |  | TRUE |  | P | B/W | 100
133501 | 29 | 5 | States | Champlin | Hayley Fabian | TRUE | 2026-05-21T00:00:00 | 2026-11-17T00:00:00 | 2026-11-17T00:00:00 | 8 | 0 | 8 | 495.29 | 29717.4 | 55316-3157 | USA | N45 | 1501 | ABB INDUSTRIAL CONNECTIONS AND SOLUTIONS | 27511 | ZE6NCT | EXT CS N ALL E4.2 E6.2 50%UL ONLY | PUR | EXT CS N ALL E4.2 E6.2 50%UL ONLY | EA | EA |  | TRUE |  | P | B/W | 100
133501 | 14 | 2 | States | Champlin | Hayley Fabian | TRUE | 2026-05-21T00:00:00 | 2026-11-06T00:00:00 | 2026-11-02T00:00:00 | 20 | 0 | 20 | 1010.14 | 113135.68 | 55316-3157 | USA | N45 | 1501 | ABB INDUSTRIAL CONNECTIONS AND SOLUTIONS | 27511 | XT4HU32251YJ0A0XXX | "1XT4H 250 EKIPDIPLSI IN225A 3PFF UL/CSA (1SDA122950R1)1SDA122950R1XT4HU32251FF000XXX 1NEXT XT4 LSC 3000257979A001 (1SDA114242R1)1SDA114242R1 1KIT FCCUAL 4-300AWG XT4 3PC UL/CSA (1SDA075861R1)1SDA075861R1KXT4CUAL2-3PC 1AUX-C 1Q+1SY 250 V XT1..XT4 F/P (1SDA066431R1)1SDA066431R1KXTAAXCQSYFP" | PUR | "1XT4H 250 EKIPDIPLSI IN225A 3PFF UL/CSA (1SDA122950R1)1SDA122950R1XT4HU32251FF000XXX 1NEXT XT4 LSC 3000257979A001 (1SDA114242R1)1SDA114242R1 1KIT FCCUAL 4-300AWG XT4 3PC UL/CSA (1SDA075861R1)1SDA075861R1KXT4CUAL2-3PC 1AUX-C 1Q+1SY 250 V XT1..XT4 F/P (1SDA066431R1)1SDA066431R1KXTAAXCQSYFP" | EA | EA |  | TRUE |  | P | B/W | 100
133501 | 19 | 4 | States | Champlin | Hayley Fabian | TRUE | 2026-05-21T00:00:00 | 2026-11-17T00:00:00 | 2026-11-17T00:00:00 | 12 | 0 | 12 | 4824.98 | 656197.28 | 55316-3157 | USA | N45 | 1501 | ABB INDUSTRIAL CONNECTIONS AND SOLUTIONS | 27511 | XT7HU312EPYW940XXX | RGXT7H 1200 E.TCH LSI 1200 3P UL | MEC | RGXT7H 1200 E.TCH LSI 1200 3P UL | EA | EA |  | TRUE |  | P | B/W | 100
133501 | 16 | 2 | States | Champlin | Hayley Fabian | TRUE | 2026-05-21T00:00:00 | 2026-09-21T00:00:00 | 2026-08-25T00:00:00 | 18 | 17 | 1 | 1729.02 | 240333.78 | 55316-3157 | USA | N45 | 1501 | ABB INDUSTRIAL CONNECTIONS AND SOLUTIONS | 27511 | XT5HU340AFYN0A0XXX | "1XT5H 400 EKIP DIP LSI IN400 3P UL (1SDA102529R1)1SDA102529R1XT5HU340AFFF000XXX 1NEXT XT5 LSC 3000257980A001 (1SDA114243R1)1SDA114243R1 1FCCUAL 2X2/0-500KCMIL XT5 3PUL (1SDA113066R1)1SDA113066R1KXT5CUAL2X500K-3PC 1AUX-C 1Q+1SY 250 V XT1..XT4 F/P (1SDA066431R1)1SDA066431R1KXTAAXCQSYFP" | PUR | "1XT5H 400 EKIP DIP LSI IN400 3P UL (1SDA102529R1)1SDA102529R1XT5HU340AFFF000XXX 1NEXT XT5 LSC 3000257980A001 (1SDA114243R1)1SDA114243R1 1FCCUAL 2X2/0-500KCMIL XT5 3PUL (1SDA113066R1)1SDA113066R1KXT5CUAL2X500K-3PC 1AUX-C 1Q+1SY 250 V XT1..XT4 F/P (1SDA066431R1)1SDA066431R1KXTAAXCQSYFP" | EA | EA |  | TRUE |  | P | B/W | 100
133501 | 25 | 2 | States | Champlin | Hayley Fabian | TRUE | 2026-05-21T00:00:00 | 2026-11-17T00:00:00 | 2026-11-17T00:00:00 | 16 | 0 | 16 | 7604.69 | 182512.56 | 55316-3157 | USA | N45 | 1501 | ABB INDUSTRIAL CONNECTIONS AND SOLUTIONS | 27511 | Z4SHUNBF30LA0AA02WXX | E4.2S-A 3200 EKIP TOUCH LSIG 3P FVR | MEC | E4.2S-A 3200 EKIP TOUCH LSIG 3P FVR | EA | EA |  | TRUE |  | P | B/W | 100
133501 | 15 | 1 | States | Champlin | Hayley Fabian | TRUE | 2026-05-21T00:00:00 | 2026-11-17T00:00:00 | 2026-11-17T00:00:00 | 11 | 0 | 11 | 1424.51 | 15669.61 | 55316-3157 | USA | N45 | 1501 | ABB INDUSTRIAL CONNECTIONS AND SOLUTIONS | 27511 | XT5HU340AFYN000XXX | RGXT5H 400 E.DIP LSI 400 3P UL/CSA | MEC | RGXT5H 400 E.DIP LSI 400 3P UL/CSA | EA | EA |  | TRUE |  | P | B/W | 100
133501 | 24 | 3 | States | Champlin | Hayley Fabian | TRUE | 2026-05-21T00:00:00 | 2026-09-28T00:00:00 | 2026-09-17T00:00:00 | 32 | 0 | 32 | 5826.47 | 396199.96 | 55316-3157 | USA | N45 | 1501 | ABB INDUSTRIAL CONNECTIONS AND SOLUTIONS | 27511 | Z4SGULJE63LA00A00WXX | 1E4.2S-A 2500 EKIP TOUCH LSI 3P FHR (1SDA078002R1)Z4SGULBE000A000000XX 1KIT VR SUP E4.2 F 2500A 3PCS UL INST (1SDA079862R1)1SDA079862R1 1KIT VR INF E4.2 F 2500A 3PCS UL INST (1SDA079864R1)1SDA079864R1 1YO E1.2..E6.2 24 V AC/DC (1SDA073668R1)ZEASA 1YC E1.2..E6.2 24 V AC/DC (1SDA073681R1)ZEACA 1M E2.2...E6.2 24-30 V AC/DC (1SDA073722R1)ZEBM2 1S51 250V E2.2...E6.2 (1SDA073778R1)ZEBBA 1PBC D=8mm E2.2...E6.2 (1SDA073861R1)ZEBPBC8 1Ekip Supply 24-48VDC (1SDA074173R1)ZEAPWRSD 1Ekip 2K-3 E1.2...E6.2 (1SDA074169R1)ZEB2K3 | PUR | 1E4.2S-A 2500 EKIP TOUCH LSI 3P FHR1SDA078002R1Z4SGULBE000A000000XX 1KIT VR SUP E4.2 F 2500A 3PCS UL INST1SDA079862R1 1KIT VR INF E4.2 F 2500A 3PCS UL INST1SDA079864R1 1YO E1.2..E6.2 24 V AC/DC1SDA073668R1ZEASA 1S51 250V E2.2...E6.21SDA073778R1ZEBBA 1KLC-A Kirk key lock in open position E2.2...E6.21SDA073798R1ZEBKLAK 1PBC D=8mm E2.2...E6.21SDA073861R1ZEBPBC8 1Ekip Supply 110-240VAC/DC1SDA074172R1ZEAPWRS 1Ekip Com Modbus TCP E1.2..E6.21SDA074151R1ZEAMODTCP 1Ekip 2K-3 E1.2...E6.21SDA074169R1ZEB2K3 | EA | EA |  | TRUE |  | P | B/W | 100
133501 | 1 | 3 | States | Champlin | Hayley Fabian | TRUE | 2026-05-21T00:00:00 | 2026-10-09T00:00:00 | 2026-09-17T00:00:00 | 19 | 0 | 19 | 7997.22 | 439847.1 | 55316-3157 | USA | N45 | 1501 | ABB INDUSTRIAL CONNECTIONS AND SOLUTIONS | 27511 | Z4SHUNBF63LA0EE045XX | 1E4.2S-A 3200 EKIP TOUCH LSIG 3P FVR1SDA078013R1Z4SHUNBF000A000000XX 1YO E1.2..E6.2 110-120 V AC/DC1SDA073672R1ZEASE 1YC E1.2..E6.2 110-120 V AC/DC1SDA073685R1ZEACE 1M E2.2...E6.2 100-130 V AC/DC1SDA073724R1ZEBM4 1S51 250V E2.2...E6.21SDA073778R1ZEBBA 1PBC D=8mm E2.2...E6.21SDA073861R1ZEBPBC8 1Ekip Supply 110-240VAC/DC1SDA074172R1ZEAPWRS 1Ekip Com Modbus TCP E1.2..E6.21SDA074151R1ZEAMODTCP 1Ekip 2K-3 E1.2...E6.21SDA074169R1ZEB2K3 | PUR | 1E4.2S-A 3200 EKIP TOUCH LSIG 3P FVR1SDA078013R1Z4SHUNBF000A000000XX 1YO E1.2..E6.2 110-120 V AC/DC1SDA073672R1ZEASE 1YC E1.2..E6.2 110-120 V AC/DC1SDA073685R1ZEACE 1M E2.2...E6.2 100-130 V AC/DC1SDA073724R1ZEBM4 1S51 250V E2.2...E6.21SDA073778R1ZEBBA 1PBC D=8mm E2.2...E6.21SDA073861R1ZEBPBC8 1Ekip Supply 110-240VAC/DC1SDA074172R1ZEAPWRS 1Ekip Com Modbus TCP E1.2..E6.21SDA074151R1ZEAMODTCP 1Ekip 2K-3 E1.2...E6.21SDA074169R1ZEB2K3 | EA | EA |  | TRUE |  | P | B/W | 100
133501 | 13 | 2 | States | Champlin | Hayley Fabian | TRUE | 2026-05-21T00:00:00 | 2026-10-19T00:00:00 | 2026-08-27T00:00:00 | 40 | 0 | 40 | 913.68 | 73094.4 | 55316-3157 | USA | N45 | 1501 | ABB INDUSTRIAL CONNECTIONS AND SOLUTIONS | 27511 | XT4HU31501YJ0A0XXX | "1XT4H 250 EKIP DIP LSI IN150 3P FF UL/CSA (1SDA102277R1)1SDA102277R1XT4HU31501FF000XXX 1NEXT XT4 LSC 3000257979A001 (1SDA114242R1)1SDA114242R1 1KIT FCCUAL 4-300AWG XT4 3PC UL/CSA (1SDA075861R1)1SDA075861R1KXT4CUAL2-3PC 1AUX-C 1Q+1SY 250 V XT1..XT4 F/P (1SDA066431R1)1SDA066431R1KXTAAXCQSYFP" | PUR | "1XT4H 250 EKIP DIP LSI IN150 3P FF UL/CSA (1SDA102277R1)1SDA102277R1XT4HU31501FF000XXX 1NEXT XT4 LSC 3000257979A001 (1SDA114242R1)1SDA114242R1 1KIT FCCUAL 4-300AWG XT4 3PC UL/CSA (1SDA075861R1)1SDA075861R1KXT4CUAL2-3PC 1AUX-C 1Q+1SY 250 V XT1..XT4 F/P (1SDA066431R1)1SDA066431R1KXTAAXCQSYFP" | EA | EA |  | TRUE |  | P | B/W | 100
133501 | 5 | 4 | States | Champlin | Hayley Fabian | TRUE | 2026-05-21T00:00:00 | 2026-10-05T00:00:00 | 2026-10-05T00:00:00 | 54 | 21 | 33 | 151.45 | 23323.3 | 55316-3157 | USA | N45 | 1501 | ABB INDUSTRIAL CONNECTIONS AND SOLUTIONS | 27511 | XT1HU3060AAA000XXX | XT1H 125 TMF 60-600 3P F F UL/CSA | MEC | XT1H 125 TMF 60-600 3P F F UL/CSA | EA | EA |  | TRUE |  | P | B/W | 100
133501 | 17 | 4 | States | Champlin | Hayley Fabian | TRUE | 2026-05-21T00:00:00 | 2026-10-30T00:00:00 | 2026-09-18T00:00:00 | 196 | 0 | 196 | 2780.89 | 2096791.06 | 55316-3157 | USA | N45 | 1501 | ABB INDUSTRIAL CONNECTIONS AND SOLUTIONS | 27511 | XT5HU340ARYN050XXX | 1XT5H 400 BREAKING PART 3P F F UL/CSA (1SDA102683R1)1SDA102683R11EKIP TOUCH MEAS.LSI IN400 XT5 3P UL/CSA (1SDA102729R1)1SDA102729R11NEXT XT5 LSC 3000257980A001 (1SDA114243R1)1SDA114243R11FCCUAL 2X2/0-500KCMIL XT5 3PUL (1SDA113066R1)1SDA113066R1KXT5CUAL2X500K-3PC1EKIP COM MODBUS TCP XT5 INT (1SDA105189R1)1SDA105189R1KXT5COMIMBTCP | PUR | 1XT5H 400 BREAKING PART 3P F F UL/CSA (1SDA102683R1)1SDA102683R11EKIP TOUCH MEAS.LSI IN400 XT5 3P UL/CSA (1SDA102729R1)1SDA102729R11NEXT XT5 LSC 3000257980A001 (1SDA114243R1)1SDA114243R11FCCUAL 2X2/0-500KCMIL XT5 3PUL (1SDA113066R1)1SDA113066R1KXT5CUAL2X500K-3PC1EKIP COM MODBUS TCP XT5 INT (1SDA105189R1)1SDA105189R1KXT5COMIMBTCP | EA | EA |  | TRUE |  | P | B/W | 100
133501 | 1 | 4 | States | Champlin | Hayley Fabian | TRUE | 2026-05-21T00:00:00 | 2026-10-19T00:00:00 | 2026-09-17T00:00:00 | 16 | 0 | 16 | 7997.22 | 439847.1 | 55316-3157 | USA | N45 | 1501 | ABB INDUSTRIAL CONNECTIONS AND SOLUTIONS | 27511 | Z4SHUNBF63LA0EE045XX | 1E4.2S-A 3200 EKIP TOUCH LSIG 3P FVR1SDA078013R1Z4SHUNBF000A000000XX 1YO E1.2..E6.2 110-120 V AC/DC1SDA073672R1ZEASE 1YC E1.2..E6.2 110-120 V AC/DC1SDA073685R1ZEACE 1M E2.2...E6.2 100-130 V AC/DC1SDA073724R1ZEBM4 1S51 250V E2.2...E6.21SDA073778R1ZEBBA 1PBC D=8mm E2.2...E6.21SDA073861R1ZEBPBC8 1Ekip Supply 110-240VAC/DC1SDA074172R1ZEAPWRS 1Ekip Com Modbus TCP E1.2..E6.21SDA074151R1ZEAMODTCP 1Ekip 2K-3 E1.2...E6.21SDA074169R1ZEB2K3 | PUR | 1E4.2S-A 3200 EKIP TOUCH LSIG 3P FVR1SDA078013R1Z4SHUNBF000A000000XX 1YO E1.2..E6.2 110-120 V AC/DC1SDA073672R1ZEASE 1YC E1.2..E6.2 110-120 V AC/DC1SDA073685R1ZEACE 1M E2.2...E6.2 100-130 V AC/DC1SDA073724R1ZEBM4 1S51 250V E2.2...E6.21SDA073778R1ZEBBA 1PBC D=8mm E2.2...E6.21SDA073861R1ZEBPBC8 1Ekip Supply 110-240VAC/DC1SDA074172R1ZEAPWRS 1Ekip Com Modbus TCP E1.2..E6.21SDA074151R1ZEAMODTCP 1Ekip 2K-3 E1.2...E6.21SDA074169R1ZEB2K3 | EA | EA |  | TRUE |  | P | B/W | 100
133501 | 28 | 1 | States | Champlin | Hayley Fabian | TRUE | 2026-05-21T00:00:00 | 2026-11-17T00:00:00 | 2026-11-17T00:00:00 | 2 | 0 | 2 | 82.4 | 164.8 | 55316-3157 | USA | N45 | 1501 | ABB INDUSTRIAL CONNECTIONS AND SOLUTIONS | 27511 | ZE1AUX4 | AUX 4Q 400V E1.2 | PUR | AUX 4Q 400V E1.2 | EA | EA |  | TRUE |  | P | B/W | 100
135127 | 3 | 1 | States | Champlin | Hayley Fabian | TRUE | 2026-07-30T00:00:00 | 2026-10-27T00:00:00 | 2026-10-27T00:00:00 | 1 | 0 | 1 | 122.27 | 122.27 | 55316-3157 | USA | N45 | 1501 | ABB INDUSTRIAL CONNECTIONS AND SOLUTIONS | 27511 | 77317-AB76B-02P-AB2.1 | Box: AB76B | Buy | Box: AB76B | EA | EA |  | FALSE |  | P | B/W | 100
135127 | 25 | 1 | States | Champlin | Hayley Fabian | TRUE | 2026-07-30T00:00:00 | 2026-11-04T00:00:00 | 2026-11-04T00:00:00 | 1 | 0 | 1 | 253.28 | 253.28 | 55316-3157 | USA | N45 | 1501 | ABB INDUSTRIAL CONNECTIONS AND SOLUTIONS | 27511 | 77317-PPXT FA BOX-02MECH-01 | PPXT FA BOX | Buy | PPXT FA BOX | EA | EA |  | FALSE |  | P | B/W | 100
135127 | 63 | 1 | States | Champlin | Hayley Fabian | TRUE | 2026-07-30T00:00:00 | 2026-10-27T00:00:00 | 2026-10-27T00:00:00 | 1 | 0 | 1 | 3427.35 | 3427.35 | 55316-3157 | USA | N45 | 1501 | ABB INDUSTRIAL CONNECTIONS AND SOLUTIONS | 27511 | 77317-RQF-SLT-INT-04P-2N-1 | Interior : AQF3422JBX AXS5N2MSPS | Buy | Interior : AQF3422JBX AXS5N2MSPS | EA | EA |  | FALSE |  | P | B/W | 100
135127 | 34 | 1 | States | Champlin | Hayley Fabian | TRUE | 2026-07-30T00:00:00 | 2026-11-04T00:00:00 | 2026-11-04T00:00:00 | 1 | 0 | 1 | 257.35 | 257.35 | 55316-3157 | USA | N45 | 1501 | ABB INDUSTRIAL CONNECTIONS AND SOLUTIONS | 27511 | 77317-PPXT FA BOX-04MECH-02 | PPXT FA BOX | Buy | PPXT FA BOX | EA | EA |  | FALSE |  | P | B/W | 100
135127 | 60 | 1 | States | Champlin | Hayley Fabian | TRUE | 2026-07-30T00:00:00 | 2026-10-27T00:00:00 | 2026-10-27T00:00:00 | 1 | 0 | 1 | 3425.64 | 3425.64 | 55316-3157 | USA | N45 | 1501 | ABB INDUSTRIAL CONNECTIONS AND SOLUTIONS | 27511 | 77317-RQFC-INTERIOR-05P-AB2.1 | Interior : AQF3422JBX AXS5N2MSPS | Buy | Interior : AQF3422JBX AXS5N2MSPS | EA | EA |  | FALSE |  | P | B/W | 100
135127 | 54 | 1 | States | Champlin | Hayley Fabian | TRUE | 2026-07-30T00:00:00 | 2026-10-28T00:00:00 | 2026-10-28T00:00:00 | 1 | 0 | 1 | 6882.44 | 6882.44 | 55316-3157 | USA | N45 | 1501 | ABB INDUSTRIAL CONNECTIONS AND SOLUTIONS | 27511 | 77317-PPXT FA INT-05MECH-02 | PPXT FA INT | Buy | PPXT FA INT | EA | EA |  | FALSE |  | P | B/W | 100
135127 | 2 | 1 | States | Champlin | Hayley Fabian | TRUE | 2026-07-30T00:00:00 | 2026-10-27T00:00:00 | 2026-10-27T00:00:00 | 1 | 0 | 1 | 134.21 | 134.21 | 55316-3157 | USA | N45 | 1501 | ABB INDUSTRIAL CONNECTIONS AND SOLUTIONS | 27511 | 77317-AB76B-02P-4N-1 | Box: AB76B | Buy | Box: AB76B | EA | EA |  | FALSE |  | P | B/W | 100
135127 | 8 | 1 | States | Champlin | Hayley Fabian | TRUE | 2026-07-30T00:00:00 | 2026-10-27T00:00:00 | 2026-10-27T00:00:00 | 1 | 0 | 1 | 134.21 | 134.21 | 55316-3157 | USA | N45 | 1501 | ABB INDUSTRIAL CONNECTIONS AND SOLUTIONS | 27511 | 77317-AB76B-04P-4N-1 | Box: AB76B | Buy | Box: AB76B | EA | EA |  | FALSE |  | P | B/W | 100
135127 | 11 | 1 | States | Champlin | Hayley Fabian | TRUE | 2026-07-30T00:00:00 | 2026-10-27T00:00:00 | 2026-10-27T00:00:00 | 1 | 0 | 1 | 134.21 | 134.21 | 55316-3157 | USA | N45 | 1501 | ABB INDUSTRIAL CONNECTIONS AND SOLUTIONS | 27511 | 77317-AB76B-05P-4N-1 | Box: AB76B | Buy | Box: AB76B | EA | EA |  | FALSE |  | P | B/W | 100
135127 | 46 | 1 | States | Champlin | Hayley Fabian | TRUE | 2026-07-30T00:00:00 | 2026-10-28T00:00:00 | 2026-10-28T00:00:00 | 1 | 0 | 1 | 7685.71 | 7685.71 | 55316-3157 | USA | N45 | 1501 | ABB INDUSTRIAL CONNECTIONS AND SOLUTIONS | 27511 | 77317-PPXT FA INT-03MECH-02 | PPXT FA INT | Buy | PPXT FA INT | EA | EA |  | FALSE |  | P | B/W | 100
135127 | 41 | 1 | States | Champlin | Hayley Fabian | TRUE | 2026-07-30T00:00:00 | 2026-10-28T00:00:00 | 2026-10-28T00:00:00 | 1 | 0 | 1 | 7685.71 | 7685.71 | 55316-3157 | USA | N45 | 1501 | ABB INDUSTRIAL CONNECTIONS AND SOLUTIONS | 27511 | 77317-PPXT FA INT-02MECH-01 | PPXT FA INT | Buy | PPXT FA INT | EA | EA |  | FALSE |  | P | B/W | 100
135127 | 35 | 1 | States | Champlin | Hayley Fabian | TRUE | 2026-07-30T00:00:00 | 2026-11-04T00:00:00 | 2026-11-04T00:00:00 | 1 | 0 | 1 | 257.35 | 257.35 | 55316-3157 | USA | N45 | 1501 | ABB INDUSTRIAL CONNECTIONS AND SOLUTIONS | 27511 | 77317-PPXT FA BOX-04MECH-03 | PPXT FA BOX | Buy | PPXT FA BOX | EA | EA |  | FALSE |  | P | B/W | 100
135127 | 48 | 1 | States | Champlin | Hayley Fabian | TRUE | 2026-07-30T00:00:00 | 2026-10-28T00:00:00 | 2026-10-28T00:00:00 | 1 | 0 | 1 | 7685.71 | 7685.71 | 55316-3157 | USA | N45 | 1501 | ABB INDUSTRIAL CONNECTIONS AND SOLUTIONS | 27511 | 77317-PPXT FA INT-03MECH-04 | PPXT FA INT | Buy | PPXT FA INT | EA | EA |  | FALSE |  | P | B/W | 100
135127 | 66 | 1 | States | Champlin | Hayley Fabian | TRUE | 2026-07-30T00:00:00 | 2026-10-27T00:00:00 | 2026-10-27T00:00:00 | 1 | 0 | 1 | 8280.57 | 8280.57 | 55316-3157 | USA | N45 | 1501 | ABB INDUSTRIAL CONNECTIONS AND SOLUTIONS | 27511 | 77317-RSF-SLT-INT-03P-4N-1 | Interior : ASF3424KBX AXS5N2MSPS | Buy | Interior : ASF3424KBX AXS5N2MSPS | EA | EA |  | FALSE |  | P | B/W | 100
135127 | 5 | 1 | States | Champlin | Hayley Fabian | TRUE | 2026-07-30T00:00:00 | 2026-10-27T00:00:00 | 2026-10-27T00:00:00 | 1 | 0 | 1 | 134.21 | 134.21 | 55316-3157 | USA | N45 | 1501 | ABB INDUSTRIAL CONNECTIONS AND SOLUTIONS | 27511 | 77317-AB76B-03P-4N-1 | Box: AB76B | Buy | Box: AB76B | EA | EA |  | FALSE |  | P | B/W | 100
135127 | 68 | 1 | States | Champlin | Hayley Fabian | TRUE | 2026-07-30T00:00:00 | 2026-10-27T00:00:00 | 2026-10-27T00:00:00 | 1 | 0 | 1 | 7608.61 | 7608.61 | 55316-3157 | USA | N45 | 1501 | ABB INDUSTRIAL CONNECTIONS AND SOLUTIONS | 27511 | 77317-RSF-SLT-INT-05P-4N-1 | Interior : ASF3424KBX AXS5N2MSPS | Buy | Interior : ASF3424KBX AXS5N2MSPS | EA | EA |  | FALSE |  | P | B/W | 100
135127 | 28 | 1 | States | Champlin | Hayley Fabian | TRUE | 2026-07-30T00:00:00 | 2026-11-04T00:00:00 | 2026-11-04T00:00:00 | 1 | 0 | 1 | 253.28 | 253.28 | 55316-3157 | USA | N45 | 1501 | ABB INDUSTRIAL CONNECTIONS AND SOLUTIONS | 27511 | 77317-PPXT FA BOX-02MECH-04 | PPXT FA BOX | Buy | PPXT FA BOX | EA | EA |  | FALSE |  | P | B/W | 100
135127 | 49 | 1 | States | Champlin | Hayley Fabian | TRUE | 2026-07-30T00:00:00 | 2026-10-28T00:00:00 | 2026-10-28T00:00:00 | 1 | 0 | 1 | 7809.23 | 7809.23 | 55316-3157 | USA | N45 | 1501 | ABB INDUSTRIAL CONNECTIONS AND SOLUTIONS | 27511 | 77317-PPXT FA INT-04MECH-01 | PPXT FA INT | Buy | PPXT FA INT | EA | EA |  | FALSE |  | P | B/W | 100
135127 | 61 | 1 | States | Champlin | Hayley Fabian | TRUE | 2026-07-30T00:00:00 | 2026-10-27T00:00:00 | 2026-10-27T00:00:00 | 1 | 0 | 1 | 3427.35 | 3427.35 | 55316-3157 | USA | N45 | 1501 | ABB INDUSTRIAL CONNECTIONS AND SOLUTIONS | 27511 | 77317-RQF-SLT-INT-02P-2N-1 | Interior : AQF3422JBX AXS5N2MSPS | Buy | Interior : AQF3422JBX AXS5N2MSPS | EA | EA |  | FALSE |  | P | B/W | 100
135127 | 45 | 1 | States | Champlin | Hayley Fabian | TRUE | 2026-07-30T00:00:00 | 2026-10-28T00:00:00 | 2026-10-28T00:00:00 | 1 | 0 | 1 | 7685.71 | 7685.71 | 55316-3157 | USA | N45 | 1501 | ABB INDUSTRIAL CONNECTIONS AND SOLUTIONS | 27511 | 77317-PPXT FA INT-03MECH-01 | PPXT FA INT | Buy | PPXT FA INT | EA | EA |  | FALSE |  | P | B/W | 100
135127 | 64 | 1 | States | Champlin | Hayley Fabian | TRUE | 2026-07-30T00:00:00 | 2026-10-27T00:00:00 | 2026-10-27T00:00:00 | 1 | 0 | 1 | 3427.35 | 3427.35 | 55316-3157 | USA | N45 | 1501 | ABB INDUSTRIAL CONNECTIONS AND SOLUTIONS | 27511 | 77317-RQF-SLT-INT-05P-2N-1 | Interior : AQF3422JBX AXS5N2MSPS | Buy | Interior : AQF3422JBX AXS5N2MSPS | EA | EA |  | FALSE |  | P | B/W | 100
135127 | 20 | 1 | States | Champlin | Hayley Fabian | TRUE | 2026-07-30T00:00:00 | 2026-10-27T00:00:00 | 2026-10-27T00:00:00 | 1 | 0 | 1 | 102.6 | 102.6 | 55316-3157 | USA | N45 | 1501 | ABB INDUSTRIAL CONNECTIONS AND SOLUTIONS | 27511 | 77317-AF76SN-05P-AB2.1 | Front: AF76SN | Buy | Front: AF76SN | EA | EA |  | FALSE |  | P | B/W | 100
135127 | 33 | 1 | States | Champlin | Hayley Fabian | TRUE | 2026-07-30T00:00:00 | 2026-11-04T00:00:00 | 2026-11-04T00:00:00 | 1 | 0 | 1 | 257.35 | 257.35 | 55316-3157 | USA | N45 | 1501 | ABB INDUSTRIAL CONNECTIONS AND SOLUTIONS | 27511 | 77317-PPXT FA BOX-04MECH-01 | PPXT FA BOX | Buy | PPXT FA BOX | EA | EA |  | FALSE |  | P | B/W | 100
135127 | 62 | 1 | States | Champlin | Hayley Fabian | TRUE | 2026-07-30T00:00:00 | 2026-10-27T00:00:00 | 2026-10-27T00:00:00 | 1 | 0 | 1 | 3427.35 | 3427.35 | 55316-3157 | USA | N45 | 1501 | ABB INDUSTRIAL CONNECTIONS AND SOLUTIONS | 27511 | 77317-RQF-SLT-INT-03P-2N-1 | Interior : AQF3422JBX AXS5N2MSPS | Buy | Interior : AQF3422JBX AXS5N2MSPS | EA | EA |  | FALSE |  | P | B/W | 100
135127 | 13 | 1 | States | Champlin | Hayley Fabian | TRUE | 2026-07-30T00:00:00 | 2026-10-27T00:00:00 | 2026-10-27T00:00:00 | 1 | 0 | 1 | 102.6 | 102.6 | 55316-3157 | USA | N45 | 1501 | ABB INDUSTRIAL CONNECTIONS AND SOLUTIONS | 27511 | 77317-AF76SN-02P-2N-1 | Front: AF76SN | Buy | Front: AF76SN | EA | EA |  | FALSE |  | P | B/W | 100
135127 | 67 | 1 | States | Champlin | Hayley Fabian | TRUE | 2026-07-30T00:00:00 | 2026-10-27T00:00:00 | 2026-10-27T00:00:00 | 1 | 0 | 1 | 7669.8 | 7669.8 | 55316-3157 | USA | N45 | 1501 | ABB INDUSTRIAL CONNECTIONS AND SOLUTIONS | 27511 | 77317-RSF-SLT-INT-04P-4N-1 | Interior : ASF3424KBX AXS5N2MSPS | Buy | Interior : ASF3424KBX AXS5N2MSPS | EA | EA |  | FALSE |  | P | B/W | 100
135127 | 31 | 1 | States | Champlin | Hayley Fabian | TRUE | 2026-07-30T00:00:00 | 2026-11-04T00:00:00 | 2026-11-04T00:00:00 | 1 | 0 | 1 | 253.28 | 253.28 | 55316-3157 | USA | N45 | 1501 | ABB INDUSTRIAL CONNECTIONS AND SOLUTIONS | 27511 | 77317-PPXT FA BOX-03MECH-03 | PPXT FA BOX | Buy | PPXT FA BOX | EA | EA |  | FALSE |  | P | B/W | 100
135127 | 53 | 1 | States | Champlin | Hayley Fabian | TRUE | 2026-07-30T00:00:00 | 2026-10-28T00:00:00 | 2026-10-28T00:00:00 | 1 | 0 | 1 | 6882.44 | 6882.44 | 55316-3157 | USA | N45 | 1501 | ABB INDUSTRIAL CONNECTIONS AND SOLUTIONS | 27511 | 77317-PPXT FA INT-05MECH-01 | PPXT FA INT | Buy | PPXT FA INT | EA | EA |  | FALSE |  | P | B/W | 100
135127 | 38 | 1 | States | Champlin | Hayley Fabian | TRUE | 2026-07-30T00:00:00 | 2026-11-04T00:00:00 | 2026-11-04T00:00:00 | 1 | 0 | 1 | 278.09 | 278.09 | 55316-3157 | USA | N45 | 1501 | ABB INDUSTRIAL CONNECTIONS AND SOLUTIONS | 27511 | 77317-PPXT FA BOX-05MECH-02 | PPXT FA BOX | Buy | PPXT FA BOX | EA | EA |  | FALSE |  | P | B/W | 100
135127 | 21 | 1 | States | Champlin | Hayley Fabian | TRUE | 2026-07-30T00:00:00 | 2026-10-27T00:00:00 | 2026-10-27T00:00:00 | 1 | 0 | 1 | 168.93 | 168.93 | 55316-3157 | USA | N45 | 1501 | ABB INDUSTRIAL CONNECTIONS AND SOLUTIONS | 27511 | 77317-AF76STN-02P-4N-1 | Front: AF76STN | Buy | Front: AF76STN | EA | EA |  | FALSE |  | P | B/W | 100
135127 | 17 | 1 | States | Champlin | Hayley Fabian | TRUE | 2026-07-30T00:00:00 | 2026-10-27T00:00:00 | 2026-10-27T00:00:00 | 1 | 0 | 1 | 102.6 | 102.6 | 55316-3157 | USA | N45 | 1501 | ABB INDUSTRIAL CONNECTIONS AND SOLUTIONS | 27511 | 77317-AF76SN-04P-2N-1 | Front: AF76SN | Buy | Front: AF76SN | EA | EA |  | FALSE |  | P | B/W | 100
135127 | 44 | 1 | States | Champlin | Hayley Fabian | TRUE | 2026-07-30T00:00:00 | 2026-10-28T00:00:00 | 2026-10-28T00:00:00 | 1 | 0 | 1 | 7685.71 | 7685.71 | 55316-3157 | USA | N45 | 1501 | ABB INDUSTRIAL CONNECTIONS AND SOLUTIONS | 27511 | 77317-PPXT FA INT-02MECH-04 | PPXT FA INT | Buy | PPXT FA INT | EA | EA |  | FALSE |  | P | B/W | 100
135127 | 10 | 1 | States | Champlin | Hayley Fabian | TRUE | 2026-07-30T00:00:00 | 2026-10-27T00:00:00 | 2026-10-27T00:00:00 | 1 | 0 | 1 | 122.27 | 122.27 | 55316-3157 | USA | N45 | 1501 | ABB INDUSTRIAL CONNECTIONS AND SOLUTIONS | 27511 | 77317-AB76B-05P-2N-1 | Box: AB76B | Buy | Box: AB76B | EA | EA |  | FALSE |  | P | B/W | 100
135127 | 12 | 1 | States | Champlin | Hayley Fabian | TRUE | 2026-07-30T00:00:00 | 2026-10-27T00:00:00 | 2026-10-27T00:00:00 | 1 | 0 | 1 | 122.27 | 122.27 | 55316-3157 | USA | N45 | 1501 | ABB INDUSTRIAL CONNECTIONS AND SOLUTIONS | 27511 | 77317-AB76B-05P-AB2.1 | Box: AB76B | Buy | Box: AB76B | EA | EA |  | FALSE |  | P | B/W | 100
135127 | 51 | 1 | States | Champlin | Hayley Fabian | TRUE | 2026-07-30T00:00:00 | 2026-10-28T00:00:00 | 2026-10-28T00:00:00 | 1 | 0 | 1 | 7809.23 | 7809.23 | 55316-3157 | USA | N45 | 1501 | ABB INDUSTRIAL CONNECTIONS AND SOLUTIONS | 27511 | 77317-PPXT FA INT-04MECH-03 | PPXT FA INT | Buy | PPXT FA INT | EA | EA |  | FALSE |  | P | B/W | 100
135127 | 56 | 1 | States | Champlin | Hayley Fabian | TRUE | 2026-07-30T00:00:00 | 2026-10-28T00:00:00 | 2026-10-28T00:00:00 | 1 | 0 | 1 | 7809.23 | 7809.23 | 55316-3157 | USA | N45 | 1501 | ABB INDUSTRIAL CONNECTIONS AND SOLUTIONS | 27511 | 77317-PPXT FA INT-05MECH-04 | PPXT FA INT | Buy | PPXT FA INT | EA | EA |  | FALSE |  | P | B/W | 100
135127 | 40 | 1 | States | Champlin | Hayley Fabian | TRUE | 2026-07-30T00:00:00 | 2026-11-04T00:00:00 | 2026-11-04T00:00:00 | 1 | 0 | 1 | 257.35 | 257.35 | 55316-3157 | USA | N45 | 1501 | ABB INDUSTRIAL CONNECTIONS AND SOLUTIONS | 27511 | 77317-PPXT FA BOX-05MECH-04 | PPXT FA BOX | Buy | PPXT FA BOX | EA | EA |  | FALSE |  | P | B/W | 100
135127 | 29 | 1 | States | Champlin | Hayley Fabian | TRUE | 2026-07-30T00:00:00 | 2026-11-04T00:00:00 | 2026-11-04T00:00:00 | 1 | 0 | 1 | 253.28 | 253.28 | 55316-3157 | USA | N45 | 1501 | ABB INDUSTRIAL CONNECTIONS AND SOLUTIONS | 27511 | 77317-PPXT FA BOX-03MECH-01 | PPXT FA BOX | Buy | PPXT FA BOX | EA | EA |  | FALSE |  | P | B/W | 100
135127 | 1 | 1 | States | Champlin | Hayley Fabian | TRUE | 2026-07-30T00:00:00 | 2026-10-27T00:00:00 | 2026-10-27T00:00:00 | 1 | 0 | 1 | 122.27 | 122.27 | 55316-3157 | USA | N45 | 1501 | ABB INDUSTRIAL CONNECTIONS AND SOLUTIONS | 27511 | 77317-AB76B-02P-2N-1 | Box: AB76B | Buy | Box: AB76B | EA | EA |  | FALSE |  | P | B/W | 100
135127 | 26 | 1 | States | Champlin | Hayley Fabian | TRUE | 2026-07-30T00:00:00 | 2026-11-04T00:00:00 | 2026-11-04T00:00:00 | 1 | 0 | 1 | 253.28 | 253.28 | 55316-3157 | USA | N45 | 1501 | ABB INDUSTRIAL CONNECTIONS AND SOLUTIONS | 27511 | 77317-PPXT FA BOX-02MECH-02 | PPXT FA BOX | Buy | PPXT FA BOX | EA | EA |  | FALSE |  | P | B/W | 100
135127 | 30 | 1 | States | Champlin | Hayley Fabian | TRUE | 2026-07-30T00:00:00 | 2026-11-04T00:00:00 | 2026-11-04T00:00:00 | 1 | 0 | 1 | 253.28 | 253.28 | 55316-3157 | USA | N45 | 1501 | ABB INDUSTRIAL CONNECTIONS AND SOLUTIONS | 27511 | 77317-PPXT FA BOX-03MECH-02 | PPXT FA BOX | Buy | PPXT FA BOX | EA | EA |  | FALSE |  | P | B/W | 100
135127 | 57 | 1 | States | Champlin | Hayley Fabian | TRUE | 2026-07-30T00:00:00 | 2026-10-27T00:00:00 | 2026-10-27T00:00:00 | 1 | 0 | 1 | 3387.34 | 3387.34 | 55316-3157 | USA | N45 | 1501 | ABB INDUSTRIAL CONNECTIONS AND SOLUTIONS | 27511 | 77317-RQFC-INTERIOR-02P-AB2.1 | Interior : AQF3422JBX AXS5N2MSPS | Buy | Interior : AQF3422JBX AXS5N2MSPS | EA | EA |  | FALSE |  | P | B/W | 100
135127 | 23 | 1 | States | Champlin | Hayley Fabian | TRUE | 2026-07-30T00:00:00 | 2026-10-27T00:00:00 | 2026-10-27T00:00:00 | 1 | 0 | 1 | 168.93 | 168.93 | 55316-3157 | USA | N45 | 1501 | ABB INDUSTRIAL CONNECTIONS AND SOLUTIONS | 27511 | 77317-AF76STN-04P-4N-1 | Front: AF76STN | Buy | Front: AF76STN | EA | EA |  | FALSE |  | P | B/W | 100
135127 | 43 | 1 | States | Champlin | Hayley Fabian | TRUE | 2026-07-30T00:00:00 | 2026-10-28T00:00:00 | 2026-10-28T00:00:00 | 1 | 0 | 1 | 7685.71 | 7685.71 | 55316-3157 | USA | N45 | 1501 | ABB INDUSTRIAL CONNECTIONS AND SOLUTIONS | 27511 | 77317-PPXT FA INT-02MECH-03 | PPXT FA INT | Buy | PPXT FA INT | EA | EA |  | FALSE |  | P | B/W | 100
135127 | 19 | 1 | States | Champlin | Hayley Fabian | TRUE | 2026-07-30T00:00:00 | 2026-10-27T00:00:00 | 2026-10-27T00:00:00 | 1 | 0 | 1 | 102.6 | 102.6 | 55316-3157 | USA | N45 | 1501 | ABB INDUSTRIAL CONNECTIONS AND SOLUTIONS | 27511 | 77317-AF76SN-05P-2N-1 | Front: AF76SN | Buy | Front: AF76SN | EA | EA |  | FALSE |  | P | B/W | 100
135127 | 39 | 1 | States | Champlin | Hayley Fabian | TRUE | 2026-07-30T00:00:00 | 2026-11-04T00:00:00 | 2026-11-04T00:00:00 | 1 | 0 | 1 | 257.35 | 257.35 | 55316-3157 | USA | N45 | 1501 | ABB INDUSTRIAL CONNECTIONS AND SOLUTIONS | 27511 | 77317-PPXT FA BOX-05MECH-03 | PPXT FA BOX | Buy | PPXT FA BOX | EA | EA |  | FALSE |  | P | B/W | 100
135127 | 47 | 1 | States | Champlin | Hayley Fabian | TRUE | 2026-07-30T00:00:00 | 2026-10-28T00:00:00 | 2026-10-28T00:00:00 | 1 | 0 | 1 | 7685.71 | 7685.71 | 55316-3157 | USA | N45 | 1501 | ABB INDUSTRIAL CONNECTIONS AND SOLUTIONS | 27511 | 77317-PPXT FA INT-03MECH-03 | PPXT FA INT | Buy | PPXT FA INT | EA | EA |  | FALSE |  | P | B/W | 100
135127 | 7 | 1 | States | Champlin | Hayley Fabian | TRUE | 2026-07-30T00:00:00 | 2026-10-27T00:00:00 | 2026-10-27T00:00:00 | 1 | 0 | 1 | 122.27 | 122.27 | 55316-3157 | USA | N45 | 1501 | ABB INDUSTRIAL CONNECTIONS AND SOLUTIONS | 27511 | 77317-AB76B-04P-2N-1 | Box: AB76B | Buy | Box: AB76B | EA | EA |  | FALSE |  | P | B/W | 100
135127 | 50 | 1 | States | Champlin | Hayley Fabian | TRUE | 2026-07-30T00:00:00 | 2026-10-28T00:00:00 | 2026-10-28T00:00:00 | 1 | 0 | 1 | 7809.23 | 7809.23 | 55316-3157 | USA | N45 | 1501 | ABB INDUSTRIAL CONNECTIONS AND SOLUTIONS | 27511 | 77317-PPXT FA INT-04MECH-02 | PPXT FA INT | Buy | PPXT FA INT | EA | EA |  | FALSE |  | P | B/W | 100
135127 | 37 | 1 | States | Champlin | Hayley Fabian | TRUE | 2026-07-30T00:00:00 | 2026-11-04T00:00:00 | 2026-11-04T00:00:00 | 1 | 0 | 1 | 278.09 | 278.09 | 55316-3157 | USA | N45 | 1501 | ABB INDUSTRIAL CONNECTIONS AND SOLUTIONS | 27511 | 77317-PPXT FA BOX-05MECH-01 | PPXT FA BOX | Buy | PPXT FA BOX | EA | EA |  | FALSE |  | P | B/W | 100
135127 | 58 | 1 | States | Champlin | Hayley Fabian | TRUE | 2026-07-30T00:00:00 | 2026-10-27T00:00:00 | 2026-10-27T00:00:00 | 1 | 0 | 1 | 3425.64 | 3425.64 | 55316-3157 | USA | N45 | 1501 | ABB INDUSTRIAL CONNECTIONS AND SOLUTIONS | 27511 | 77317-RQFC-INTERIOR-03P-AB2.1 | Interior : AQF3422JBX AXS5N2MSPS | Buy | Interior : AQF3422JBX AXS5N2MSPS | EA | EA |  | FALSE |  | P | B/W | 100
135127 | 18 | 1 | States | Champlin | Hayley Fabian | TRUE | 2026-07-30T00:00:00 | 2026-10-27T00:00:00 | 2026-10-27T00:00:00 | 1 | 0 | 1 | 102.6 | 102.6 | 55316-3157 | USA | N45 | 1501 | ABB INDUSTRIAL CONNECTIONS AND SOLUTIONS | 27511 | 77317-AF76SN-04P-AB2.1 | Front: AF76SN | Buy | Front: AF76SN | EA | EA |  | FALSE |  | P | B/W | 100
135127 | 59 | 1 | States | Champlin | Hayley Fabian | TRUE | 2026-07-30T00:00:00 | 2026-10-27T00:00:00 | 2026-10-27T00:00:00 | 1 | 0 | 1 | 3425.64 | 3425.64 | 55316-3157 | USA | N45 | 1501 | ABB INDUSTRIAL CONNECTIONS AND SOLUTIONS | 27511 | 77317-RQFC-INTERIOR-04P-AB2.1 | Interior : AQF3422JBX AXS5N2MSPS | Buy | Interior : AQF3422JBX AXS5N2MSPS | EA | EA |  | FALSE |  | P | B/W | 100
135127 | 9 | 1 | States | Champlin | Hayley Fabian | TRUE | 2026-07-30T00:00:00 | 2026-10-27T00:00:00 | 2026-10-27T00:00:00 | 1 | 0 | 1 | 122.27 | 122.27 | 55316-3157 | USA | N45 | 1501 | ABB INDUSTRIAL CONNECTIONS AND SOLUTIONS | 27511 | 77317-AB76B-04P-AB2.1 | Box: AB76B | Buy | Box: AB76B | EA | EA |  | FALSE |  | P | B/W | 100
135127 | 55 | 1 | States | Champlin | Hayley Fabian | TRUE | 2026-07-30T00:00:00 | 2026-10-28T00:00:00 | 2026-10-28T00:00:00 | 1 | 0 | 1 | 7809.23 | 7809.23 | 55316-3157 | USA | N45 | 1501 | ABB INDUSTRIAL CONNECTIONS AND SOLUTIONS | 27511 | 77317-PPXT FA INT-05MECH-03 | PPXT FA INT | Buy | PPXT FA INT | EA | EA |  | FALSE |  | P | B/W | 100
135127 | 32 | 1 | States | Champlin | Hayley Fabian | TRUE | 2026-07-30T00:00:00 | 2026-11-04T00:00:00 | 2026-11-04T00:00:00 | 1 | 0 | 1 | 253.28 | 253.28 | 55316-3157 | USA | N45 | 1501 | ABB INDUSTRIAL CONNECTIONS AND SOLUTIONS | 27511 | 77317-PPXT FA BOX-03MECH-04 | PPXT FA BOX | Buy | PPXT FA BOX | EA | EA |  | FALSE |  | P | B/W | 100
135127 | 16 | 1 | States | Champlin | Hayley Fabian | TRUE | 2026-07-30T00:00:00 | 2026-10-27T00:00:00 | 2026-10-27T00:00:00 | 1 | 0 | 1 | 102.6 | 102.6 | 55316-3157 | USA | N45 | 1501 | ABB INDUSTRIAL CONNECTIONS AND SOLUTIONS | 27511 | 77317-AF76SN-03P-AB2.1 | Front: AF76SN | Buy | Front: AF76SN | EA | EA |  | FALSE |  | P | B/W | 100
135127 | 65 | 1 | States | Champlin | Hayley Fabian | TRUE | 2026-07-30T00:00:00 | 2026-10-27T00:00:00 | 2026-10-27T00:00:00 | 1 | 0 | 1 | 8280.57 | 8280.57 | 55316-3157 | USA | N45 | 1501 | ABB INDUSTRIAL CONNECTIONS AND SOLUTIONS | 27511 | 77317-RSF-SLT-INT-02P-4N-1 | Interior : ASF3424KBX AXS5N2MSPS | Buy | Interior : ASF3424KBX AXS5N2MSPS | EA | EA |  | FALSE |  | P | B/W | 100
135127 | 52 | 1 | States | Champlin | Hayley Fabian | TRUE | 2026-07-30T00:00:00 | 2026-10-28T00:00:00 | 2026-10-28T00:00:00 | 1 | 0 | 1 | 7809.23 | 7809.23 | 55316-3157 | USA | N45 | 1501 | ABB INDUSTRIAL CONNECTIONS AND SOLUTIONS | 27511 | 77317-PPXT FA INT-04MECH-04 | PPXT FA INT | Buy | PPXT FA INT | EA | EA |  | FALSE |  | P | B/W | 100
135127 | 15 | 1 | States | Champlin | Hayley Fabian | TRUE | 2026-07-30T00:00:00 | 2026-10-27T00:00:00 | 2026-10-27T00:00:00 | 1 | 0 | 1 | 102.6 | 102.6 | 55316-3157 | USA | N45 | 1501 | ABB INDUSTRIAL CONNECTIONS AND SOLUTIONS | 27511 | 77317-AF76SN-03P-2N-1 | Front: AF76SN | Buy | Front: AF76SN | EA | EA |  | FALSE |  | P | B/W | 100
135127 | 24 | 1 | States | Champlin | Hayley Fabian | TRUE | 2026-07-30T00:00:00 | 2026-10-27T00:00:00 | 2026-10-27T00:00:00 | 1 | 0 | 1 | 168.93 | 168.93 | 55316-3157 | USA | N45 | 1501 | ABB INDUSTRIAL CONNECTIONS AND SOLUTIONS | 27511 | 77317-AF76STN-05P-4N-1 | Front: AF76STN | Buy | Front: AF76STN | EA | EA |  | FALSE |  | P | B/W | 100
135127 | 36 | 1 | States | Champlin | Hayley Fabian | TRUE | 2026-07-30T00:00:00 | 2026-11-04T00:00:00 | 2026-11-04T00:00:00 | 1 | 0 | 1 | 257.35 | 257.35 | 55316-3157 | USA | N45 | 1501 | ABB INDUSTRIAL CONNECTIONS AND SOLUTIONS | 27511 | 77317-PPXT FA BOX-04MECH-04 | PPXT FA BOX | Buy | PPXT FA BOX | EA | EA |  | FALSE |  | P | B/W | 100
135127 | 22 | 1 | States | Champlin | Hayley Fabian | TRUE | 2026-07-30T00:00:00 | 2026-10-27T00:00:00 | 2026-10-27T00:00:00 | 1 | 0 | 1 | 168.93 | 168.93 | 55316-3157 | USA | N45 | 1501 | ABB INDUSTRIAL CONNECTIONS AND SOLUTIONS | 27511 | 77317-AF76STN-03P-4N-1 | Front: AF76STN | Buy | Front: AF76STN | EA | EA |  | FALSE |  | P | B/W | 100
135127 | 27 | 1 | States | Champlin | Hayley Fabian | TRUE | 2026-07-30T00:00:00 | 2026-11-04T00:00:00 | 2026-11-04T00:00:00 | 1 | 0 | 1 | 253.28 | 253.28 | 55316-3157 | USA | N45 | 1501 | ABB INDUSTRIAL CONNECTIONS AND SOLUTIONS | 27511 | 77317-PPXT FA BOX-02MECH-03 | PPXT FA BOX | Buy | PPXT FA BOX | EA | EA |  | FALSE |  | P | B/W | 100
135127 | 6 | 1 | States | Champlin | Hayley Fabian | TRUE | 2026-07-30T00:00:00 | 2026-10-27T00:00:00 | 2026-10-27T00:00:00 | 1 | 0 | 1 | 122.27 | 122.27 | 55316-3157 | USA | N45 | 1501 | ABB INDUSTRIAL CONNECTIONS AND SOLUTIONS | 27511 | 77317-AB76B-03P-AB2.1 | Box: AB76B | Buy | Box: AB76B | EA | EA |  | FALSE |  | P | B/W | 100
135127 | 14 | 1 | States | Champlin | Hayley Fabian | TRUE | 2026-07-30T00:00:00 | 2026-10-27T00:00:00 | 2026-10-27T00:00:00 | 1 | 0 | 1 | 102.6 | 102.6 | 55316-3157 | USA | N45 | 1501 | ABB INDUSTRIAL CONNECTIONS AND SOLUTIONS | 27511 | 77317-AF76SN-02P-AB2.1 | Front: AF76SN | Buy | Front: AF76SN | EA | EA |  | FALSE |  | P | B/W | 100
135127 | 4 | 1 | States | Champlin | Hayley Fabian | TRUE | 2026-07-30T00:00:00 | 2026-10-27T00:00:00 | 2026-10-27T00:00:00 | 1 | 0 | 1 | 122.27 | 122.27 | 55316-3157 | USA | N45 | 1501 | ABB INDUSTRIAL CONNECTIONS AND SOLUTIONS | 27511 | 77317-AB76B-03P-2N-1 | Box: AB76B | Buy | Box: AB76B | EA | EA |  | FALSE |  | P | B/W | 100
131231 | 1 | 1 | States | B.L. Harbert International | Hayley Fabian | TRUE | 2026-02-11T00:00:00 | 2026-09-23T00:00:00 | 2026-05-01T00:00:00 | 2 | 0 | 2 | 1415.14 | 2830.28 | 35211 | USA | N45 | 1501 | ABB INDUSTRIAL CONNECTIONS AND SOLUTIONS | 27511 | XT4HQ3150SFL050XXX | XT4H 250 BREAKING PART 3p F F UL/CSA + Ekip Touch Meas.LSIG In150 XT4 3p UL/CSA, XT4H 250 BREAKING PART 3p F F UL/CSA, 1/2 KIT TERMINALI STANDARD, KIT FC CuAl 3/0-350 kcmil XT4 3pcs UL/CSA, Ekip Touch Meas.LSIG In250 XT4 3p UL/CSA, EKIP COM MODBUS TCP XT2-XT4 INT | PUR | XT4H 250 BREAKER PART 3P F F UL/CSA | EA | EA |  | TRUE |  | P | B/W | 100
135338 | 1 | 2 | States | Dayton | Hayley Fabian | TRUE | 2026-08-10T00:00:00 | 2026-11-06T00:00:00 | 2026-11-06T00:00:00 | 4 | 0 | 4 | 9260.68 | 74085.44 | 55369-6417 | USA | N45 | 1501 | ABB INDUSTRIAL CONNECTIONS AND SOLUTIONS | 27511 | Z4VHUNBW33LK000005XX | ABB EMAX2 480V, 3Ø, 100kAIC• 3200AT / 3200AF, 3P • 100% Rated• Air Insulated Case Circuit Breaker• EKIP Touch LSI Protection• RELT Switch (Arc Flash Reduction)Provided with the following STANDARD features:• 24V AUX Contacts• Digital 24V Bell AlarmProvided with the following OPTIONAL features:• 6Q AUX Contacts• EKIP Supply 24VDC (for RELT Switch)• RELT EKIP 2k-3 Signaling• Modbus TCP• 8mm Padlockable Push Button Cover | PUR | ABB EMAX2 480V, 3Ø, 100kAIC• 3200AT / 3200AF, 3P • 100% Rated• Air Insulated Case Circuit Breaker• EKIP Touch LSI Protection• RELT Switch (Arc Flash Reduction)Provided with the following STANDARD features:• 24V AUX Contacts• Digital 24V Bell AlarmProvided with the following OPTIONAL features:• 6Q AUX Contacts• EKIP Supply 24VDC (for RELT Switch)• RELT EKIP 2k-3 Signaling• Modbus TCP• 8mm Padlockable Push Button Cover | EA | EA |  | TRUE |  | P | B/W | 100
135338 | 1 | 1 | States | Dayton | Hayley Fabian | TRUE | 2026-08-10T00:00:00 | 2026-10-20T00:00:00 | 2026-10-20T00:00:00 | 4 | 0 | 4 | 9260.68 | 74085.44 | 55369-6417 | USA | N45 | 1501 | ABB INDUSTRIAL CONNECTIONS AND SOLUTIONS | 27511 | Z4VHUNBW33LK000005XX | ABB EMAX2 480V, 3Ø, 100kAIC• 3200AT / 3200AF, 3P • 100% Rated• Air Insulated Case Circuit Breaker• EKIP Touch LSI Protection• RELT Switch (Arc Flash Reduction)Provided with the following STANDARD features:• 24V AUX Contacts• Digital 24V Bell AlarmProvided with the following OPTIONAL features:• 6Q AUX Contacts• EKIP Supply 24VDC (for RELT Switch)• RELT EKIP 2k-3 Signaling• Modbus TCP• 8mm Padlockable Push Button Cover | PUR | ABB EMAX2 480V, 3Ø, 100kAIC• 3200AT / 3200AF, 3P • 100% Rated• Air Insulated Case Circuit Breaker• EKIP Touch LSI Protection• RELT Switch (Arc Flash Reduction)Provided with the following STANDARD features:• 24V AUX Contacts• Digital 24V Bell AlarmProvided with the following OPTIONAL features:• 6Q AUX Contacts• EKIP Supply 24VDC (for RELT Switch)• RELT EKIP 2k-3 Signaling• Modbus TCP• 8mm Padlockable Push Button Cover | EA | EA |  | TRUE |  | P | B/W | 100
134923 | 3 | 1 | States | Champlin | Hayley Fabian | TRUE | 2026-07-21T00:00:00 | 2026-10-27T00:00:00 | 2026-10-27T00:00:00 | 8 | 0 | 8 | 4674.09 | 37392.72 | 55316-3157 | USA | N45 | 1501 | ABB INDUSTRIAL CONNECTIONS AND SOLUTIONS | 27511 | Z2SFUKJJ83LA000005XX | 2000A, 65kA, 3-Pole, Fixed, Ekip Hi-Touch LSIG, ModBus TCP, RELT, 120V Ekip Supply, 4 Aux Contacts, PushButton Cover, Vertical Terminals | PUR | 2000A, 65kA, 3-Pole, Fixed, Ekip Hi-Touch LSIG, ModBus TCP, RELT, 120V Ekip Supply, 4 Aux Contacts, PushButton Cover, Vertical Terminals | EA | EA |  | TRUE |  | P | B/W | 100
134923 | 4 | 1 | States | Champlin | Hayley Fabian | TRUE | 2026-07-21T00:00:00 | 2026-10-27T00:00:00 | 2026-10-27T00:00:00 | 4 | 0 | 4 | 6146.5 | 24586 | 55316-3157 | USA | N45 | 1501 | ABB INDUSTRIAL CONNECTIONS AND SOLUTIONS | 27511 | Z4SGULJJ83LA000005XX | 2500A, 65kA, 3-Pole, Fixed, Ekip Hi-Touch LSIG, ModBus TCP, RELT, 120V Ekip Supply, 4 Aux Contacts, PushButton Cover, Vertical Terminals | PUR | 2500A, 65kA, 3-Pole, Fixed, Ekip Hi-Touch LSIG, ModBus TCP, RELT, 120V Ekip Supply, 4 Aux Contacts, PushButton Cover, Vertical Terminals | EA | EA |  | TRUE |  | P | B/W | 100
135144 | 35 | 1 | States | Champlin | Hayley Fabian | TRUE | 2026-07-31T00:00:00 | 2026-11-09T00:00:00 | 2026-11-09T00:00:00 | 1 | 0 | 1 | 168.93 | 168.93 | 55316-3157 | USA | N45 | 1501 | ABB INDUSTRIAL CONNECTIONS AND SOLUTIONS | 27511 | 77309-AF76STN-02P-4N-1 | Front: AF76STN | Buy | Front: AF76STN | EA | EA |  | TRUE |  | P | B/W | 100
135144 | 37 | 1 | States | Champlin | Hayley Fabian | TRUE | 2026-07-31T00:00:00 | 2026-11-09T00:00:00 | 2026-11-09T00:00:00 | 1 | 0 | 1 | 102.6 | 102.6 | 55316-3157 | USA | N45 | 1501 | ABB INDUSTRIAL CONNECTIONS AND SOLUTIONS | 27511 | 77309-AF76SN-03P-BB.2-12 | Front: AF76SN | Buy | Front: AF76SN | EA | EA |  | TRUE |  | P | B/W | 100
135144 | 6 | 1 | States | Champlin | Hayley Fabian | TRUE | 2026-07-31T00:00:00 | 2026-11-09T00:00:00 | 2026-11-09T00:00:00 | 1 | 0 | 1 | 102.6 | 102.6 | 55316-3157 | USA | N45 | 1501 | ABB INDUSTRIAL CONNECTIONS AND SOLUTIONS | 27511 | 77309-AF76SN-04P-2N-1 | Front: AF76SN | Buy | Front: AF76SN | EA | EA |  | TRUE |  | P | B/W | 100
135144 | 12 | 1 | States | Champlin | Hayley Fabian | TRUE | 2026-07-31T00:00:00 | 2026-12-07T00:00:00 | 2026-12-07T00:00:00 | 1 | 0 | 1 | 290.59 | 290.59 | 55316-3157 | USA | N45 | 1501 | ABB INDUSTRIAL CONNECTIONS AND SOLUTIONS | 27511 | 77309-PPXT FA BOX-04MECH-03 | PPXT FA BOX | Buy | PPXT FA BOX | EA | EA |  | TRUE |  | P | B/W | 100
135144 | 23 | 1 | States | Champlin | Hayley Fabian | TRUE | 2026-07-31T00:00:00 | 2026-11-09T00:00:00 | 2026-11-09T00:00:00 | 1 | 0 | 1 | 122.27 | 122.27 | 55316-3157 | USA | N45 | 1501 | ABB INDUSTRIAL CONNECTIONS AND SOLUTIONS | 27511 | 77309-AB76B-02P-BB.1 | Box: AB76B | Buy | Box: AB76B | EA | EA |  | TRUE |  | P | B/W | 100
135144 | 34 | 1 | States | Champlin | Hayley Fabian | TRUE | 2026-07-31T00:00:00 | 2026-11-09T00:00:00 | 2026-11-09T00:00:00 | 1 | 0 | 1 | 134.21 | 134.21 | 55316-3157 | USA | N45 | 1501 | ABB INDUSTRIAL CONNECTIONS AND SOLUTIONS | 27511 | 77309-AB76B-02P-4N-1 | Box: AB76B | Buy | Box: AB76B | EA | EA |  | TRUE |  | P | B/W | 100
135144 | 31 | 1 | States | Champlin | Hayley Fabian | TRUE | 2026-07-31T00:00:00 | 2026-11-30T00:00:00 | 2026-11-30T00:00:00 | 1 | 0 | 1 | 8451.3 | 8451.3 | 55316-3157 | USA | N45 | 1501 | ABB INDUSTRIAL CONNECTIONS AND SOLUTIONS | 27511 | 77309-PPXT FA INT-02MECH-04 | PPXT FA INT | Buy | PPXT FA INT | EA | EA |  | TRUE |  | P | B/W | 100
135144 | 21 | 1 | States | Champlin | Hayley Fabian | TRUE | 2026-07-31T00:00:00 | 2026-11-09T00:00:00 | 2026-11-09T00:00:00 | 1 | 0 | 1 | 7669.8 | 7669.8 | 55316-3157 | USA | N45 | 1501 | ABB INDUSTRIAL CONNECTIONS AND SOLUTIONS | 27511 | 77309-RSF-SLT-INT-04P-4N-1 | Interior : ASF3424KBX AXS5N2MSPS | Buy | Interior : ASF3424KBX AXS5N2MSPS | EA | EA |  | TRUE |  | P | B/W | 100
135144 | 5 | 1 | States | Champlin | Hayley Fabian | TRUE | 2026-07-31T00:00:00 | 2026-11-09T00:00:00 | 2026-11-09T00:00:00 | 1 | 0 | 1 | 102.6 | 102.6 | 55316-3157 | USA | N45 | 1501 | ABB INDUSTRIAL CONNECTIONS AND SOLUTIONS | 27511 | 77309-AF76SN-02P-2N-1 | Front: AF76SN | Buy | Front: AF76SN | EA | EA |  | TRUE |  | P | B/W | 100
135144 | 8 | 1 | States | Champlin | Hayley Fabian | TRUE | 2026-07-31T00:00:00 | 2026-11-09T00:00:00 | 2026-11-09T00:00:00 | 1 | 0 | 1 | 168.93 | 168.93 | 55316-3157 | USA | N45 | 1501 | ABB INDUSTRIAL CONNECTIONS AND SOLUTIONS | 27511 | 77309-AF76STN-04P-4N-1 | Front: AF76STN | Buy | Front: AF76STN | EA | EA |  | TRUE |  | P | B/W | 100
135144 | 32 | 1 | States | Champlin | Hayley Fabian | TRUE | 2026-07-31T00:00:00 | 2026-12-07T00:00:00 | 2026-12-07T00:00:00 | 1 | 0 | 1 | 290.59 | 290.59 | 55316-3157 | USA | N45 | 1501 | ABB INDUSTRIAL CONNECTIONS AND SOLUTIONS | 27511 | 77309-PPXT FA BOX-02MECH-04 | PPXT FA BOX | Buy | PPXT FA BOX | EA | EA |  | TRUE |  | P | B/W | 100
135144 | 52 | 1 | States | Champlin | Hayley Fabian | TRUE | 2026-07-31T00:00:00 | 2026-12-07T00:00:00 | 2026-12-07T00:00:00 | 1 | 0 | 1 | 290.59 | 290.59 | 55316-3157 | USA | N45 | 1501 | ABB INDUSTRIAL CONNECTIONS AND SOLUTIONS | 27511 | 77309-PPXT FA BOX-04MECH-02 | PPXT FA BOX | Buy | PPXT FA BOX | EA | EA |  | TRUE |  | P | B/W | 100
135144 | 51 | 1 | States | Champlin | Hayley Fabian | TRUE | 2026-07-31T00:00:00 | 2026-12-07T00:00:00 | 2026-12-07T00:00:00 | 1 | 0 | 1 | 290.59 | 290.59 | 55316-3157 | USA | N45 | 1501 | ABB INDUSTRIAL CONNECTIONS AND SOLUTIONS | 27511 | 77309-PPXT FA BOX-04MECH-01 | PPXT FA BOX | Buy | PPXT FA BOX | EA | EA |  | TRUE |  | P | B/W | 100
135144 | 48 | 1 | States | Champlin | Hayley Fabian | TRUE | 2026-07-31T00:00:00 | 2026-11-09T00:00:00 | 2026-11-09T00:00:00 | 1 | 0 | 1 | 168.93 | 168.93 | 55316-3157 | USA | N45 | 1501 | ABB INDUSTRIAL CONNECTIONS AND SOLUTIONS | 27511 | 77309-AF76STN-03P-4N-1 | Front: AF76STN | Buy | Front: AF76STN | EA | EA |  | TRUE |  | P | B/W | 100
135144 | 11 | 1 | States | Champlin | Hayley Fabian | TRUE | 2026-07-31T00:00:00 | 2026-12-07T00:00:00 | 2026-12-07T00:00:00 | 1 | 0 | 1 | 290.59 | 290.59 | 55316-3157 | USA | N45 | 1501 | ABB INDUSTRIAL CONNECTIONS AND SOLUTIONS | 27511 | 77309-PPXT FA BOX-03MECH-05 | PPXT FA BOX | Buy | PPXT FA BOX | EA | EA |  | TRUE |  | P | B/W | 100
135144 | 57 | 1 | States | Champlin | Hayley Fabian | TRUE | 2026-07-31T00:00:00 | 2026-12-07T00:00:00 | 2026-12-07T00:00:00 | 1 | 0 | 1 | 290.59 | 290.59 | 55316-3157 | USA | N45 | 1501 | ABB INDUSTRIAL CONNECTIONS AND SOLUTIONS | 27511 | 77309-PPXT FA BOX-04MECH-05 | PPXT FA BOX | Buy | PPXT FA BOX | EA | EA |  | TRUE |  | P | B/W | 100
135144 | 22 | 1 | States | Champlin | Hayley Fabian | TRUE | 2026-07-31T00:00:00 | 2026-11-09T00:00:00 | 2026-11-09T00:00:00 | 1 | 0 | 1 | 3425.64 | 3425.64 | 55316-3157 | USA | N45 | 1501 | ABB INDUSTRIAL CONNECTIONS AND SOLUTIONS | 27511 | 77309-RQFC-INTERIOR-02P-BB.1 | Interior : AQF3422JBX AXS5N2MSPS | Buy | Interior : AQF3422JBX AXS5N2MSPS | EA | EA |  | TRUE |  | P | B/W | 100
135144 | 2 | 1 | States | Champlin | Hayley Fabian | TRUE | 2026-07-31T00:00:00 | 2026-11-09T00:00:00 | 2026-11-09T00:00:00 | 1 | 0 | 1 | 122.27 | 122.27 | 55316-3157 | USA | N45 | 1501 | ABB INDUSTRIAL CONNECTIONS AND SOLUTIONS | 27511 | 77309-AB76B-03P-2N-1 | Box: AB76B | Buy | Box: AB76B | EA | EA |  | TRUE |  | P | B/W | 100
135144 | 50 | 1 | States | Champlin | Hayley Fabian | TRUE | 2026-07-31T00:00:00 | 2026-11-09T00:00:00 | 2026-11-09T00:00:00 | 1 | 0 | 1 | 122.27 | 122.27 | 55316-3157 | USA | N45 | 1501 | ABB INDUSTRIAL CONNECTIONS AND SOLUTIONS | 27511 | 77309-AB76B-04P-BB.2-12 | Box: AB76B | Buy | Box: AB76B | EA | EA |  | TRUE |  | P | B/W | 100
135144 | 38 | 1 | States | Champlin | Hayley Fabian | TRUE | 2026-07-31T00:00:00 | 2026-11-30T00:00:00 | 2026-11-30T00:00:00 | 1 | 0 | 1 | 8451.3 | 8451.3 | 55316-3157 | USA | N45 | 1501 | ABB INDUSTRIAL CONNECTIONS AND SOLUTIONS | 27511 | 77309-PPXT FA INT-03MECH-01 | PPXT FA INT | Buy | PPXT FA INT | EA | EA |  | TRUE |  | P | B/W | 100
135144 | 49 | 1 | States | Champlin | Hayley Fabian | TRUE | 2026-07-31T00:00:00 | 2026-11-09T00:00:00 | 2026-11-09T00:00:00 | 1 | 0 | 1 | 3425.64 | 3425.64 | 55316-3157 | USA | N45 | 1501 | ABB INDUSTRIAL CONNECTIONS AND SOLUTIONS | 27511 | 77309-RQFC-INTERIOR-04P-BB.2-12 | Interior : AQF3422JBX AXS5N2MSPS | Buy | Interior : AQF3422JBX AXS5N2MSPS | EA | EA |  | TRUE |  | P | B/W | 100
135144 | 15 | 1 | States | Champlin | Hayley Fabian | TRUE | 2026-07-31T00:00:00 | 2026-11-30T00:00:00 | 2026-11-30T00:00:00 | 1 | 0 | 1 | 8451.3 | 8451.3 | 55316-3157 | USA | N45 | 1501 | ABB INDUSTRIAL CONNECTIONS AND SOLUTIONS | 27511 | 77309-PPXT FA INT-03MECH-05 | PPXT FA INT | Buy | PPXT FA INT | EA | EA |  | TRUE |  | P | B/W | 100
135144 | 45 | 1 | States | Champlin | Hayley Fabian | TRUE | 2026-07-31T00:00:00 | 2026-11-09T00:00:00 | 2026-11-09T00:00:00 | 1 | 0 | 1 | 3427.35 | 3427.35 | 55316-3157 | USA | N45 | 1501 | ABB INDUSTRIAL CONNECTIONS AND SOLUTIONS | 27511 | 77309-RQF-SLT-INT-03P-2N-1 | Interior : AQF3422JBX AXS5N2MSPS | Buy | Interior : AQF3422JBX AXS5N2MSPS | EA | EA |  | TRUE |  | P | B/W | 100
135144 | 46 | 1 | States | Champlin | Hayley Fabian | TRUE | 2026-07-31T00:00:00 | 2026-11-09T00:00:00 | 2026-11-09T00:00:00 | 1 | 0 | 1 | 102.6 | 102.6 | 55316-3157 | USA | N45 | 1501 | ABB INDUSTRIAL CONNECTIONS AND SOLUTIONS | 27511 | 77309-AF76SN-03P-2N-1 | Front: AF76SN | Buy | Front: AF76SN | EA | EA |  | TRUE |  | P | B/W | 100
135144 | 54 | 1 | States | Champlin | Hayley Fabian | TRUE | 2026-07-31T00:00:00 | 2026-11-30T00:00:00 | 2026-11-30T00:00:00 | 1 | 0 | 1 | 8451.3 | 8451.3 | 55316-3157 | USA | N45 | 1501 | ABB INDUSTRIAL CONNECTIONS AND SOLUTIONS | 27511 | 77309-PPXT FA INT-04MECH-04 | PPXT FA INT | Buy | PPXT FA INT | EA | EA |  | TRUE |  | P | B/W | 100
135144 | 3 | 1 | States | Champlin | Hayley Fabian | TRUE | 2026-07-31T00:00:00 | 2026-11-09T00:00:00 | 2026-11-09T00:00:00 | 1 | 0 | 1 | 134.21 | 134.21 | 55316-3157 | USA | N45 | 1501 | ABB INDUSTRIAL CONNECTIONS AND SOLUTIONS | 27511 | 77309-AB76B-03P-4N-1 | Box: AB76B | Buy | Box: AB76B | EA | EA |  | TRUE |  | P | B/W | 100
135144 | 47 | 1 | States | Champlin | Hayley Fabian | TRUE | 2026-07-31T00:00:00 | 2026-11-09T00:00:00 | 2026-11-09T00:00:00 | 1 | 0 | 1 | 7669.8 | 7669.8 | 55316-3157 | USA | N45 | 1501 | ABB INDUSTRIAL CONNECTIONS AND SOLUTIONS | 27511 | 77309-RSF-SLT-INT-03P-4N-1 | Interior : ASF3424KBX AXS5N2MSPS | Buy | Interior : ASF3424KBX AXS5N2MSPS | EA | EA |  | TRUE |  | P | B/W | 100
135144 | 16 | 1 | States | Champlin | Hayley Fabian | TRUE | 2026-07-31T00:00:00 | 2026-11-30T00:00:00 | 2026-11-30T00:00:00 | 1 | 0 | 1 | 8204.4 | 8204.4 | 55316-3157 | USA | N45 | 1501 | ABB INDUSTRIAL CONNECTIONS AND SOLUTIONS | 27511 | 77309-PPXT FA INT-04MECH-01 | PPXT FA INT | Buy | PPXT FA INT | EA | EA |  | TRUE |  | P | B/W | 100
135144 | 24 | 1 | States | Champlin | Hayley Fabian | TRUE | 2026-07-31T00:00:00 | 2026-11-09T00:00:00 | 2026-11-09T00:00:00 | 1 | 0 | 1 | 102.6 | 102.6 | 55316-3157 | USA | N45 | 1501 | ABB INDUSTRIAL CONNECTIONS AND SOLUTIONS | 27511 | 77309-AF76SN-02P-BB.1 | Front: AF76SN | Buy | Front: AF76SN | EA | EA |  | TRUE |  | P | B/W | 100
135144 | 44 | 1 | States | Champlin | Hayley Fabian | TRUE | 2026-07-31T00:00:00 | 2026-11-30T00:00:00 | 2026-11-30T00:00:00 | 1 | 0 | 1 | 8451.3 | 8451.3 | 55316-3157 | USA | N45 | 1501 | ABB INDUSTRIAL CONNECTIONS AND SOLUTIONS | 27511 | 77309-PPXT FA INT-03MECH-04 | PPXT FA INT | Buy | PPXT FA INT | EA | EA |  | TRUE |  | P | B/W | 100
135144 | 39 | 1 | States | Champlin | Hayley Fabian | TRUE | 2026-07-31T00:00:00 | 2026-12-07T00:00:00 | 2026-12-07T00:00:00 | 1 | 0 | 1 | 290.59 | 290.59 | 55316-3157 | USA | N45 | 1501 | ABB INDUSTRIAL CONNECTIONS AND SOLUTIONS | 27511 | 77309-PPXT FA BOX-03MECH-01 | PPXT FA BOX | Buy | PPXT FA BOX | EA | EA |  | TRUE |  | P | B/W | 100
135144 | 28 | 1 | States | Champlin | Hayley Fabian | TRUE | 2026-07-31T00:00:00 | 2026-12-07T00:00:00 | 2026-12-07T00:00:00 | 1 | 0 | 1 | 290.59 | 290.59 | 55316-3157 | USA | N45 | 1501 | ABB INDUSTRIAL CONNECTIONS AND SOLUTIONS | 27511 | 77309-PPXT FA BOX-02MECH-02 | PPXT FA BOX | Buy | PPXT FA BOX | EA | EA |  | TRUE |  | P | B/W | 100
135144 | 41 | 1 | States | Champlin | Hayley Fabian | TRUE | 2026-07-31T00:00:00 | 2026-12-07T00:00:00 | 2026-12-07T00:00:00 | 1 | 0 | 1 | 290.59 | 290.59 | 55316-3157 | USA | N45 | 1501 | ABB INDUSTRIAL CONNECTIONS AND SOLUTIONS | 27511 | 77309-PPXT FA BOX-03MECH-02 | PPXT FA BOX | Buy | PPXT FA BOX | EA | EA |  | TRUE |  | P | B/W | 100
135144 | 18 | 1 | States | Champlin | Hayley Fabian | TRUE | 2026-07-31T00:00:00 | 2026-11-09T00:00:00 | 2026-11-09T00:00:00 | 1 | 0 | 1 | 3425.64 | 3425.64 | 55316-3157 | USA | N45 | 1501 | ABB INDUSTRIAL CONNECTIONS AND SOLUTIONS | 27511 | 77309-RQFC-INTERIOR-03P-BB.2-12 | Interior : AQF3422JBX AXS5N2MSPS | Buy | Interior : AQF3422JBX AXS5N2MSPS | EA | EA |  | TRUE |  | P | B/W | 100
135144 | 36 | 1 | States | Champlin | Hayley Fabian | TRUE | 2026-07-31T00:00:00 | 2026-11-09T00:00:00 | 2026-11-09T00:00:00 | 1 | 0 | 1 | 122.27 | 122.27 | 55316-3157 | USA | N45 | 1501 | ABB INDUSTRIAL CONNECTIONS AND SOLUTIONS | 27511 | 77309-AB76B-03P-BB.2-12 | Box: AB76B | Buy | Box: AB76B | EA | EA |  | TRUE |  | P | B/W | 100
135144 | 29 | 1 | States | Champlin | Hayley Fabian | TRUE | 2026-07-31T00:00:00 | 2026-11-30T00:00:00 | 2026-11-30T00:00:00 | 1 | 0 | 1 | 8451.3 | 8451.3 | 55316-3157 | USA | N45 | 1501 | ABB INDUSTRIAL CONNECTIONS AND SOLUTIONS | 27511 | 77309-PPXT FA INT-02MECH-03 | PPXT FA INT | Buy | PPXT FA INT | EA | EA |  | TRUE |  | P | B/W | 100
135144 | 42 | 1 | States | Champlin | Hayley Fabian | TRUE | 2026-07-31T00:00:00 | 2026-11-30T00:00:00 | 2026-11-30T00:00:00 | 1 | 0 | 1 | 9185.11 | 9185.11 | 55316-3157 | USA | N45 | 1501 | ABB INDUSTRIAL CONNECTIONS AND SOLUTIONS | 27511 | 77309-PPXT FA INT-03MECH-03 | PPXT FA INT | Buy | PPXT FA INT | EA | EA |  | TRUE |  | P | B/W | 100
135144 | 13 | 1 | States | Champlin | Hayley Fabian | TRUE | 2026-07-31T00:00:00 | 2026-12-07T00:00:00 | 2026-12-07T00:00:00 | 1 | 0 | 1 | 290.59 | 290.59 | 55316-3157 | USA | N45 | 1501 | ABB INDUSTRIAL CONNECTIONS AND SOLUTIONS | 27511 | 77309-PPXT FA BOX-04MECH-04 | PPXT FA BOX | Buy | PPXT FA BOX | EA | EA |  | TRUE |  | P | B/W | 100
135144 | 1 | 1 | States | Champlin | Hayley Fabian | TRUE | 2026-07-31T00:00:00 | 2026-11-09T00:00:00 | 2026-11-09T00:00:00 | 1 | 0 | 1 | 122.27 | 122.27 | 55316-3157 | USA | N45 | 1501 | ABB INDUSTRIAL CONNECTIONS AND SOLUTIONS | 27511 | 77309-AB76B-02P-2N-1 | Box: AB76B | Buy | Box: AB76B | EA | EA |  | TRUE |  | P | B/W | 100
135144 | 33 | 1 | States | Champlin | Hayley Fabian | TRUE | 2026-07-31T00:00:00 | 2026-11-09T00:00:00 | 2026-11-09T00:00:00 | 1 | 0 | 1 | 7669.8 | 7669.8 | 55316-3157 | USA | N45 | 1501 | ABB INDUSTRIAL CONNECTIONS AND SOLUTIONS | 27511 | 77309-RSF-SLT-INT-02P-4N-1 | Interior : ASF3424KBX AXS5N2MSPS | Buy | Interior : ASF3424KBX AXS5N2MSPS | EA | EA |  | TRUE |  | P | B/W | 100
135144 | 53 | 1 | States | Champlin | Hayley Fabian | TRUE | 2026-07-31T00:00:00 | 2026-11-30T00:00:00 | 2026-11-30T00:00:00 | 1 | 0 | 1 | 8451.3 | 8451.3 | 55316-3157 | USA | N45 | 1501 | ABB INDUSTRIAL CONNECTIONS AND SOLUTIONS | 27511 | 77309-PPXT FA INT-04MECH-03 | PPXT FA INT | Buy | PPXT FA INT | EA | EA |  | TRUE |  | P | B/W | 100
135144 | 27 | 1 | States | Champlin | Hayley Fabian | TRUE | 2026-07-31T00:00:00 | 2026-11-30T00:00:00 | 2026-11-30T00:00:00 | 1 | 0 | 1 | 8451.3 | 8451.3 | 55316-3157 | USA | N45 | 1501 | ABB INDUSTRIAL CONNECTIONS AND SOLUTIONS | 27511 | 77309-PPXT FA INT-02MECH-02 | PPXT FA INT | Buy | PPXT FA INT | EA | EA |  | TRUE |  | P | B/W | 100
135144 | 26 | 1 | States | Champlin | Hayley Fabian | TRUE | 2026-07-31T00:00:00 | 2026-12-07T00:00:00 | 2026-12-07T00:00:00 | 1 | 0 | 1 | 290.59 | 290.59 | 55316-3157 | USA | N45 | 1501 | ABB INDUSTRIAL CONNECTIONS AND SOLUTIONS | 27511 | 77309-PPXT FA BOX-02MECH-01 | PPXT FA BOX | Buy | PPXT FA BOX | EA | EA |  | TRUE |  | P | B/W | 100
135144 | 25 | 1 | States | Champlin | Hayley Fabian | TRUE | 2026-07-31T00:00:00 | 2026-11-30T00:00:00 | 2026-11-30T00:00:00 | 1 | 0 | 1 | 8451.3 | 8451.3 | 55316-3157 | USA | N45 | 1501 | ABB INDUSTRIAL CONNECTIONS AND SOLUTIONS | 27511 | 77309-PPXT FA INT-02MECH-01 | PPXT FA INT | Buy | PPXT FA INT | EA | EA |  | TRUE |  | P | B/W | 100
135144 | 10 | 1 | States | Champlin | Hayley Fabian | TRUE | 2026-07-31T00:00:00 | 2026-12-07T00:00:00 | 2026-12-07T00:00:00 | 1 | 0 | 1 | 290.59 | 290.59 | 55316-3157 | USA | N45 | 1501 | ABB INDUSTRIAL CONNECTIONS AND SOLUTIONS | 27511 | 77309-PPXT FA BOX-03MECH-04 | PPXT FA BOX | Buy | PPXT FA BOX | EA | EA |  | TRUE |  | P | B/W | 100
135144 | 14 | 1 | States | Champlin | Hayley Fabian | TRUE | 2026-07-31T00:00:00 | 2026-11-30T00:00:00 | 2026-11-30T00:00:00 | 1 | 0 | 1 | 8451.3 | 8451.3 | 55316-3157 | USA | N45 | 1501 | ABB INDUSTRIAL CONNECTIONS AND SOLUTIONS | 27511 | 77309-PPXT FA INT-02MECH-05 | PPXT FA INT | Buy | PPXT FA INT | EA | EA |  | TRUE |  | P | B/W | 100
135144 | 19 | 1 | States | Champlin | Hayley Fabian | TRUE | 2026-07-31T00:00:00 | 2026-11-09T00:00:00 | 2026-11-09T00:00:00 | 1 | 0 | 1 | 3427.35 | 3427.35 | 55316-3157 | USA | N45 | 1501 | ABB INDUSTRIAL CONNECTIONS AND SOLUTIONS | 27511 | 77309-RQF-SLT-INT-02P-2N-1 | Interior : AQF3422JBX AXS5N2MSPS | Buy | Interior : AQF3422JBX AXS5N2MSPS | EA | EA |  | TRUE |  | P | B/W | 100
135144 | 4 | 1 | States | Champlin | Hayley Fabian | TRUE | 2026-07-31T00:00:00 | 2026-11-09T00:00:00 | 2026-11-09T00:00:00 | 1 | 0 | 1 | 134.21 | 134.21 | 55316-3157 | USA | N45 | 1501 | ABB INDUSTRIAL CONNECTIONS AND SOLUTIONS | 27511 | 77309-AB76B-04P-4N-1 | Box: AB76B | Buy | Box: AB76B | EA | EA |  | TRUE |  | P | B/W | 100
135144 | 30 | 1 | States | Champlin | Hayley Fabian | TRUE | 2026-07-31T00:00:00 | 2026-12-07T00:00:00 | 2026-12-07T00:00:00 | 1 | 0 | 1 | 290.59 | 290.59 | 55316-3157 | USA | N45 | 1501 | ABB INDUSTRIAL CONNECTIONS AND SOLUTIONS | 27511 | 77309-PPXT FA BOX-02MECH-03 | PPXT FA BOX | Buy | PPXT FA BOX | EA | EA |  | TRUE |  | P | B/W | 100
135144 | 55 | 1 | States | Champlin | Hayley Fabian | TRUE | 2026-07-31T00:00:00 | 2026-11-30T00:00:00 | 2026-11-30T00:00:00 | 1 | 0 | 1 | 8451.3 | 8451.3 | 55316-3157 | USA | N45 | 1501 | ABB INDUSTRIAL CONNECTIONS AND SOLUTIONS | 27511 | 77309-PPXT FA INT-04MECH-05 | PPXT FA INT | Buy | PPXT FA INT | EA | EA |  | TRUE |  | P | B/W | 100
135144 | 43 | 1 | States | Champlin | Hayley Fabian | TRUE | 2026-07-31T00:00:00 | 2026-12-07T00:00:00 | 2026-12-07T00:00:00 | 1 | 0 | 1 | 290.59 | 290.59 | 55316-3157 | USA | N45 | 1501 | ABB INDUSTRIAL CONNECTIONS AND SOLUTIONS | 27511 | 77309-PPXT FA BOX-03MECH-03 | PPXT FA BOX | Buy | PPXT FA BOX | EA | EA |  | TRUE |  | P | B/W | 100
135144 | 7 | 1 | States | Champlin | Hayley Fabian | TRUE | 2026-07-31T00:00:00 | 2026-11-09T00:00:00 | 2026-11-09T00:00:00 | 1 | 0 | 1 | 102.6 | 102.6 | 55316-3157 | USA | N45 | 1501 | ABB INDUSTRIAL CONNECTIONS AND SOLUTIONS | 27511 | 77309-AF76SN-04P-BB.2-12 | Front: AF76SN | Buy | Front: AF76SN | EA | EA |  | TRUE |  | P | B/W | 100
135144 | 40 | 1 | States | Champlin | Hayley Fabian | TRUE | 2026-07-31T00:00:00 | 2026-11-30T00:00:00 | 2026-11-30T00:00:00 | 1 | 0 | 1 | 8451.3 | 8451.3 | 55316-3157 | USA | N45 | 1501 | ABB INDUSTRIAL CONNECTIONS AND SOLUTIONS | 27511 | 77309-PPXT FA INT-03MECH-02 | PPXT FA INT | Buy | PPXT FA INT | EA | EA |  | TRUE |  | P | B/W | 100
135144 | 20 | 1 | States | Champlin | Hayley Fabian | TRUE | 2026-07-31T00:00:00 | 2026-11-09T00:00:00 | 2026-11-09T00:00:00 | 1 | 0 | 1 | 3427.35 | 3427.35 | 55316-3157 | USA | N45 | 1501 | ABB INDUSTRIAL CONNECTIONS AND SOLUTIONS | 27511 | 77309-RQF-SLT-INT-04P-2N-1 | Interior : AQF3422JBX AXS5N2MSPS | Buy | Interior : AQF3422JBX AXS5N2MSPS | EA | EA |  | TRUE |  | P | B/W | 100
135144 | 9 | 1 | States | Champlin | Hayley Fabian | TRUE | 2026-07-31T00:00:00 | 2026-12-07T00:00:00 | 2026-12-07T00:00:00 | 1 | 0 | 1 | 290.59 | 290.59 | 55316-3157 | USA | N45 | 1501 | ABB INDUSTRIAL CONNECTIONS AND SOLUTIONS | 27511 | 77309-PPXT FA BOX-02MECH-05 | PPXT FA BOX | Buy | PPXT FA BOX | EA | EA |  | TRUE |  | P | B/W | 100
135144 | 17 | 1 | States | Champlin | Hayley Fabian | TRUE | 2026-07-31T00:00:00 | 2026-11-30T00:00:00 | 2026-11-30T00:00:00 | 1 | 0 | 1 | 8451.3 | 8451.3 | 55316-3157 | USA | N45 | 1501 | ABB INDUSTRIAL CONNECTIONS AND SOLUTIONS | 27511 | 77309-PPXT FA INT-04MECH-02 | PPXT FA INT | Buy | PPXT FA INT | EA | EA |  | TRUE |  | P | B/W | 100
135144 | 56 | 1 | States | Champlin | Hayley Fabian | TRUE | 2026-07-31T00:00:00 | 2026-11-09T00:00:00 | 2026-11-09T00:00:00 | 1 | 0 | 1 | 122.27 | 122.27 | 55316-3157 | USA | N45 | 1501 | ABB INDUSTRIAL CONNECTIONS AND SOLUTIONS | 27511 | 77309-AB76B-04P-2N-1 | Box: AB76B | Buy | Box: AB76B | EA | EA |  | TRUE |  | P | B/W | 100
136124 | 3 | 1 | States | Champlin | Hayley Fabian | TRUE | 2026-09-15T00:00:00 | 2026-12-30T00:00:00 | 2026-12-30T00:00:00 | 1 | 0 | 1 | 217.16 | 217.16 | 55316 | USA | N45 | 1501 | ABB INDUSTRIAL CONNECTIONS AND SOLUTIONS | 27511 | TEYH3070B | TEYX CIRCUIT BREAKER 3P 70A | PUR | TEYX CIRCUIT BREAKER 3P 70A | EA | EA |  | TRUE |  | P | B/W | 100 |  | 76895-61-1
136124 | 1 | 1 | States | Champlin | Hayley Fabian | TRUE | 2026-09-15T00:00:00 | 2026-11-10T00:00:00 | 2026-11-10T00:00:00 | 1 | 0 | 1 | 217.16 | 217.16 | 55316 | USA | N45 | 1501 | ABB INDUSTRIAL CONNECTIONS AND SOLUTIONS | 27511 | TEYH3070B | TEYX CIRCUIT BREAKER 3P 70A | PUR | TEYX CIRCUIT BREAKER 3P 70A | EA | EA |  | TRUE |  | P | B/W | 100 |  | 76806-34-1
136124 | 2 | 1 | States | Champlin | Hayley Fabian | TRUE | 2026-09-15T00:00:00 | 2026-12-16T00:00:00 | 2026-12-16T00:00:00 | 1 | 0 | 1 | 217.16 | 217.16 | 55316 | USA | N45 | 1501 | ABB INDUSTRIAL CONNECTIONS AND SOLUTIONS | 27511 | TEYH3070B | TEYX CIRCUIT BREAKER 3P 70A | PUR | TEYX CIRCUIT BREAKER 3P 70A | EA | EA |  | TRUE |  | P | B/W | 100 |  | 77037-39-1
135933 | 1 | 2 | States | Champlin | Hayley Fabian | TRUE | 2026-09-04T00:00:00 | 2027-01-25T00:00:00 | 2027-01-25T00:00:00 | 1 | 0 | 1 | 68.75 | 137.5 | 55316 | USA | N45 | 1501 | ABB INDUSTRIAL CONNECTIONS AND SOLUTIONS | 27511 | 1SDA081454R1 | LIFTING PLATES E2.2-E6.2 | PUR | 1SDA081454R1 Lifting Plates (if needed) | EA | EA |  | TRUE |  | P | B/W | 100 |  | 76895-61-1
135933 | 11 | 1 | States | Champlin | Hayley Fabian | TRUE | 2026-09-04T00:00:00 | 2027-01-07T00:00:00 | 2027-01-07T00:00:00 | 1 | 0 | 1 | 311.45 | 311.45 | 55316 | USA | N45 | 1501 | ABB INDUSTRIAL CONNECTIONS AND SOLUTIONS | 27511 | XT2HU3030AFF000XXX | XT2HU3030AFF000XXX 30A, 65kA, 3-Pole, Thermal Mag | PUR | XT2HU3030AFF000XXX 30A, 65kA, 3-Pole, Thermal Mag | EA | EA |  | TRUE |  | P | B/W | 100 |  | 76895-61-1
135933 | 10 | 1 | States | Champlin | Hayley Fabian | TRUE | 2026-09-04T00:00:00 | 2026-12-21T00:00:00 | 2026-12-21T00:00:00 | 1 | 0 | 1 | 311.45 | 311.45 | 55316 | USA | N45 | 1501 | ABB INDUSTRIAL CONNECTIONS AND SOLUTIONS | 27511 | XT2HU3020AFF000XXX | XT2HU3020AFF000XXX 20A, 65kA, 3-Pole, Thermal Mag | PUR | XT2HU3020AFF000XXX 20A, 65kA, 3-Pole, Thermal Mag | EA | EA |  | TRUE |  | P | B/W | 100 |  | 76895-61-1
135933 | 4 | 1 | States | Champlin | Hayley Fabian | TRUE | 2026-09-04T00:00:00 | 2026-12-21T00:00:00 | 2026-12-21T00:00:00 | 1 | 0 | 1 | 162.31 | 162.31 | 55316 | USA | N45 | 1501 | ABB INDUSTRIAL CONNECTIONS AND SOLUTIONS | 27511 | TEYD3060B | TEYX CIRCUIT BREAKER 3P 60A | PUR | TEYX CIRCUIT BREAKER 3P 60A | EA | EA |  | TRUE |  | P | B/W | 100 |  | 76895-61-1
135933 | 8 | 1 | States | Champlin | Hayley Fabian | TRUE | 2026-09-04T00:00:00 | 2026-12-21T00:00:00 | 2026-12-21T00:00:00 | 1 | 0 | 1 | 188.54 | 188.54 | 55316 | USA | N45 | 1501 | ABB INDUSTRIAL CONNECTIONS AND SOLUTIONS | 27511 | XT1HU3020AYD000XXX | RGXT1H 125 TMF 20-500 3P UL/CSA | MEC | RGXT1H 125 TMF 20-500 3P UL/CSA | EA | EA |  | TRUE |  | P | B/W | 100 |  | 76895-61-1
135933 | 9 | 1 | States | Champlin | Hayley Fabian | TRUE | 2026-09-04T00:00:00 | 2026-12-21T00:00:00 | 2026-12-21T00:00:00 | 1 | 0 | 1 | 188.54 | 188.54 | 55316 | USA | N45 | 1501 | ABB INDUSTRIAL CONNECTIONS AND SOLUTIONS | 27511 | XT1HU3060AYD000XXX | RGXT1H 125 TMF 60-600 3P UL/CSA | MEC | RGXT1H 125 TMF 60-600 3P UL/CSA | EA | EA |  | TRUE |  | P | B/W | 100 |  | 76895-61-1
135933 | 19 | 1 | States | Champlin | Hayley Fabian | TRUE | 2026-09-04T00:00:00 | 2026-12-21T00:00:00 | 2026-12-21T00:00:00 | 1 | 0 | 1 | 1424.51 | 1424.51 | 55316 | USA | N45 | 1501 | ABB INDUSTRIAL CONNECTIONS AND SOLUTIONS | 27511 | XT5HU340AFYN000XXX | RGXT5H 400 E.DIP LSI 400 3P UL/CSA | MEC | RGXT5H 400 E.DIP LSI 400 3P UL/CSA | EA | EA |  | TRUE |  | P | B/W | 100 |  | 76895-61-1
135933 | 22 | 1 | States | Champlin | Hayley Fabian | TRUE | 2026-09-04T00:00:00 | 2027-01-18T00:00:00 | 2027-01-18T00:00:00 | 1 | 0 | 1 | 6188.98 | 12377.96 | 55316 | USA | N45 | 1501 | ABB INDUSTRIAL CONNECTIONS AND SOLUTIONS | 27511 | Z4SGULBF60LA0EE045XX | Z4SGULBF60LA0EE045XX 2500A, 65kA, 3-Pole, Fixed, Ekip Touch LSIG, RELT, 120V Power Supply, 120V Shunt/Closing Coil/Motor Operator, 4 Aux Contacts, PushButton Cover | PUR | Z4SGULBF60LA0EE045XX 2500A, 65kA, 3-Pole, Fixed, Ekip Touch LSIG, RELT, 120V Power Supply, 120V Shunt/Closing Coil/Motor Operator, 4 Aux Contacts, PushButton Cover | EA | EA |  | TRUE |  | P | B/W | 100 |  | 76895-61-1
135933 | 22 | 2 | States | Champlin | Hayley Fabian | TRUE | 2026-09-04T00:00:00 | 2027-01-18T00:00:00 | 2027-01-18T00:00:00 | 1 | 0 | 1 | 6188.98 | 12377.96 | 55316 | USA | N45 | 1501 | ABB INDUSTRIAL CONNECTIONS AND SOLUTIONS | 27511 | Z4SGULBF60LA0EE045XX | Z4SGULBF60LA0EE045XX 2500A, 65kA, 3-Pole, Fixed, Ekip Touch LSIG, RELT, 120V Power Supply, 120V Shunt/Closing Coil/Motor Operator, 4 Aux Contacts, PushButton Cover | PUR | Z4SGULBF60LA0EE045XX 2500A, 65kA, 3-Pole, Fixed, Ekip Touch LSIG, RELT, 120V Power Supply, 120V Shunt/Closing Coil/Motor Operator, 4 Aux Contacts, PushButton Cover | EA | EA |  | TRUE |  | P | B/W | 100 |  | 76895-61-1
135933 | 7 | 1 | States | Champlin | Hayley Fabian | TRUE | 2026-09-04T00:00:00 | 2026-12-21T00:00:00 | 2026-12-21T00:00:00 | 1 | 0 | 1 | 33.13 | 33.13 | 55316 | USA | N45 | 1501 | ABB INDUSTRIAL CONNECTIONS AND SOLUTIONS | 27511 | THQB2130 | HP-2H-2 - (#24,26) (30 amp 2 pole) | PUR | HP-2H-2 - (#24,26) (30 amp 2 pole) | EA | EA |  | TRUE |  | P | B/W | 100 |  | 76895-61-1
135933 | 13 | 1 | States | Champlin | Hayley Fabian | TRUE | 2026-09-04T00:00:00 | 2026-12-21T00:00:00 | 2026-12-21T00:00:00 | 1 | 0 | 1 | 311.45 | 1868.7 | 55316 | USA | N45 | 1501 | ABB INDUSTRIAL CONNECTIONS AND SOLUTIONS | 27511 | XT2HU3060AFF000XXX | XT2HU3060AFF000XXX 60A, 65kA, 3-Pole, Thermal Mag | PUR | XT2HU3060AFF000XXX 60A, 65kA, 3-Pole, Thermal Mag | EA | EA |  | TRUE |  | P | B/W | 100 |  | 76895-61-1
135933 | 24 | 2 | States | Champlin | Hayley Fabian | TRUE | 2026-09-04T00:00:00 | 2026-12-21T00:00:00 | 2026-12-21T00:00:00 | 1 | 0 | 1 | 495.29 | 990.58 | 55316 | USA | N45 | 1501 | ABB INDUSTRIAL CONNECTIONS AND SOLUTIONS | 27511 | ZE6NCT | EXT CS N ALL E4.2 E6.2 50%UL ONLY | PUR | Neutral CT (ZE6NCT) | EA | EA |  | TRUE |  | P | B/W | 100 |  | 76895-61-1
135933 | 1 | 1 | States | Champlin | Hayley Fabian | TRUE | 2026-09-04T00:00:00 | 2027-01-25T00:00:00 | 2027-01-25T00:00:00 | 1 | 0 | 1 | 68.75 | 137.5 | 55316 | USA | N45 | 1501 | ABB INDUSTRIAL CONNECTIONS AND SOLUTIONS | 27511 | 1SDA081454R1 | LIFTING PLATES E2.2-E6.2 | PUR | 1SDA081454R1 Lifting Plates (if needed) | EA | EA |  | TRUE |  | P | B/W | 100 |  | 76895-61-1
135933 | 20 | 1 | States | Champlin | Hayley Fabian | TRUE | 2026-09-04T00:00:00 | 2026-12-21T00:00:00 | 2026-12-21T00:00:00 | 1 | 0 | 1 | 2206.35 | 2206.35 | 55316 | USA | N45 | 1501 | ABB INDUSTRIAL CONNECTIONS AND SOLUTIONS | 27511 | XT6HU3800GFF000XXX | XT6HU3800GFF000XXX 800A, 65kA, 3-Pole, Ekip DIP LSIG | PUR | XT6HU3800GFF000XXX 800A, 65kA, 3-Pole, Ekip DIP LSIG | EA | EA |  | TRUE |  | P | B/W | 100 |  | 76895-61-1
135933 | 18 | 1 | States | Champlin | Hayley Fabian | TRUE | 2026-09-04T00:00:00 | 2026-12-21T00:00:00 | 2026-12-21T00:00:00 | 1 | 0 | 1 | 1072.56 | 1072.56 | 55316 | USA | N45 | 1501 | ABB INDUSTRIAL CONNECTIONS AND SOLUTIONS | 27511 | XT5HU340AFFF000XXX | 400A, 65kA, 3-Pole, Ekip DIP LSI | PUR | 400A, 65kA, 3-Pole, Ekip DIP LSI | EA | EA |  | TRUE |  | P | B/W | 100 |  | 76895-61-1
135933 | 13 | 2 | States | Champlin | Hayley Fabian | TRUE | 2026-09-04T00:00:00 | 2026-12-21T00:00:00 | 2026-12-21T00:00:00 | 5 | 0 | 5 | 311.45 | 1868.7 | 55316 | USA | N45 | 1501 | ABB INDUSTRIAL CONNECTIONS AND SOLUTIONS | 27511 | XT2HU3060AFF000XXX | XT2HU3060AFF000XXX 60A, 65kA, 3-Pole, Thermal Mag | PUR | XT2HU3060AFF000XXX 60A, 65kA, 3-Pole, Thermal Mag | EA | EA |  | TRUE |  | P | B/W | 100 |  | 76895-61-1
135933 | 21 | 2 | States | Champlin | Hayley Fabian | TRUE | 2026-09-04T00:00:00 | 2026-12-21T00:00:00 | 2026-12-21T00:00:00 | 1 | 0 | 1 | 4236.69 | 12710.07 | 55316 | USA | N45 | 1501 | ABB INDUSTRIAL CONNECTIONS AND SOLUTIONS | 27511 | Z2SDUHBF60LA0EE045XX | 1200A, 65kA, 3-Pole, Fixed, Ekip Touch LSIG, RELT, 120V Power Supply, 120V Shunt/Closing Coil/Motor Operator, 4 Aux Contacts, PushButton Cover | PUR | Z2SDUHBF60LA0EE045XX 1200A, 65kA, 3-Pole, Fixed, Ekip Touch LSIG, RELT, 120V Power Supply, 120V Shunt/Closing Coil/Motor Operator, 4 Aux Contacts, PushButton Cover | EA | EA |  | TRUE |  | P | B/W | 100 |  | 76895-61-1
135933 | 23 | 1 | States | Champlin | Hayley Fabian | TRUE | 2026-09-04T00:00:00 | 2027-01-18T00:00:00 | 2027-01-18T00:00:00 | 1 | 0 | 1 | 7544.26 | 7544.26 | 55316 | USA | N45 | 1501 | ABB INDUSTRIAL CONNECTIONS AND SOLUTIONS | 27511 | Z4SHUNBF60LA0EE045XX | E4.2S-A 3200 EKIP TOUCH LSIG 3P FVR | MEC | Z4SHUNBF60LA0EE045XX 3200A, 65kA, 3-Pole, Fixed, Ekip Touch LSIG, RELT, 120V Power Supply, 120V Shunt/Closing Coil/Motor Operator, 4 Aux Contacts, PushButton Cover | EA | EA |  | TRUE |  | P | B/W | 100 |  | 76895-61-1
135933 | 5 | 1 | States | Champlin | Hayley Fabian | TRUE | 2026-09-04T00:00:00 | 2026-12-21T00:00:00 | 2026-12-21T00:00:00 | 1 | 0 | 1 | 512.24 | 512.24 | 55316 | USA | N45 | 1501 | ABB INDUSTRIAL CONNECTIONS AND SOLUTIONS | 27511 | TEYD3125B | TEYX CIRCUIT BREAKER 3P 125A | PUR | TEYX CIRCUIT BREAKER 3P 125A | EA | EA |  | TRUE |  | P | B/W | 100 |  | 76895-61-1
135933 | 24 | 1 | States | Champlin | Hayley Fabian | TRUE | 2026-09-04T00:00:00 | 2026-12-21T00:00:00 | 2026-12-21T00:00:00 | 1 | 0 | 1 | 495.29 | 990.58 | 55316 | USA | N45 | 1501 | ABB INDUSTRIAL CONNECTIONS AND SOLUTIONS | 27511 | ZE6NCT | EXT CS N ALL E4.2 E6.2 50%UL ONLY | PUR | Neutral CT (ZE6NCT) | EA | EA |  | TRUE |  | P | B/W | 100 |  | 76895-61-1
135933 | 6 | 1 | States | Champlin | Hayley Fabian | TRUE | 2026-09-04T00:00:00 | 2026-12-21T00:00:00 | 2026-12-21T00:00:00 | 1 | 0 | 1 | 33.13 | 33.13 | 55316 | USA | N45 | 1501 | ABB INDUSTRIAL CONNECTIONS AND SOLUTIONS | 27511 | THQB2120 | 2-pole, 20A, 230V (HP-2OS-1) | PUR | 2-pole, 20A, 230V (HP-2OS-1) | EA | EA |  | TRUE |  | P | B/W | 100 |  | 76895-61-1
135933 | 21 | 3 | States | Champlin | Hayley Fabian | TRUE | 2026-09-04T00:00:00 | 2026-12-21T00:00:00 | 2026-12-21T00:00:00 | 1 | 0 | 1 | 4236.69 | 12710.07 | 55316 | USA | N45 | 1501 | ABB INDUSTRIAL CONNECTIONS AND SOLUTIONS | 27511 | Z2SDUHBF60LA0EE045XX | 1200A, 65kA, 3-Pole, Fixed, Ekip Touch LSIG, RELT, 120V Power Supply, 120V Shunt/Closing Coil/Motor Operator, 4 Aux Contacts, PushButton Cover | PUR | Z2SDUHBF60LA0EE045XX 1200A, 65kA, 3-Pole, Fixed, Ekip Touch LSIG, RELT, 120V Power Supply, 120V Shunt/Closing Coil/Motor Operator, 4 Aux Contacts, PushButton Cover | EA | EA |  | TRUE |  | P | B/W | 100 |  | 76895-61-1
135933 | 21 | 1 | States | Champlin | Hayley Fabian | TRUE | 2026-09-04T00:00:00 | 2026-12-21T00:00:00 | 2026-12-21T00:00:00 | 1 | 0 | 1 | 4236.69 | 12710.07 | 55316 | USA | N45 | 1501 | ABB INDUSTRIAL CONNECTIONS AND SOLUTIONS | 27511 | Z2SDUHBF60LA0EE045XX | 1200A, 65kA, 3-Pole, Fixed, Ekip Touch LSIG, RELT, 120V Power Supply, 120V Shunt/Closing Coil/Motor Operator, 4 Aux Contacts, PushButton Cover | PUR | Z2SDUHBF60LA0EE045XX 1200A, 65kA, 3-Pole, Fixed, Ekip Touch LSIG, RELT, 120V Power Supply, 120V Shunt/Closing Coil/Motor Operator, 4 Aux Contacts, PushButton Cover | EA | EA |  | TRUE |  | P | B/W | 100 |  | 76895-61-1
135933 | 12 | 2 | States | Champlin | Hayley Fabian | TRUE | 2026-09-04T00:00:00 | 2027-03-02T00:00:00 | 2027-03-02T00:00:00 | 5 | 0 | 5 | 311.45 | 1868.7 | 55316 | USA | N45 | 1501 | ABB INDUSTRIAL CONNECTIONS AND SOLUTIONS | 27511 | XT2HU3050AFF000XXX | XT2HU3050AFF000XXX 50A, 65kA, 3-Pole, Thermal Mag | PUR | XT2HU3050AFF000XXX 50A, 65kA, 3-Pole, Thermal Mag | EA | EA |  | TRUE |  | P | B/W | 100 |  | 76895-61-1
135933 | 2 | 1 | States | Champlin | Hayley Fabian | TRUE | 2026-09-04T00:00:00 | 2026-12-21T00:00:00 | 2026-12-21T00:00:00 | 1 | 0 | 1 | 73.26 | 73.26 | 55316 | USA | N45 | 1501 | ABB INDUSTRIAL CONNECTIONS AND SOLUTIONS | 27511 | KXT5CTUDIPA400 | Neutral CT (KXT5CTUDIPA400) | PUR | Neutral CT (KXT5CTUDIPA400) | EA | EA |  | TRUE |  | P | B/W | 100 |  | 76895-61-1
135933 | 3 | 1 | States | Champlin | Hayley Fabian | TRUE | 2026-09-04T00:00:00 | 2026-12-21T00:00:00 | 2026-12-21T00:00:00 | 1 | 0 | 1 | 187.83 | 187.83 | 55316 | USA | N45 | 1501 | ABB INDUSTRIAL CONNECTIONS AND SOLUTIONS | 27511 | KXT6CTUDIPA800 | Neutral CT (KXT6CTUDIPA800) | PUR | Neutral CT (KXT6CTUDIPA800) | EA | EA |  | TRUE |  | P | B/W | 100 |  | 76895-61-1
135933 | 14 | 1 | States | Champlin | Hayley Fabian | TRUE | 2026-09-04T00:00:00 | 2026-12-21T00:00:00 | 2026-12-21T00:00:00 | 1 | 0 | 1 | 311.45 | 311.45 | 55316 | USA | N45 | 1501 | ABB INDUSTRIAL CONNECTIONS AND SOLUTIONS | 27511 | XT2HU3080BFF000XXX | XT2HU3080BFF000XXX 80A, 65kA, 3-Pole, Thermal Mag Adj | PUR | XT2HU3080BFF000XXX 80A, 65kA, 3-Pole, Thermal Mag Adj | EA | EA |  | TRUE |  | P | B/W | 100 |  | 76895-61-1
135933 | 12 | 1 | States | Champlin | Hayley Fabian | TRUE | 2026-09-04T00:00:00 | 2027-03-02T00:00:00 | 2027-03-02T00:00:00 | 1 | 0 | 1 | 311.45 | 1868.7 | 55316 | USA | N45 | 1501 | ABB INDUSTRIAL CONNECTIONS AND SOLUTIONS | 27511 | XT2HU3050AFF000XXX | XT2HU3050AFF000XXX 50A, 65kA, 3-Pole, Thermal Mag | PUR | XT2HU3050AFF000XXX 50A, 65kA, 3-Pole, Thermal Mag | EA | EA |  | TRUE |  | P | B/W | 100 |  | 76895-61-1
135581 | 1 | 4 | States | Egan Company | Hayley Fabian | TRUE | 2026-08-19T00:00:00 | 2026-10-19T00:00:00 | 2026-10-19T00:00:00 | 1 | 0 | 1 | 61.14 | 244.56 | 55944 | USA | N45 | 1501 | ABB INDUSTRIAL CONNECTIONS AND SOLUTIONS | 27511 | AB31B | RLP BOX N1 31.5L X 20W | PUR | RLP BOX N1 31.5L X 20W | EA | EA |  | TRUE |  | P | B/W | DAYTON | 2026-12-04T00:00:00 | 77411S-TBD4
135581 | 2 | 1 | States | Egan Company | Hayley Fabian | TRUE | 2026-08-19T00:00:00 | 2026-10-19T00:00:00 | 2026-10-19T00:00:00 | 1 | 0 | 1 | 95.28 | 381.12 | 55944 | USA | N45 | 1501 | ABB INDUSTRIAL CONNECTIONS AND SOLUTIONS | 27511 | AF31SN | PRLP FRONT 31.5 X 20 SURF N | PUR | PRLP FRONT 31.5 X 20 SURF N | EA | EA |  | TRUE |  | P | B/W | DAYTON | 2026-12-04T00:00:00 | 77411S-TBD1
135581 | 2 | 4 | States | Egan Company | Hayley Fabian | TRUE | 2026-08-19T00:00:00 | 2026-10-19T00:00:00 | 2026-10-19T00:00:00 | 1 | 0 | 1 | 95.28 | 381.12 | 55944 | USA | N45 | 1501 | ABB INDUSTRIAL CONNECTIONS AND SOLUTIONS | 27511 | AF31SN | PRLP FRONT 31.5 X 20 SURF N | PUR | PRLP FRONT 31.5 X 20 SURF N | EA | EA |  | TRUE |  | P | B/W | DAYTON | 2026-12-04T00:00:00 | 77411S-TBD4
135581 | 3 | 2 | States | Egan Company | Hayley Fabian | TRUE | 2026-08-19T00:00:00 | 2026-12-10T00:00:00 | 2026-12-10T00:00:00 | 1 | 0 | 1 | 223.68 | 894.72 | 55944 | USA | N45 | 1501 | ABB INDUSTRIAL CONNECTIONS AND SOLUTIONS | 27511 | PPXT FA BOX-S | 1B PPXT FA INT-S | PUR | 1B PPXT FA INT-S | EA | EA |  | TRUE |  | P | B/W | DAYTON | 2026-12-04T00:00:00 | 77411S-TBD2
135581 | 4 | 4 | States | Egan Company | Hayley Fabian | TRUE | 2026-08-19T00:00:00 | 2026-12-04T00:00:00 | 2026-12-04T00:00:00 | 1 | 0 | 1 | 4045.41 | 16181.64 | 55944 | USA | N45 | 1501 | ABB INDUSTRIAL CONNECTIONS AND SOLUTIONS | 27511 | PPXT FA INT-S | PXT FA INT-S | PUR | PXT FA INT-S | EA | EA |  | TRUE |  | P | B/W | DAYTON | 2026-12-04T00:00:00 | 77411S-TBD4
135581 | 5 | 2 | States | Egan Company | Hayley Fabian | TRUE | 2026-08-19T00:00:00 | 2026-10-19T00:00:00 | 2026-10-19T00:00:00 | 1 | 0 | 1 | 536.62 | 2146.48 | 55944 | USA | N45 | 1501 | ABB INDUSTRIAL CONNECTIONS AND SOLUTIONS | 27511 | RQF-INTERIOR-N | GENERIC RQ LP - NORMAL | PUR | GENERIC RQ LP - NORMAL | EA | EA |  | TRUE |  | P | B/W | DAYTON | 2026-12-04T00:00:00 | 77411S-TBD2
135581 | 5 | 4 | States | Egan Company | Hayley Fabian | TRUE | 2026-08-19T00:00:00 | 2026-10-19T00:00:00 | 2026-10-19T00:00:00 | 1 | 0 | 1 | 536.62 | 2146.48 | 55944 | USA | N45 | 1501 | ABB INDUSTRIAL CONNECTIONS AND SOLUTIONS | 27511 | RQF-INTERIOR-N | GENERIC RQ LP - NORMAL | PUR | GENERIC RQ LP - NORMAL | EA | EA |  | TRUE |  | P | B/W | DAYTON | 2026-12-04T00:00:00 | 77411S-TBD4
135581 | 1 | 2 | States | Egan Company | Hayley Fabian | TRUE | 2026-08-19T00:00:00 | 2026-10-19T00:00:00 | 2026-10-19T00:00:00 | 1 | 0 | 1 | 61.14 | 244.56 | 55944 | USA | N45 | 1501 | ABB INDUSTRIAL CONNECTIONS AND SOLUTIONS | 27511 | AB31B | RLP BOX N1 31.5L X 20W | PUR | RLP BOX N1 31.5L X 20W | EA | EA |  | TRUE |  | P | B/W | DAYTON | 2026-12-04T00:00:00 | 77411S-TBD2
135581 | 2 | 2 | States | Egan Company | Hayley Fabian | TRUE | 2026-08-19T00:00:00 | 2026-10-19T00:00:00 | 2026-10-19T00:00:00 | 1 | 0 | 1 | 95.28 | 381.12 | 55944 | USA | N45 | 1501 | ABB INDUSTRIAL CONNECTIONS AND SOLUTIONS | 27511 | AF31SN | PRLP FRONT 31.5 X 20 SURF N | PUR | PRLP FRONT 31.5 X 20 SURF N | EA | EA |  | TRUE |  | P | B/W | DAYTON | 2026-12-04T00:00:00 | 77411S-TBD2
135581 | 5 | 3 | States | Egan Company | Hayley Fabian | TRUE | 2026-08-19T00:00:00 | 2026-10-19T00:00:00 | 2026-10-19T00:00:00 | 1 | 0 | 1 | 536.62 | 2146.48 | 55944 | USA | N45 | 1501 | ABB INDUSTRIAL CONNECTIONS AND SOLUTIONS | 27511 | RQF-INTERIOR-N | GENERIC RQ LP - NORMAL | PUR | GENERIC RQ LP - NORMAL | EA | EA |  | TRUE |  | P | B/W | DAYTON | 2026-12-04T00:00:00 | 77411S-TBD3
135581 | 4 | 2 | States | Egan Company | Hayley Fabian | TRUE | 2026-08-19T00:00:00 | 2026-12-04T00:00:00 | 2026-12-04T00:00:00 | 1 | 0 | 1 | 4045.41 | 16181.64 | 55944 | USA | N45 | 1501 | ABB INDUSTRIAL CONNECTIONS AND SOLUTIONS | 27511 | PPXT FA INT-S | PXT FA INT-S | PUR | PXT FA INT-S | EA | EA |  | TRUE |  | P | B/W | DAYTON | 2026-12-04T00:00:00 | 77411S-TBD2
135581 | 4 | 1 | States | Egan Company | Hayley Fabian | TRUE | 2026-08-19T00:00:00 | 2026-12-04T00:00:00 | 2026-12-04T00:00:00 | 1 | 0 | 1 | 4045.41 | 16181.64 | 55944 | USA | N45 | 1501 | ABB INDUSTRIAL CONNECTIONS AND SOLUTIONS | 27511 | PPXT FA INT-S | PXT FA INT-S | PUR | PXT FA INT-S | EA | EA |  | TRUE |  | P | B/W | DAYTON | 2026-12-04T00:00:00 | 77411S-TBD1
135581 | 3 | 3 | States | Egan Company | Hayley Fabian | TRUE | 2026-08-19T00:00:00 | 2026-12-10T00:00:00 | 2026-12-10T00:00:00 | 1 | 0 | 1 | 223.68 | 894.72 | 55944 | USA | N45 | 1501 | ABB INDUSTRIAL CONNECTIONS AND SOLUTIONS | 27511 | PPXT FA BOX-S | 1B PPXT FA INT-S | PUR | 1B PPXT FA INT-S | EA | EA |  | TRUE |  | P | B/W | DAYTON | 2026-12-04T00:00:00 | 77411S-TBD3
135581 | 1 | 1 | States | Egan Company | Hayley Fabian | TRUE | 2026-08-19T00:00:00 | 2026-10-19T00:00:00 | 2026-10-19T00:00:00 | 1 | 0 | 1 | 61.14 | 244.56 | 55944 | USA | N45 | 1501 | ABB INDUSTRIAL CONNECTIONS AND SOLUTIONS | 27511 | AB31B | RLP BOX N1 31.5L X 20W | PUR | RLP BOX N1 31.5L X 20W | EA | EA |  | TRUE |  | P | B/W | DAYTON | 2026-12-04T00:00:00 | 77411S-TBD1
135581 | 5 | 1 | States | Egan Company | Hayley Fabian | TRUE | 2026-08-19T00:00:00 | 2026-10-19T00:00:00 | 2026-10-19T00:00:00 | 1 | 0 | 1 | 536.62 | 2146.48 | 55944 | USA | N45 | 1501 | ABB INDUSTRIAL CONNECTIONS AND SOLUTIONS | 27511 | RQF-INTERIOR-N | GENERIC RQ LP - NORMAL | PUR | GENERIC RQ LP - NORMAL | EA | EA |  | TRUE |  | P | B/W | DAYTON | 2026-12-04T00:00:00 | 77411S-TBD1
135581 | 3 | 1 | States | Egan Company | Hayley Fabian | TRUE | 2026-08-19T00:00:00 | 2026-12-10T00:00:00 | 2026-12-10T00:00:00 | 1 | 0 | 1 | 223.68 | 894.72 | 55944 | USA | N45 | 1501 | ABB INDUSTRIAL CONNECTIONS AND SOLUTIONS | 27511 | PPXT FA BOX-S | 1B PPXT FA INT-S | PUR | 1B PPXT FA INT-S | EA | EA |  | TRUE |  | P | B/W | DAYTON | 2026-12-04T00:00:00 | 77411S-TBD1
135581 | 3 | 4 | States | Egan Company | Hayley Fabian | TRUE | 2026-08-19T00:00:00 | 2026-12-10T00:00:00 | 2026-12-10T00:00:00 | 1 | 0 | 1 | 223.68 | 894.72 | 55944 | USA | N45 | 1501 | ABB INDUSTRIAL CONNECTIONS AND SOLUTIONS | 27511 | PPXT FA BOX-S | 1B PPXT FA INT-S | PUR | 1B PPXT FA INT-S | EA | EA |  | TRUE |  | P | B/W | DAYTON | 2026-12-04T00:00:00 | 77411S-TBD4
135581 | 2 | 3 | States | Egan Company | Hayley Fabian | TRUE | 2026-08-19T00:00:00 | 2026-10-19T00:00:00 | 2026-10-19T00:00:00 | 1 | 0 | 1 | 95.28 | 381.12 | 55944 | USA | N45 | 1501 | ABB INDUSTRIAL CONNECTIONS AND SOLUTIONS | 27511 | AF31SN | PRLP FRONT 31.5 X 20 SURF N | PUR | PRLP FRONT 31.5 X 20 SURF N | EA | EA |  | TRUE |  | P | B/W | DAYTON | 2026-12-04T00:00:00 | 77411S-TBD3
135581 | 4 | 3 | States | Egan Company | Hayley Fabian | TRUE | 2026-08-19T00:00:00 | 2026-12-04T00:00:00 | 2026-12-04T00:00:00 | 1 | 0 | 1 | 4045.41 | 16181.64 | 55944 | USA | N45 | 1501 | ABB INDUSTRIAL CONNECTIONS AND SOLUTIONS | 27511 | PPXT FA INT-S | PXT FA INT-S | PUR | PXT FA INT-S | EA | EA |  | TRUE |  | P | B/W | DAYTON | 2026-12-04T00:00:00 | 77411S-TBD3
135581 | 1 | 3 | States | Egan Company | Hayley Fabian | TRUE | 2026-08-19T00:00:00 | 2026-10-19T00:00:00 | 2026-10-19T00:00:00 | 1 | 0 | 1 | 61.14 | 244.56 | 55944 | USA | N45 | 1501 | ABB INDUSTRIAL CONNECTIONS AND SOLUTIONS | 27511 | AB31B | RLP BOX N1 31.5L X 20W | PUR | RLP BOX N1 31.5L X 20W | EA | EA |  | TRUE |  | P | B/W | DAYTON | 2026-12-04T00:00:00 | 77411S-TBD3
135501 | 25 | 4 | States | Dayton | Hayley Fabian | TRUE | 2026-08-17T00:00:00 | 2026-12-07T00:00:00 | 2026-12-07T00:00:00 | 1 | 0 | 1 | 495.29 | 990.58 | 55369-6417 | USA | N45 | 1501 | ABB INDUSTRIAL CONNECTIONS AND SOLUTIONS | 27511 | ZE6NCT | EXT CS N ALL E4.2 E6.2 50%UL ONLY | PUR | EXT CS N ALL E4.2 E6.2 50%UL ONLY | EA | EA |  | TRUE |  | P | B/W | Dayton |  | 76828-36-1
135501 | 11 | 3 | States | Dayton | Hayley Fabian | TRUE | 2026-08-17T00:00:00 | 2026-12-07T00:00:00 | 2026-12-07T00:00:00 | 1 | 0 | 1 | 162.31 | 324.62 | 55369-6417 | USA | N45 | 1501 | ABB INDUSTRIAL CONNECTIONS AND SOLUTIONS | 27511 | TEYD3035B | TEYX CIRCUIT BREAKER 3P 35A | PUR | TEYX CIRCUIT BREAKER 3P 35A | EA | EA |  | TRUE |  | P | B/W | DAYTON |  | 76828-36-1
135501 | 31 | 4 | States | Dayton | Hayley Fabian | TRUE | 2026-08-17T00:00:00 | 2026-12-07T00:00:00 | 2026-12-07T00:00:00 | 1 | 0 | 1 | 7544.26 | 15088.52 | 55369-6417 | USA | N45 | 1501 | ABB INDUSTRIAL CONNECTIONS AND SOLUTIONS | 27511 | Z4SHUNBF60LA0EE045XX | E4.2S-A 3200 EKIP TOUCH LSIG 3P FVR | MEC | E4.2S-A 3200 EKIP TOUCH LSIG 3P FVR | EA | EA |  | TRUE |  | P | B/W | Dayton |  | 76828-36-1
135501 | 16 | 3 | States | Dayton | Hayley Fabian | TRUE | 2026-08-17T00:00:00 | 2026-12-07T00:00:00 | 2026-12-07T00:00:00 | 1 | 0 | 1 | 242.6 | 485.2 | 55369-6417 | USA | N45 | 1501 | ABB INDUSTRIAL CONNECTIONS AND SOLUTIONS | 27511 | TEYD2020B | TEYX CIRCUIT BREAKER 2P 20A | PUR | TEYX CIRCUIT BREAKER 2P 20A | EA | EA |  | TRUE |  | P | B/W | DAYTON |  | 76828-36-1
135501 | 27 | 4 | States | Dayton | Hayley Fabian | TRUE | 2026-08-17T00:00:00 | 2026-12-07T00:00:00 | 2026-12-07T00:00:00 | 1 | 0 | 1 | 2646.92 | 5293.84 | 55369-6417 | USA | N45 | 1501 | ABB INDUSTRIAL CONNECTIONS AND SOLUTIONS | 27511 | XT7HU380CFYW000XXX | RGXT7H 800 E.DIP LSI 800 3P UL | MEC | RGXT7H 800 E.DIP LSI 800 3P UL | EA | EA |  | TRUE |  | P | B/W | Dayton |  | 76828-36-1
135501 | 15 | 3 | States | Dayton | Hayley Fabian | TRUE | 2026-08-17T00:00:00 | 2026-12-07T00:00:00 | 2026-12-07T00:00:00 | 2 | 0 | 2 | 188.54 | 754.16 | 55369-6417 | USA | N45 | 1501 | ABB INDUSTRIAL CONNECTIONS AND SOLUTIONS | 27511 | XT1HU3020AYD000XXX | RGXT1H 125 TMF 20-500 3P UL/CSA | MEC | RGXT1H 125 TMF 20-500 3P UL/CSA | EA | EA |  | TRUE |  | P | B/W | Dayton |  | 76828-36-1
135501 | 14 | 3 | States | Dayton | Hayley Fabian | TRUE | 2026-08-17T00:00:00 | 2026-12-07T00:00:00 | 2026-12-07T00:00:00 | 1 | 0 | 1 | 112.64 | 225.28 | 55369-6417 | USA | N45 | 1501 | ABB INDUSTRIAL CONNECTIONS AND SOLUTIONS | 27511 | TEYD1020B | TEYX CIRCUIT BREAKER 1P 20A | PUR | TEYX CIRCUIT BREAKER 1P 20A | EA | EA |  | TRUE |  | P | B/W | DAYTON |  | 76828-36-1
135501 | 18 | 3 | States | Dayton | Hayley Fabian | TRUE | 2026-08-17T00:00:00 | 2026-12-07T00:00:00 | 2026-12-07T00:00:00 | 1 | 0 | 1 | 162.31 | 324.62 | 55369-6417 | USA | N45 | 1501 | ABB INDUSTRIAL CONNECTIONS AND SOLUTIONS | 27511 | TEYD3050B | TEYX CIRCUIT BREAKER 3P 50A | PUR | TEYX CIRCUIT BREAKER 3P 50A | EA | EA |  | TRUE |  | P | B/W | DAYTON |  | 76828-36-1
135501 | 30 | 4 | States | Dayton | Hayley Fabian | TRUE | 2026-08-17T00:00:00 | 2026-12-07T00:00:00 | 2026-12-07T00:00:00 | 1 | 0 | 1 | 5373.47 | 10746.94 | 55369-6417 | USA | N45 | 1501 | ABB INDUSTRIAL CONNECTIONS AND SOLUTIONS | 27511 | Z4SGULJE60LA00A00WXX | E4.2S-A 2500 EKIP TOUCH LSI 3P FHR | MEC | E4.2S-A 2500 EKIP TOUCH LSI 3P FHR | EA | EA |  | TRUE |  | P | B/W | Dayton |  | 76828-36-1
135501 | 2 | 4 | States | Dayton | Hayley Fabian | TRUE | 2026-08-17T00:00:00 | 2027-04-08T00:00:00 | 2027-04-08T00:00:00 | 1 | 0 | 1 | 4423.14 | 8846.28 | 55369-6417 | USA | N45 | 1501 | ABB INDUSTRIAL CONNECTIONS AND SOLUTIONS | 27511 | OXB260U3X4QT | 260A, Level 4 Controller, Delayed Transition (I-O-II), 3-Pole ATS | PUR | 260A, Level 4 Controller, Delayed Transition (I-O-II), 3-Pole ATS | EA | EA |  | TRUE |  | P | B/W | DAYTON |  | 76828-36-1
135501 | 2 | 3 | States | Dayton | Hayley Fabian | TRUE | 2026-08-17T00:00:00 | 2027-04-06T00:00:00 | 2027-04-06T00:00:00 | 1 | 0 | 1 | 4423.14 | 8846.28 | 55369-6417 | USA | N45 | 1501 | ABB INDUSTRIAL CONNECTIONS AND SOLUTIONS | 27511 | OXB260U3X4QT | 260A, Level 4 Controller, Delayed Transition (I-O-II), 3-Pole ATS | PUR | 260A, Level 4 Controller, Delayed Transition (I-O-II), 3-Pole ATS | EA | EA |  | TRUE |  | P | B/W | DAYTON |  | 76920-39-1
135501 | 32 | 3 | States | Dayton | Hayley Fabian | TRUE | 2026-08-17T00:00:00 | 2026-11-19T00:00:00 | 2026-11-19T00:00:00 | 1 | 0 | 1 | 1464.41 | 2928.82 | 55369-6417 | USA | N45 | 1501 | ABB INDUSTRIAL CONNECTIONS AND SOLUTIONS | 27511 | XT5HU340AGBB000XXX | XT5H 400 E.DIP LSIG 400 3P UL | PUR | XT5H 400 E.DIP LSIG 400 3P UL | EA | EA |  | TRUE |  | P | B/W | Dayton |  | 76920-39-1
135501 | 23 | 3 | States | Dayton | Hayley Fabian | TRUE | 2026-08-17T00:00:00 | 2026-12-07T00:00:00 | 2026-12-07T00:00:00 | 2 | 0 | 2 | 188.54 | 754.16 | 55369-6417 | USA | N45 | 1501 | ABB INDUSTRIAL CONNECTIONS AND SOLUTIONS | 27511 | XT1HU3060AYD000XXX | RGXT1H 125 TMF 60-600 3P UL/CSA | MEC | RGXT1H 125 TMF 60-600 3P UL/CSA | EA | EA |  | TRUE |  | P | B/W | Dayton |  | 76828-36-1
135501 | 26 | 3 | States | Dayton | Hayley Fabian | TRUE | 2026-08-17T00:00:00 | 2026-12-07T00:00:00 | 2026-12-07T00:00:00 | 1 | 0 | 1 | 33.14 | 66.28 | 55369-6417 | USA | N45 | 1501 | ABB INDUSTRIAL CONNECTIONS AND SOLUTIONS | 27511 | THQB2120 | 2-pole, 20A, 230V (HP-2OS-1) | PUR | 2-pole, 20A, 230V (HP-2OS-1) | EA | EA |  | TRUE |  | P | B/W | DAYTON |  | 76828-36-1
135501 | 22 | 3 | States | Dayton | Hayley Fabian | TRUE | 2026-08-17T00:00:00 | 2026-12-07T00:00:00 | 2026-12-07T00:00:00 | 1 | 0 | 1 | 151.45 | 454.35 | 55369-6417 | USA | N45 | 1501 | ABB INDUSTRIAL CONNECTIONS AND SOLUTIONS | 27511 | XT1HU3060AAA000XXX | XT1H 125 TMF 60-600 3P F F UL/CSA | MEC | XT1H 125 TMF 60-600 3P F F UL/CSA | EA | EA |  | TRUE |  | P | B/W | Dayton |  | 76828-36-1
135501 | 33 | 4 | States | Dayton | Hayley Fabian | TRUE | 2026-08-17T00:00:00 | 2026-12-07T00:00:00 | 2026-12-07T00:00:00 | 1 | 0 | 1 | 802.95 | 1605.9 | 55369-6417 | USA | N45 | 1501 | ABB INDUSTRIAL CONNECTIONS AND SOLUTIONS | 27511 | XT4HU31501YJ000XXX | RGXT4H 250 Ekip DIP LSI 150 3P UL | MEC | RGXT4H 250 Ekip DIP LSI 150 3P UL | EA | EA |  | TRUE |  | P | B/W | Dayton |  | 76828-36-1
135501 | 35 | 2 | States | Dayton | Hayley Fabian | TRUE | 2026-08-17T00:00:00 | 2026-12-08T00:00:00 | 2026-12-08T00:00:00 | 1 | 0 | 1 | 4824.98 | 9649.96 | 55369-6417 | USA | N45 | 1501 | ABB INDUSTRIAL CONNECTIONS AND SOLUTIONS | 27511 | XT7HU312EPYW940XXX | RGXT7H 1200 E.TCH LSI 1200 3P UL | PUR | RGXT7H 1200 E.TCH LSI 1200 3P UL | EA | EA |  | TRUE |  | P | B/W | Dayton |  | 76920-39-1
135501 | 6 | 3 | States | Dayton | Hayley Fabian | TRUE | 2026-08-17T00:00:00 | 2026-12-07T00:00:00 | 2026-12-07T00:00:00 | 1 | 0 | 1 | 217.16 | 434.32 | 55369-6417 | USA | N45 | 1501 | ABB INDUSTRIAL CONNECTIONS AND SOLUTIONS | 27511 | TEYH3070B | TEYX CIRCUIT BREAKER 3P 70A | PUR | TEYX CIRCUIT BREAKER 3P 70A | EA | EA |  | TRUE |  | P | B/W | DAYTON |  | 76828-36-1
135501 | 27 | 3 | States | Dayton | Hayley Fabian | TRUE | 2026-08-17T00:00:00 | 2026-11-18T00:00:00 | 2026-11-18T00:00:00 | 1 | 0 | 1 | 2646.92 | 5293.84 | 55369-6417 | USA | N45 | 1501 | ABB INDUSTRIAL CONNECTIONS AND SOLUTIONS | 27511 | XT7HU380CFYW000XXX | RGXT7H 800 E.DIP LSI 800 3P UL | MEC | RGXT7H 800 E.DIP LSI 800 3P UL | EA | EA |  | TRUE |  | P | B/W | Dayton |  | 76920-39-1
135501 | 19 | 3 | States | Dayton | Hayley Fabian | TRUE | 2026-08-17T00:00:00 | 2026-12-07T00:00:00 | 2026-12-07T00:00:00 | 1 | 0 | 1 | 162.31 | 324.62 | 55369-6417 | USA | N45 | 1501 | ABB INDUSTRIAL CONNECTIONS AND SOLUTIONS | 27511 | TEYD3060B | TEYX CIRCUIT BREAKER 3P 60A | PUR | TEYX CIRCUIT BREAKER 3P 60A | EA | EA |  | TRUE |  | P | B/W | DAYTON |  | 76828-36-1
135501 | 21 | 4 | States | Dayton | Hayley Fabian | TRUE | 2026-08-17T00:00:00 | 2026-12-07T00:00:00 | 2026-12-07T00:00:00 | 1 | 0 | 1 | 762.87 | 1525.74 | 55369-6417 | USA | N45 | 1501 | ABB INDUSTRIAL CONNECTIONS AND SOLUTIONS | 27511 | XT2HU31251YD000XXX | RGXT2H 125 E.DIP LSI 125 3P UL | PUR | RGXT2H 125 E.DIP LSI 125 3P UL | EA | EA |  | TRUE |  | P | B/W | Dayton |  | 76828-36-1
135501 | 34 | 3 | States | Dayton | Hayley Fabian | TRUE | 2026-08-17T00:00:00 | 2026-11-17T00:00:00 | 2026-11-17T00:00:00 | 1 | 0 | 1 | 2780.89 | 5561.78 | 55369-6417 | USA | N45 | 1501 | ABB INDUSTRIAL CONNECTIONS AND SOLUTIONS | 27511 | XT5HU340ARYN050XXX | 1XT5H 400 BREAKING PART 3P F F UL/CSA (1SDA102683R1)1SDA102683R11EKIP TOUCH MEAS.LSI IN400 XT5 3P UL/CSA (1SDA102729R1)1SDA102729R11NEXT XT5 LSC 3000257980A001 (1SDA114243R1)1SDA114243R11FCCUAL 2X2/0-500KCMIL XT5 3PUL (1SDA113066R1)1SDA113066R1KXT5CUAL2X500K-3PC1EKIP COM MODBUS TCP XT5 INT (1SDA105189R1)1SDA105189R1KXT5COMIMBTCP | PUR | 1XT5H 400 BREAKING PART 3P F F UL/CSA (1SDA102683R1)1SDA102683R11EKIP TOUCH MEAS.LSI IN400 XT5 3P UL/CSA (1SDA102729R1)1SDA102729R11NEXT XT5 LSC 3000257980A001 (1SDA114243R1)1SDA114243R11FCCUAL 2X2/0-500KCMIL XT5 3PUL (1SDA113066R1)1SDA113066R1KXT5CUAL2X500K-3PC1EKIP COM MODBUS TCP XT5 INT (1SDA105189R1)1SDA105189R1KXT5COMIMBTCP | EA | EA |  | TRUE |  | P | B/W | Dayton |  | 76920-39-1
135501 | 17 | 3 | States | Dayton | Hayley Fabian | TRUE | 2026-08-17T00:00:00 | 2026-12-07T00:00:00 | 2026-12-07T00:00:00 | 1 | 0 | 1 | 162.31 | 324.62 | 55369-6417 | USA | N45 | 1501 | ABB INDUSTRIAL CONNECTIONS AND SOLUTIONS | 27511 | TEYD3025B | TEYX CIRCUIT BREAKER 3P 25A | PUR | TEYX CIRCUIT BREAKER 3P 25A | EA | EA |  | TRUE |  | P | B/W | DAYTON |  | 76828-36-1
135501 | 33 | 3 | States | Dayton | Hayley Fabian | TRUE | 2026-08-17T00:00:00 | 2026-11-18T00:00:00 | 2026-11-18T00:00:00 | 1 | 0 | 1 | 802.95 | 1605.9 | 55369-6417 | USA | N45 | 1501 | ABB INDUSTRIAL CONNECTIONS AND SOLUTIONS | 27511 | XT4HU31501YJ000XXX | RGXT4H 250 Ekip DIP LSI 150 3P UL | MEC | RGXT4H 250 Ekip DIP LSI 150 3P UL | EA | EA |  | TRUE |  | P | B/W | Dayton |  | 76920-39-1
135501 | 32 | 4 | States | Dayton | Hayley Fabian | TRUE | 2026-08-17T00:00:00 | 2026-12-07T00:00:00 | 2026-12-07T00:00:00 | 1 | 0 | 1 | 1464.41 | 2928.82 | 55369-6417 | USA | N45 | 1501 | ABB INDUSTRIAL CONNECTIONS AND SOLUTIONS | 27511 | XT5HU340AGBB000XXX | XT5H 400 E.DIP LSIG 400 3P UL | PUR | XT5H 400 E.DIP LSIG 400 3P UL | EA | EA |  | TRUE |  | P | B/W | Dayton |  | 76828-36-1
135501 | 1 | 3 | States | Dayton | Hayley Fabian | TRUE | 2026-08-17T00:00:00 | 2027-04-08T00:00:00 | 2027-04-08T00:00:00 | 1 | 0 | 1 | 4672.03 | 9344.06 | 55369-6417 | USA | N45 | 1501 | ABB INDUSTRIAL CONNECTIONS AND SOLUTIONS | 27511 | OXB200U3S4QT | 200A, Level 4 Controller, Delayed Transition (I-O-II), 4-Pole ATS | PUR | 200A, Level 4 Controller, Delayed Transition (I-O-II), 4-Pole ATS | EA | EA |  | TRUE |  | P | B/W | DAYTON |  | 76920-39-1
135501 | 20 | 3 | States | Dayton | Hayley Fabian | TRUE | 2026-08-17T00:00:00 | 2026-12-07T00:00:00 | 2026-12-07T00:00:00 | 1 | 0 | 1 | 188.54 | 377.08 | 55369-6417 | USA | N45 | 1501 | ABB INDUSTRIAL CONNECTIONS AND SOLUTIONS | 27511 | XT1HU3050AYD000XXX | 125AF/50AT, 65kA, Thermal Mag, ReliaGear, Load Lugs - 10 - 2/0 AWG | PUR | 125AF/50AT, 65kA, Thermal Mag, ReliaGear, Load Lugs - 10 - 2/0 AWG | EA | EA |  | TRUE |  | P | B/W | Dayton |  | 76828-36-1
135501 | 3 | 3 | States | Dayton | Hayley Fabian | TRUE | 2026-08-17T00:00:00 | 2027-04-08T00:00:00 | 2027-04-08T00:00:00 | 1 | 0 | 1 | 6057.4 | 12114.8 | 55369-6417 | USA | N45 | 1501 | ABB INDUSTRIAL CONNECTIONS AND SOLUTIONS | 27511 | OXB400U3S4QT | 400A, Level 4 Controller, Delayed Transition (I-O-II), 4-Pole ATS | PUR | 400A, Level 4 Controller, Delayed Transition (I-O-II), 4-Pole ATS | EA | EA |  | TRUE |  | P | B/W | DAYTON |  | 76920-39-1
135501 | 4 | 3 | States | Dayton | Hayley Fabian | TRUE | 2026-08-17T00:00:00 | 2026-12-07T00:00:00 | 2026-12-07T00:00:00 | 1 | 0 | 1 | 62.27 | 124.54 | 55369-6417 | USA | N45 | 1501 | ABB INDUSTRIAL CONNECTIONS AND SOLUTIONS | 27511 | TEYH1015B | 15A 1POLE 35KA 480/277 CKT BKR | PUR | 15A 1POLE 35KA 480/277 CKT BKR | EA | EA |  | TRUE |  | P | B/W | DAYTON |  | 76828-36-1
135501 | 28 | 4 | States | Dayton | Hayley Fabian | TRUE | 2026-08-17T00:00:00 | 2027-01-13T00:00:00 | 2027-01-13T00:00:00 | 1 | 0 | 1 | 5929.9 | 11859.8 | 55369-6417 | USA | N45 | 1501 | ABB INDUSTRIAL CONNECTIONS AND SOLUTIONS | 27511 | Z4SGULJE30LA0AA025XX | E4.2S-A 2500 EKIP TOUCH LSI 3P FHR | MEC | E4.2S-A 2500 EKIP TOUCH LSI 3P FHR | EA | EA |  | TRUE |  | P | B/W | Dayton |  | 76828-36-1
135501 | 13 | 3 | States | Dayton | Hayley Fabian | TRUE | 2026-08-17T00:00:00 | 2026-12-07T00:00:00 | 2026-12-07T00:00:00 | 1 | 0 | 1 | 162.31 | 324.62 | 55369-6417 | USA | N45 | 1501 | ABB INDUSTRIAL CONNECTIONS AND SOLUTIONS | 27511 | TEYD3015B | TEYX CIRCUIT BREAKER 3P 15A | PUR | TEYX CIRCUIT BREAKER 3P 15A | EA | EA |  | TRUE |  | P | B/W | DAYTON |  | 76828-36-1
135501 | 1 | 4 | States | Dayton | Hayley Fabian | TRUE | 2026-08-17T00:00:00 | 2027-04-08T00:00:00 | 2027-04-08T00:00:00 | 1 | 0 | 1 | 4672.03 | 9344.06 | 55369-6417 | USA | N45 | 1501 | ABB INDUSTRIAL CONNECTIONS AND SOLUTIONS | 27511 | OXB200U3S4QT | 200A, Level 4 Controller, Delayed Transition (I-O-II), 4-Pole ATS | PUR | 200A, Level 4 Controller, Delayed Transition (I-O-II), 4-Pole ATS | EA | EA |  | TRUE |  | P | B/W | DAYTON |  | 76828-36-1
135501 | 7 | 3 | States | Dayton | Hayley Fabian | TRUE | 2026-08-17T00:00:00 | 2026-12-07T00:00:00 | 2026-12-07T00:00:00 | 1 | 0 | 1 | 33.13 | 66.26 | 55369-6417 | USA | N45 | 1501 | ABB INDUSTRIAL CONNECTIONS AND SOLUTIONS | 27511 | THQB2130 | HP-2H-2 - (#24,26) (30 amp 2 pole) | PUR | HP-2H-2 - (#24,26) (30 amp 2 pole) | EA | EA |  | TRUE |  | P | B/W | DAYTON |  | 76828-36-1
135501 | 29 | 3 | States | Dayton | Hayley Fabian | TRUE | 2026-08-17T00:00:00 | 2026-12-01T00:00:00 | 2026-12-01T00:00:00 | 1 | 0 | 1 | 5826.47 | 11652.94 | 55369-6417 | USA | N45 | 1501 | ABB INDUSTRIAL CONNECTIONS AND SOLUTIONS | 27511 | Z4SGULJE63LA00A00WXX | 1E4.2S-A 2500 EKIP TOUCH LSI 3P FHR (1SDA078002R1)Z4SGULBE000A000000XX 1KIT VR SUP E4.2 F 2500A 3PCS UL INST (1SDA079862R1)1SDA079862R1 1KIT VR INF E4.2 F 2500A 3PCS UL INST (1SDA079864R1)1SDA079864R1 1YO E1.2..E6.2 24 V AC/DC (1SDA073668R1)ZEASA 1YC E1.2..E6.2 24 V AC/DC (1SDA073681R1)ZEACA 1M E2.2...E6.2 24-30 V AC/DC (1SDA073722R1)ZEBM2 1S51 250V E2.2...E6.2 (1SDA073778R1)ZEBBA 1PBC D=8mm E2.2...E6.2 (1SDA073861R1)ZEBPBC8 1Ekip Supply 24-48VDC (1SDA074173R1)ZEAPWRSD 1Ekip 2K-3 E1.2...E6.2 (1SDA074169R1)ZEB2K3 | PUR | 1E4.2S-A 2500 EKIP TOUCH LSI 3P FHR (1SDA078002R1)Z4SGULBE000A000000XX 1KIT VR SUP E4.2 F 2500A 3PCS UL INST (1SDA079862R1)1SDA079862R1 1KIT VR INF E4.2 F 2500A 3PCS UL INST (1SDA079864R1)1SDA079864R1 1YO E1.2..E6.2 24 V AC/DC (1SDA073668R1)ZEASA 1YC E1.2..E6.2 24 V AC/DC (1SDA073681R1)ZEACA 1M E2.2...E6.2 24-30 V AC/DC (1SDA073722R1)ZEBM2 1S51 250V E2.2...E6.2 (1SDA073778R1)ZEBBA 1PBC D=8mm E2.2...E6.2 (1SDA073861R1)ZEBPBC8 1Ekip Supply 24-48VDC (1SDA074173R1)ZEAPWRSD 1Ekip 2K-3 E1.2...E6.2 (1SDA074169R1)ZEB2K3 | EA | EA |  | TRUE |  | P | B/W | DAYTON |  | 76920-39-1
135501 | 12 | 3 | States | Dayton | Hayley Fabian | TRUE | 2026-08-17T00:00:00 | 2026-12-07T00:00:00 | 2026-12-07T00:00:00 | 1 | 0 | 1 | 162.31 | 324.62 | 55369-6417 | USA | N45 | 1501 | ABB INDUSTRIAL CONNECTIONS AND SOLUTIONS | 27511 | TEYD3020B | TEYX CIRCUIT BREAKER 3P 20A | PUR | TEYX CIRCUIT BREAKER 3P 20A | EA | EA |  | TRUE |  | P | B/W | DAYTON |  | 76828-36-1
135501 | 30 | 3 | States | Dayton | Hayley Fabian | TRUE | 2026-08-17T00:00:00 | 2026-11-24T00:00:00 | 2026-11-24T00:00:00 | 1 | 0 | 1 | 5373.47 | 10746.94 | 55369-6417 | USA | N45 | 1501 | ABB INDUSTRIAL CONNECTIONS AND SOLUTIONS | 27511 | Z4SGULJE60LA00A00WXX | E4.2S-A 2500 EKIP TOUCH LSI 3P FHR | MEC | E4.2S-A 2500 EKIP TOUCH LSI 3P FHR | EA | EA |  | TRUE |  | P | B/W | Dayton |  | 76920-39-1
135501 | 35 | 3 | States | Dayton | Hayley Fabian | TRUE | 2026-08-17T00:00:00 | 2026-12-08T00:00:00 | 2026-12-08T00:00:00 | 1 | 0 | 1 | 4824.98 | 9649.96 | 55369-6417 | USA | N45 | 1501 | ABB INDUSTRIAL CONNECTIONS AND SOLUTIONS | 27511 | XT7HU312EPYW940XXX | RGXT7H 1200 E.TCH LSI 1200 3P UL | PUR | RGXT7H 1200 E.TCH LSI 1200 3P UL | EA | EA |  | TRUE |  | P | B/W | Dayton |  | 76828-36-1
135501 | 8 | 3 | States | Dayton | Hayley Fabian | TRUE | 2026-08-17T00:00:00 | 2026-12-07T00:00:00 | 2026-12-07T00:00:00 | 1 | 0 | 1 | 183.77 | 367.54 | 55369-6417 | USA | N45 | 1501 | ABB INDUSTRIAL CONNECTIONS AND SOLUTIONS | 27511 | TEYD3100B | TEYX CIRCUIT BREAKER 3P 100A | PUR | TEYX CIRCUIT BREAKER 3P 100A | EA | EA |  | TRUE |  | P | B/W | DAYTON |  | 76828-36-1
135501 | 3 | 4 | States | Dayton | Hayley Fabian | TRUE | 2026-08-17T00:00:00 | 2027-04-08T00:00:00 | 2027-04-08T00:00:00 | 1 | 0 | 1 | 6057.4 | 12114.8 | 55369-6417 | USA | N45 | 1501 | ABB INDUSTRIAL CONNECTIONS AND SOLUTIONS | 27511 | OXB400U3S4QT | 400A, Level 4 Controller, Delayed Transition (I-O-II), 4-Pole ATS | PUR | 400A, Level 4 Controller, Delayed Transition (I-O-II), 4-Pole ATS | EA | EA |  | TRUE |  | P | B/W | DAYTON |  | 76828-36-1
135501 | 34 | 4 | States | Dayton | Hayley Fabian | TRUE | 2026-08-17T00:00:00 | 2026-12-07T00:00:00 | 2026-12-07T00:00:00 | 1 | 0 | 1 | 2780.89 | 5561.78 | 55369-6417 | USA | N45 | 1501 | ABB INDUSTRIAL CONNECTIONS AND SOLUTIONS | 27511 | XT5HU340ARYN050XXX | 1XT5H 400 BREAKING PART 3P F F UL/CSA (1SDA102683R1)1SDA102683R11EKIP TOUCH MEAS.LSI IN400 XT5 3P UL/CSA (1SDA102729R1)1SDA102729R11NEXT XT5 LSC 3000257980A001 (1SDA114243R1)1SDA114243R11FCCUAL 2X2/0-500KCMIL XT5 3PUL (1SDA113066R1)1SDA113066R1KXT5CUAL2X500K-3PC1EKIP COM MODBUS TCP XT5 INT (1SDA105189R1)1SDA105189R1KXT5COMIMBTCP | PUR | 1XT5H 400 BREAKING PART 3P F F UL/CSA (1SDA102683R1)1SDA102683R11EKIP TOUCH MEAS.LSI IN400 XT5 3P UL/CSA (1SDA102729R1)1SDA102729R11NEXT XT5 LSC 3000257980A001 (1SDA114243R1)1SDA114243R11FCCUAL 2X2/0-500KCMIL XT5 3PUL (1SDA113066R1)1SDA113066R1KXT5CUAL2X500K-3PC1EKIP COM MODBUS TCP XT5 INT (1SDA105189R1)1SDA105189R1KXT5COMIMBTCP | EA | EA |  | TRUE |  | P | B/W | Dayton |  | 76828-36-1
135501 | 10 | 3 | States | Dayton | Hayley Fabian | TRUE | 2026-08-17T00:00:00 | 2026-12-07T00:00:00 | 2026-12-07T00:00:00 | 1 | 0 | 1 | 62.27 | 124.54 | 55369-6417 | USA | N45 | 1501 | ABB INDUSTRIAL CONNECTIONS AND SOLUTIONS | 27511 | TEYH1020B | 20A 1POLE 35KA 480/277 CKT BKR | PUR | 20A 1POLE 35KA 480/277 CKT BKR | EA | EA |  | TRUE |  | P | B/W | DAYTON |  | 76828-36-1
135501 | 9 | 3 | States | Dayton | Hayley Fabian | TRUE | 2026-08-17T00:00:00 | 2026-12-07T00:00:00 | 2026-12-07T00:00:00 | 1 | 0 | 1 | 512.24 | 1024.48 | 55369-6417 | USA | N45 | 1501 | ABB INDUSTRIAL CONNECTIONS AND SOLUTIONS | 27511 | TEYD3125B | TEYX CIRCUIT BREAKER 3P 125A | PUR | TEYX CIRCUIT BREAKER 3P 125A | EA | EA |  | TRUE |  | P | B/W | DAYTON |  | 76828-36-1
135501 | 24 | 3 | States | Dayton | Hayley Fabian | TRUE | 2026-08-17T00:00:00 | 2026-12-07T00:00:00 | 2026-12-07T00:00:00 | 2 | 0 | 2 | 1424.51 | 5698.04 | 55369-6417 | USA | N45 | 1501 | ABB INDUSTRIAL CONNECTIONS AND SOLUTIONS | 27511 | XT5HU340AFYN000XXX | RGXT5H 400 E.DIP LSI 400 3P UL/CSA | MEC | RGXT5H 400 E.DIP LSI 400 3P UL/CSA | EA | EA |  | TRUE |  | P | B/W | Dayton |  | 76828-36-1
135501 | 29 | 4 | States | Dayton | Hayley Fabian | TRUE | 2026-08-17T00:00:00 | 2026-12-07T00:00:00 | 2026-12-07T00:00:00 | 1 | 0 | 1 | 5826.47 | 11652.94 | 55369-6417 | USA | N45 | 1501 | ABB INDUSTRIAL CONNECTIONS AND SOLUTIONS | 27511 | Z4SGULJE63LA00A00WXX | 1E4.2S-A 2500 EKIP TOUCH LSI 3P FHR (1SDA078002R1)Z4SGULBE000A000000XX 1KIT VR SUP E4.2 F 2500A 3PCS UL INST (1SDA079862R1)1SDA079862R1 1KIT VR INF E4.2 F 2500A 3PCS UL INST (1SDA079864R1)1SDA079864R1 1YO E1.2..E6.2 24 V AC/DC (1SDA073668R1)ZEASA 1YC E1.2..E6.2 24 V AC/DC (1SDA073681R1)ZEACA 1M E2.2...E6.2 24-30 V AC/DC (1SDA073722R1)ZEBM2 1S51 250V E2.2...E6.2 (1SDA073778R1)ZEBBA 1PBC D=8mm E2.2...E6.2 (1SDA073861R1)ZEBPBC8 1Ekip Supply 24-48VDC (1SDA074173R1)ZEAPWRSD 1Ekip 2K-3 E1.2...E6.2 (1SDA074169R1)ZEB2K3 | PUR | 1E4.2S-A 2500 EKIP TOUCH LSI 3P FHR (1SDA078002R1)Z4SGULBE000A000000XX 1KIT VR SUP E4.2 F 2500A 3PCS UL INST (1SDA079862R1)1SDA079862R1 1KIT VR INF E4.2 F 2500A 3PCS UL INST (1SDA079864R1)1SDA079864R1 1YO E1.2..E6.2 24 V AC/DC (1SDA073668R1)ZEASA 1YC E1.2..E6.2 24 V AC/DC (1SDA073681R1)ZEACA 1M E2.2...E6.2 24-30 V AC/DC (1SDA073722R1)ZEBM2 1S51 250V E2.2...E6.2 (1SDA073778R1)ZEBBA 1PBC D=8mm E2.2...E6.2 (1SDA073861R1)ZEBPBC8 1Ekip Supply 24-48VDC (1SDA074173R1)ZEAPWRSD 1Ekip 2K-3 E1.2...E6.2 (1SDA074169R1)ZEB2K3 | EA | EA |  | TRUE |  | P | B/W | DAYTON |  | 76828-36-1
135501 | 31 | 3 | States | Dayton | Hayley Fabian | TRUE | 2026-08-17T00:00:00 | 2026-11-24T00:00:00 | 2026-11-24T00:00:00 | 1 | 0 | 1 | 7544.26 | 15088.52 | 55369-6417 | USA | N45 | 1501 | ABB INDUSTRIAL CONNECTIONS AND SOLUTIONS | 27511 | Z4SHUNBF60LA0EE045XX | E4.2S-A 3200 EKIP TOUCH LSIG 3P FVR | MEC | E4.2S-A 3200 EKIP TOUCH LSIG 3P FVR | EA | EA |  | TRUE |  | P | B/W | Dayton |  | 76920-39-1
135501 | 28 | 3 | States | Dayton | Hayley Fabian | TRUE | 2026-08-17T00:00:00 | 2026-12-08T00:00:00 | 2026-12-08T00:00:00 | 1 | 0 | 1 | 5929.9 | 11859.8 | 55369-6417 | USA | N45 | 1501 | ABB INDUSTRIAL CONNECTIONS AND SOLUTIONS | 27511 | Z4SGULJE30LA0AA025XX | E4.2S-A 2500 EKIP TOUCH LSI 3P FHR | MEC | E4.2S-A 2500 EKIP TOUCH LSI 3P FHR | EA | EA |  | TRUE |  | P | B/W | Dayton |  | 76920-39-1
135501 | 21 | 3 | States | Dayton | Hayley Fabian | TRUE | 2026-08-17T00:00:00 | 2026-10-06T00:00:00 | 2026-08-28T00:00:00 | 1 | 0 | 1 | 762.87 | 1525.74 | 55369-6417 | USA | N45 | 1501 | ABB INDUSTRIAL CONNECTIONS AND SOLUTIONS | 27511 | XT2HU31251YD000XXX | RGXT2H 125 E.DIP LSI 125 3P UL | PUR | RGXT2H 125 E.DIP LSI 125 3P UL | EA | EA |  | TRUE |  | P | B/W | Dayton |  | 76920-39-1
133959 | 3 | 93 | States | EGAN COMPANY | Hayley Fabian | TRUE | 2026-06-09T00:00:00 | 2026-10-29T00:00:00 | 2026-10-29T00:00:00 | 1 | 0 | 1 | 215.86 | 31947.28 | 55944 | USA | N45 | 1501 | ABB INDUSTRIAL CONNECTIONS AND SOLUTIONS | 27511 | PPXT FA BOX-S | 1B PPXT FA INT-S | PUR | PPXT FA INT-S | EA | EA |  | TRUE |  | P | B/W | DAYTON |  | 77411S-93
133959 | 2 | 100 | States | EGAN COMPANY | Hayley Fabian | TRUE | 2026-06-09T00:00:00 | 2026-10-26T00:00:00 | 2026-10-26T00:00:00 | 1 | 0 | 1 | 108.54 | 16063.92 | 55944 | USA | N45 | 1501 | ABB INDUSTRIAL CONNECTIONS AND SOLUTIONS | 27511 | AF31SN | PRLP FRONT 31.5 X 20 SURF N | PUR | PRLP FRONT 31.5 X 20 SURF N | EA | EA |  | TRUE |  | P | B/W | DAYTON |  | 77411S-100
133959 | 2 | 104 | States | EGAN COMPANY | Hayley Fabian | TRUE | 2026-06-09T00:00:00 | 2026-10-26T00:00:00 | 2026-10-26T00:00:00 | 1 | 0 | 1 | 108.54 | 16063.92 | 55944 | USA | N45 | 1501 | ABB INDUSTRIAL CONNECTIONS AND SOLUTIONS | 27511 | AF31SN | PRLP FRONT 31.5 X 20 SURF N | PUR | PRLP FRONT 31.5 X 20 SURF N | EA | EA |  | TRUE |  | P | B/W | DAYTON |  | 77411S-104
133959 | 5 | 76 | States | EGAN COMPANY | Hayley Fabian | TRUE | 2026-06-09T00:00:00 | 2026-10-08T00:00:00 | 2026-09-24T00:00:00 | 1 | 0 | 1 | 611.3 | 90472.4 | 55944 | USA | N45 | 1501 | ABB INDUSTRIAL CONNECTIONS AND SOLUTIONS | 27511 | RQF-INTERIOR-N | GENERIC RQ LP - NORMAL | PUR | GENERIC RQ LP - NORMAL | EA | EA |  | TRUE |  | P | B/W | DAYTON |  | 77411S-76
133959 | 2 | 23 | States | EGAN COMPANY | Hayley Fabian | TRUE | 2026-06-09T00:00:00 | 2026-10-08T00:00:00 | 2026-08-12T00:00:00 | 1 | 0 | 1 | 108.54 | 16063.92 | 55944 | USA | N45 | 1501 | ABB INDUSTRIAL CONNECTIONS AND SOLUTIONS | 27511 | AF31SN | PRLP FRONT 31.5 X 20 SURF N | PUR | PRLP FRONT 31.5 X 20 SURF N | EA | EA |  | TRUE |  | P | B/W | DAYTON |  | 77411S-23
133959 | 3 | 67 | States | EGAN COMPANY | Hayley Fabian | TRUE | 2026-06-09T00:00:00 | 2026-09-29T00:00:00 | 2026-09-29T00:00:00 | 1 | 0 | 1 | 215.86 | 31947.28 | 55944 | USA | N45 | 1501 | ABB INDUSTRIAL CONNECTIONS AND SOLUTIONS | 27511 | PPXT FA BOX-S | 1B PPXT FA INT-S | PUR | PPXT FA INT-S | EA | EA |  | TRUE |  | P | B/W | DAYTON |  | 77411S-67
133959 | 4 | 139 | States | EGAN COMPANY | Hayley Fabian | TRUE | 2026-06-09T00:00:00 | 2026-11-25T00:00:00 | 2026-11-25T00:00:00 | 1 | 0 | 1 | 3903.97 | 577787.56 | 55944 | USA | N45 | 1501 | ABB INDUSTRIAL CONNECTIONS AND SOLUTIONS | 27511 | PPXT FA INT-S | PXT FA INT-S | PUR | PXT FA INT-S | EA | EA |  | TRUE |  | P | B/W | DAYTON |  | 77411S-139
133959 | 5 | 135 | States | EGAN COMPANY | Hayley Fabian | TRUE | 2026-06-09T00:00:00 | 2026-10-26T00:00:00 | 2026-10-26T00:00:00 | 1 | 0 | 1 | 611.3 | 90472.4 | 55944 | USA | N45 | 1501 | ABB INDUSTRIAL CONNECTIONS AND SOLUTIONS | 27511 | RQF-INTERIOR-N | GENERIC RQ LP - NORMAL | PUR | GENERIC RQ LP - NORMAL | EA | EA |  | TRUE |  | P | B/W | DAYTON |  | 77411S-135
133959 | 4 | 102 | States | EGAN COMPANY | Hayley Fabian | TRUE | 2026-06-09T00:00:00 | 2026-10-29T00:00:00 | 2026-10-29T00:00:00 | 1 | 0 | 1 | 3903.97 | 577787.56 | 55944 | USA | N45 | 1501 | ABB INDUSTRIAL CONNECTIONS AND SOLUTIONS | 27511 | PPXT FA INT-S | PXT FA INT-S | PUR | PXT FA INT-S | EA | EA |  | TRUE |  | P | B/W | DAYTON |  | 77411S-102
133959 | 5 | 91 | States | EGAN COMPANY | Hayley Fabian | TRUE | 2026-06-09T00:00:00 | 2026-10-08T00:00:00 | 2026-09-24T00:00:00 | 1 | 0 | 1 | 611.3 | 90472.4 | 55944 | USA | N45 | 1501 | ABB INDUSTRIAL CONNECTIONS AND SOLUTIONS | 27511 | RQF-INTERIOR-N | GENERIC RQ LP - NORMAL | PUR | GENERIC RQ LP - NORMAL | EA | EA |  | TRUE |  | P | B/W | DAYTON |  | 77411S-91
133959 | 1 | 66 | States | EGAN COMPANY | Hayley Fabian | TRUE | 2026-06-09T00:00:00 | 2026-10-08T00:00:00 | 2026-09-24T00:00:00 | 1 | 0 | 1 | 69.65 | 10308.2 | 55944 | USA | N45 | 1501 | ABB INDUSTRIAL CONNECTIONS AND SOLUTIONS | 27511 | AB31B | RLP BOX N1 31.5L X 20W | PUR | RLP BOX N1 31.5L X 20W | EA | EA |  | TRUE |  | P | B/W | DAYTON |  | 77411S-66
133959 | 5 | 80 | States | EGAN COMPANY | Hayley Fabian | TRUE | 2026-06-09T00:00:00 | 2026-10-08T00:00:00 | 2026-09-24T00:00:00 | 1 | 0 | 1 | 611.3 | 90472.4 | 55944 | USA | N45 | 1501 | ABB INDUSTRIAL CONNECTIONS AND SOLUTIONS | 27511 | RQF-INTERIOR-N | GENERIC RQ LP - NORMAL | PUR | GENERIC RQ LP - NORMAL | EA | EA |  | TRUE |  | P | B/W | DAYTON |  | 77411S-80
133959 | 4 | 124 | States | EGAN COMPANY | Hayley Fabian | TRUE | 2026-06-09T00:00:00 | 2026-10-29T00:00:00 | 2026-10-29T00:00:00 | 1 | 0 | 1 | 3903.97 | 577787.56 | 55944 | USA | N45 | 1501 | ABB INDUSTRIAL CONNECTIONS AND SOLUTIONS | 27511 | PPXT FA INT-S | PXT FA INT-S | PUR | PXT FA INT-S | EA | EA |  | TRUE |  | P | B/W | DAYTON |  | 77411S-124
133959 | 5 | 122 | States | EGAN COMPANY | Hayley Fabian | TRUE | 2026-06-09T00:00:00 | 2026-10-26T00:00:00 | 2026-10-26T00:00:00 | 1 | 0 | 1 | 611.3 | 90472.4 | 55944 | USA | N45 | 1501 | ABB INDUSTRIAL CONNECTIONS AND SOLUTIONS | 27511 | RQF-INTERIOR-N | GENERIC RQ LP - NORMAL | PUR | GENERIC RQ LP - NORMAL | EA | EA |  | TRUE |  | P | B/W | DAYTON |  | 77411S-122
133959 | 2 | 68 | States | EGAN COMPANY | Hayley Fabian | TRUE | 2026-06-09T00:00:00 | 2026-10-08T00:00:00 | 2026-09-24T00:00:00 | 1 | 0 | 1 | 108.54 | 16063.92 | 55944 | USA | N45 | 1501 | ABB INDUSTRIAL CONNECTIONS AND SOLUTIONS | 27511 | AF31SN | PRLP FRONT 31.5 X 20 SURF N | PUR | PRLP FRONT 31.5 X 20 SURF N | EA | EA |  | TRUE |  | P | B/W | DAYTON |  | 77411S-68
133959 | 1 | 116 | States | EGAN COMPANY | Hayley Fabian | TRUE | 2026-06-09T00:00:00 | 2026-10-26T00:00:00 | 2026-10-26T00:00:00 | 1 | 0 | 1 | 69.65 | 10308.2 | 55944 | USA | N45 | 1501 | ABB INDUSTRIAL CONNECTIONS AND SOLUTIONS | 27511 | AB31B | RLP BOX N1 31.5L X 20W | PUR | RLP BOX N1 31.5L X 20W | EA | EA |  | TRUE |  | P | B/W | DAYTON |  | 77411S-116
133959 | 4 | 92 | States | EGAN COMPANY | Hayley Fabian | TRUE | 2026-06-09T00:00:00 | 2026-10-29T00:00:00 | 2026-10-29T00:00:00 | 1 | 0 | 1 | 3903.97 | 577787.56 | 55944 | USA | N45 | 1501 | ABB INDUSTRIAL CONNECTIONS AND SOLUTIONS | 27511 | PPXT FA INT-S | PXT FA INT-S | PUR | PXT FA INT-S | EA | EA |  | TRUE |  | P | B/W | DAYTON |  | 77411S-92
133959 | 3 | 128 | States | EGAN COMPANY | Hayley Fabian | TRUE | 2026-06-09T00:00:00 | 2026-10-29T00:00:00 | 2026-10-29T00:00:00 | 1 | 0 | 1 | 215.86 | 31947.28 | 55944 | USA | N45 | 1501 | ABB INDUSTRIAL CONNECTIONS AND SOLUTIONS | 27511 | PPXT FA BOX-S | 1B PPXT FA INT-S | PUR | PPXT FA INT-S | EA | EA |  | TRUE |  | P | B/W | DAYTON |  | 77411S-128
133959 | 3 | 113 | States | EGAN COMPANY | Hayley Fabian | TRUE | 2026-06-09T00:00:00 | 2026-10-29T00:00:00 | 2026-10-29T00:00:00 | 1 | 0 | 1 | 215.86 | 31947.28 | 55944 | USA | N45 | 1501 | ABB INDUSTRIAL CONNECTIONS AND SOLUTIONS | 27511 | PPXT FA BOX-S | 1B PPXT FA INT-S | PUR | PPXT FA INT-S | EA | EA |  | TRUE |  | P | B/W | DAYTON |  | 77411S-113
133959 | 1 | 100 | States | EGAN COMPANY | Hayley Fabian | TRUE | 2026-06-09T00:00:00 | 2026-10-26T00:00:00 | 2026-10-26T00:00:00 | 1 | 0 | 1 | 69.65 | 10308.2 | 55944 | USA | N45 | 1501 | ABB INDUSTRIAL CONNECTIONS AND SOLUTIONS | 27511 | AB31B | RLP BOX N1 31.5L X 20W | PUR | RLP BOX N1 31.5L X 20W | EA | EA |  | TRUE |  | P | B/W | DAYTON |  | 77411S-100
133959 | 3 | 114 | States | EGAN COMPANY | Hayley Fabian | TRUE | 2026-06-09T00:00:00 | 2026-10-29T00:00:00 | 2026-10-29T00:00:00 | 1 | 0 | 1 | 215.86 | 31947.28 | 55944 | USA | N45 | 1501 | ABB INDUSTRIAL CONNECTIONS AND SOLUTIONS | 27511 | PPXT FA BOX-S | 1B PPXT FA INT-S | PUR | PPXT FA INT-S | EA | EA |  | TRUE |  | P | B/W | DAYTON |  | 77411S-114
133959 | 1 | 147 | States | EGAN COMPANY | Hayley Fabian | TRUE | 2026-06-09T00:00:00 | 2026-11-20T00:00:00 | 2026-11-20T00:00:00 | 1 | 0 | 1 | 69.65 | 10308.2 | 55944 | USA | N45 | 1501 | ABB INDUSTRIAL CONNECTIONS AND SOLUTIONS | 27511 | AB31B | RLP BOX N1 31.5L X 20W | PUR | RLP BOX N1 31.5L X 20W | EA | EA |  | TRUE |  | P | B/W | DAYTON |  | 77411S-147
133959 | 4 | 130 | States | EGAN COMPANY | Hayley Fabian | TRUE | 2026-06-09T00:00:00 | 2026-10-29T00:00:00 | 2026-10-29T00:00:00 | 1 | 0 | 1 | 3903.97 | 577787.56 | 55944 | USA | N45 | 1501 | ABB INDUSTRIAL CONNECTIONS AND SOLUTIONS | 27511 | PPXT FA INT-S | PXT FA INT-S | PUR | PXT FA INT-S | EA | EA |  | TRUE |  | P | B/W | DAYTON |  | 77411S-130
133959 | 1 | 148 | States | EGAN COMPANY | Hayley Fabian | TRUE | 2026-06-09T00:00:00 | 2026-11-20T00:00:00 | 2026-11-20T00:00:00 | 1 | 0 | 1 | 69.65 | 10308.2 | 55944 | USA | N45 | 1501 | ABB INDUSTRIAL CONNECTIONS AND SOLUTIONS | 27511 | AB31B | RLP BOX N1 31.5L X 20W | PUR | RLP BOX N1 31.5L X 20W | EA | EA |  | TRUE |  | P | B/W | DAYTON |  | 77411S-148
133959 | 3 | 85 | States | EGAN COMPANY | Hayley Fabian | TRUE | 2026-06-09T00:00:00 | 2026-09-29T00:00:00 | 2026-09-29T00:00:00 | 1 | 0 | 1 | 215.86 | 31947.28 | 55944 | USA | N45 | 1501 | ABB INDUSTRIAL CONNECTIONS AND SOLUTIONS | 27511 | PPXT FA BOX-S | 1B PPXT FA INT-S | PUR | PPXT FA INT-S | EA | EA |  | TRUE |  | P | B/W | DAYTON |  | 77411S-85
133959 | 2 | 36 | States | EGAN COMPANY | Hayley Fabian | TRUE | 2026-06-09T00:00:00 | 2026-10-08T00:00:00 | 2026-08-12T00:00:00 | 1 | 0 | 1 | 108.54 | 16063.92 | 55944 | USA | N45 | 1501 | ABB INDUSTRIAL CONNECTIONS AND SOLUTIONS | 27511 | AF31SN | PRLP FRONT 31.5 X 20 SURF N | PUR | PRLP FRONT 31.5 X 20 SURF N | EA | EA |  | TRUE |  | P | B/W | DAYTON |  | 77411S-36
133959 | 3 | 139 | States | EGAN COMPANY | Hayley Fabian | TRUE | 2026-06-09T00:00:00 | 2026-11-25T00:00:00 | 2026-11-25T00:00:00 | 1 | 0 | 1 | 215.86 | 31947.28 | 55944 | USA | N45 | 1501 | ABB INDUSTRIAL CONNECTIONS AND SOLUTIONS | 27511 | PPXT FA BOX-S | 1B PPXT FA INT-S | PUR | PPXT FA INT-S | EA | EA |  | TRUE |  | P | B/W | DAYTON |  | 77411S-139
133959 | 1 | 129 | States | EGAN COMPANY | Hayley Fabian | TRUE | 2026-06-09T00:00:00 | 2026-10-26T00:00:00 | 2026-10-26T00:00:00 | 1 | 0 | 1 | 69.65 | 10308.2 | 55944 | USA | N45 | 1501 | ABB INDUSTRIAL CONNECTIONS AND SOLUTIONS | 27511 | AB31B | RLP BOX N1 31.5L X 20W | PUR | RLP BOX N1 31.5L X 20W | EA | EA |  | TRUE |  | P | B/W | DAYTON |  | 77411S-129
133959 | 1 | 112 | States | EGAN COMPANY | Hayley Fabian | TRUE | 2026-06-09T00:00:00 | 2026-10-26T00:00:00 | 2026-10-26T00:00:00 | 1 | 0 | 1 | 69.65 | 10308.2 | 55944 | USA | N45 | 1501 | ABB INDUSTRIAL CONNECTIONS AND SOLUTIONS | 27511 | AB31B | RLP BOX N1 31.5L X 20W | PUR | RLP BOX N1 31.5L X 20W | EA | EA |  | TRUE |  | P | B/W | DAYTON |  | 77411S-112
133959 | 2 | 71 | States | EGAN COMPANY | Hayley Fabian | TRUE | 2026-06-09T00:00:00 | 2026-10-08T00:00:00 | 2026-09-24T00:00:00 | 1 | 0 | 1 | 108.54 | 16063.92 | 55944 | USA | N45 | 1501 | ABB INDUSTRIAL CONNECTIONS AND SOLUTIONS | 27511 | AF31SN | PRLP FRONT 31.5 X 20 SURF N | PUR | PRLP FRONT 31.5 X 20 SURF N | EA | EA |  | TRUE |  | P | B/W | DAYTON |  | 77411S-71
133959 | 1 | 124 | States | EGAN COMPANY | Hayley Fabian | TRUE | 2026-06-09T00:00:00 | 2026-10-26T00:00:00 | 2026-10-26T00:00:00 | 1 | 0 | 1 | 69.65 | 10308.2 | 55944 | USA | N45 | 1501 | ABB INDUSTRIAL CONNECTIONS AND SOLUTIONS | 27511 | AB31B | RLP BOX N1 31.5L X 20W | PUR | RLP BOX N1 31.5L X 20W | EA | EA |  | TRUE |  | P | B/W | DAYTON |  | 77411S-124
133959 | 2 | 82 | States | EGAN COMPANY | Hayley Fabian | TRUE | 2026-06-09T00:00:00 | 2026-10-08T00:00:00 | 2026-09-24T00:00:00 | 1 | 0 | 1 | 108.54 | 16063.92 | 55944 | USA | N45 | 1501 | ABB INDUSTRIAL CONNECTIONS AND SOLUTIONS | 27511 | AF31SN | PRLP FRONT 31.5 X 20 SURF N | PUR | PRLP FRONT 31.5 X 20 SURF N | EA | EA |  | TRUE |  | P | B/W | DAYTON |  | 77411S-82
133959 | 1 | 122 | States | EGAN COMPANY | Hayley Fabian | TRUE | 2026-06-09T00:00:00 | 2026-10-26T00:00:00 | 2026-10-26T00:00:00 | 1 | 0 | 1 | 69.65 | 10308.2 | 55944 | USA | N45 | 1501 | ABB INDUSTRIAL CONNECTIONS AND SOLUTIONS | 27511 | AB31B | RLP BOX N1 31.5L X 20W | PUR | RLP BOX N1 31.5L X 20W | EA | EA |  | TRUE |  | P | B/W | DAYTON |  | 77411S-122
133959 | 3 | 116 | States | EGAN COMPANY | Hayley Fabian | TRUE | 2026-06-09T00:00:00 | 2026-10-29T00:00:00 | 2026-10-29T00:00:00 | 1 | 0 | 1 | 215.86 | 31947.28 | 55944 | USA | N45 | 1501 | ABB INDUSTRIAL CONNECTIONS AND SOLUTIONS | 27511 | PPXT FA BOX-S | 1B PPXT FA INT-S | PUR | PPXT FA INT-S | EA | EA |  | TRUE |  | P | B/W | DAYTON |  | 77411S-116
133959 | 5 | 79 | States | EGAN COMPANY | Hayley Fabian | TRUE | 2026-06-09T00:00:00 | 2026-10-08T00:00:00 | 2026-09-24T00:00:00 | 1 | 0 | 1 | 611.3 | 90472.4 | 55944 | USA | N45 | 1501 | ABB INDUSTRIAL CONNECTIONS AND SOLUTIONS | 27511 | RQF-INTERIOR-N | GENERIC RQ LP - NORMAL | PUR | GENERIC RQ LP - NORMAL | EA | EA |  | TRUE |  | P | B/W | DAYTON |  | 77411S-79
133959 | 5 | 86 | States | EGAN COMPANY | Hayley Fabian | TRUE | 2026-06-09T00:00:00 | 2026-10-08T00:00:00 | 2026-09-24T00:00:00 | 1 | 0 | 1 | 611.3 | 90472.4 | 55944 | USA | N45 | 1501 | ABB INDUSTRIAL CONNECTIONS AND SOLUTIONS | 27511 | RQF-INTERIOR-N | GENERIC RQ LP - NORMAL | PUR | GENERIC RQ LP - NORMAL | EA | EA |  | TRUE |  | P | B/W | DAYTON |  | 77411S-86
133959 | 2 | 35 | States | EGAN COMPANY | Hayley Fabian | TRUE | 2026-06-09T00:00:00 | 2026-10-08T00:00:00 | 2026-08-12T00:00:00 | 1 | 0 | 1 | 108.54 | 16063.92 | 55944 | USA | N45 | 1501 | ABB INDUSTRIAL CONNECTIONS AND SOLUTIONS | 27511 | AF31SN | PRLP FRONT 31.5 X 20 SURF N | PUR | PRLP FRONT 31.5 X 20 SURF N | EA | EA |  | TRUE |  | P | B/W | DAYTON |  | 77411S-35
133959 | 5 | 38 | States | EGAN COMPANY | Hayley Fabian | TRUE | 2026-06-09T00:00:00 | 2026-10-08T00:00:00 | 2026-08-12T00:00:00 | 1 | 0 | 1 | 611.3 | 90472.4 | 55944 | USA | N45 | 1501 | ABB INDUSTRIAL CONNECTIONS AND SOLUTIONS | 27511 | RQF-INTERIOR-N | GENERIC RQ LP - NORMAL | PUR | GENERIC RQ LP - NORMAL | EA | EA |  | TRUE |  | P | B/W | DAYTON |  | 77411S-38
133959 | 5 | 99 | States | EGAN COMPANY | Hayley Fabian | TRUE | 2026-06-09T00:00:00 | 2026-10-26T00:00:00 | 2026-10-26T00:00:00 | 1 | 0 | 1 | 611.3 | 90472.4 | 55944 | USA | N45 | 1501 | ABB INDUSTRIAL CONNECTIONS AND SOLUTIONS | 27511 | RQF-INTERIOR-N | GENERIC RQ LP - NORMAL | PUR | GENERIC RQ LP - NORMAL | EA | EA |  | TRUE |  | P | B/W | DAYTON |  | 77411S-99
133959 | 3 | 119 | States | EGAN COMPANY | Hayley Fabian | TRUE | 2026-06-09T00:00:00 | 2026-10-29T00:00:00 | 2026-10-29T00:00:00 | 1 | 0 | 1 | 215.86 | 31947.28 | 55944 | USA | N45 | 1501 | ABB INDUSTRIAL CONNECTIONS AND SOLUTIONS | 27511 | PPXT FA BOX-S | 1B PPXT FA INT-S | PUR | PPXT FA INT-S | EA | EA |  | TRUE |  | P | B/W | DAYTON |  | 77411S-119
133959 | 5 | 42 | States | EGAN COMPANY | Hayley Fabian | TRUE | 2026-06-09T00:00:00 | 2026-10-08T00:00:00 | 2026-08-25T00:00:00 | 1 | 0 | 1 | 611.3 | 90472.4 | 55944 | USA | N45 | 1501 | ABB INDUSTRIAL CONNECTIONS AND SOLUTIONS | 27511 | RQF-INTERIOR-N | GENERIC RQ LP - NORMAL | PUR | GENERIC RQ LP - NORMAL | EA | EA |  | TRUE |  | P | B/W | DAYTON |  | 77411S-42
133959 | 4 | 88 | States | EGAN COMPANY | Hayley Fabian | TRUE | 2026-06-09T00:00:00 | 2026-09-29T00:00:00 | 2026-09-29T00:00:00 | 1 | 0 | 1 | 3903.97 | 577787.56 | 55944 | USA | N45 | 1501 | ABB INDUSTRIAL CONNECTIONS AND SOLUTIONS | 27511 | PPXT FA INT-S | PXT FA INT-S | PUR | PXT FA INT-S | EA | EA |  | TRUE |  | P | B/W | DAYTON |  | 77411S-88
133959 | 2 | 139 | States | EGAN COMPANY | Hayley Fabian | TRUE | 2026-06-09T00:00:00 | 2026-11-20T00:00:00 | 2026-11-20T00:00:00 | 1 | 0 | 1 | 108.54 | 16063.92 | 55944 | USA | N45 | 1501 | ABB INDUSTRIAL CONNECTIONS AND SOLUTIONS | 27511 | AF31SN | PRLP FRONT 31.5 X 20 SURF N | PUR | PRLP FRONT 31.5 X 20 SURF N | EA | EA |  | TRUE |  | P | B/W | DAYTON |  | 77411S-139
133959 | 4 | 110 | States | EGAN COMPANY | Hayley Fabian | TRUE | 2026-06-09T00:00:00 | 2026-10-29T00:00:00 | 2026-10-29T00:00:00 | 1 | 0 | 1 | 3903.97 | 577787.56 | 55944 | USA | N45 | 1501 | ABB INDUSTRIAL CONNECTIONS AND SOLUTIONS | 27511 | PPXT FA INT-S | PXT FA INT-S | PUR | PXT FA INT-S | EA | EA |  | TRUE |  | P | B/W | DAYTON |  | 77411S-110
133959 | 2 | 63 | States | EGAN COMPANY | Hayley Fabian | TRUE | 2026-06-09T00:00:00 | 2026-10-08T00:00:00 | 2026-08-25T00:00:00 | 1 | 0 | 1 | 108.54 | 16063.92 | 55944 | USA | N45 | 1501 | ABB INDUSTRIAL CONNECTIONS AND SOLUTIONS | 27511 | AF31SN | PRLP FRONT 31.5 X 20 SURF N | PUR | PRLP FRONT 31.5 X 20 SURF N | EA | EA |  | TRUE |  | P | B/W | DAYTON |  | 77411S-63
133959 | 2 | 48 | States | EGAN COMPANY | Hayley Fabian | TRUE | 2026-06-09T00:00:00 | 2026-10-08T00:00:00 | 2026-08-25T00:00:00 | 1 | 0 | 1 | 108.54 | 16063.92 | 55944 | USA | N45 | 1501 | ABB INDUSTRIAL CONNECTIONS AND SOLUTIONS | 27511 | AF31SN | PRLP FRONT 31.5 X 20 SURF N | PUR | PRLP FRONT 31.5 X 20 SURF N | EA | EA |  | TRUE |  | P | B/W | DAYTON |  | 77411S-48
133959 | 3 | 134 | States | EGAN COMPANY | Hayley Fabian | TRUE | 2026-06-09T00:00:00 | 2026-10-29T00:00:00 | 2026-10-29T00:00:00 | 1 | 0 | 1 | 215.86 | 31947.28 | 55944 | USA | N45 | 1501 | ABB INDUSTRIAL CONNECTIONS AND SOLUTIONS | 27511 | PPXT FA BOX-S | 1B PPXT FA INT-S | PUR | PPXT FA INT-S | EA | EA |  | TRUE |  | P | B/W | DAYTON |  | 77411S-134
133959 | 5 | 88 | States | EGAN COMPANY | Hayley Fabian | TRUE | 2026-06-09T00:00:00 | 2026-10-08T00:00:00 | 2026-09-24T00:00:00 | 1 | 0 | 1 | 611.3 | 90472.4 | 55944 | USA | N45 | 1501 | ABB INDUSTRIAL CONNECTIONS AND SOLUTIONS | 27511 | RQF-INTERIOR-N | GENERIC RQ LP - NORMAL | PUR | GENERIC RQ LP - NORMAL | EA | EA |  | TRUE |  | P | B/W | DAYTON |  | 77411S-88
133959 | 2 | 146 | States | EGAN COMPANY | Hayley Fabian | TRUE | 2026-06-09T00:00:00 | 2026-11-20T00:00:00 | 2026-11-20T00:00:00 | 1 | 0 | 1 | 108.54 | 16063.92 | 55944 | USA | N45 | 1501 | ABB INDUSTRIAL CONNECTIONS AND SOLUTIONS | 27511 | AF31SN | PRLP FRONT 31.5 X 20 SURF N | PUR | PRLP FRONT 31.5 X 20 SURF N | EA | EA |  | TRUE |  | P | B/W | DAYTON |  | 77411S-146
133959 | 2 | 124 | States | EGAN COMPANY | Hayley Fabian | TRUE | 2026-06-09T00:00:00 | 2026-10-26T00:00:00 | 2026-10-26T00:00:00 | 1 | 0 | 1 | 108.54 | 16063.92 | 55944 | USA | N45 | 1501 | ABB INDUSTRIAL CONNECTIONS AND SOLUTIONS | 27511 | AF31SN | PRLP FRONT 31.5 X 20 SURF N | PUR | PRLP FRONT 31.5 X 20 SURF N | EA | EA |  | TRUE |  | P | B/W | DAYTON |  | 77411S-124
133959 | 2 | 129 | States | EGAN COMPANY | Hayley Fabian | TRUE | 2026-06-09T00:00:00 | 2026-10-26T00:00:00 | 2026-10-26T00:00:00 | 1 | 0 | 1 | 108.54 | 16063.92 | 55944 | USA | N45 | 1501 | ABB INDUSTRIAL CONNECTIONS AND SOLUTIONS | 27511 | AF31SN | PRLP FRONT 31.5 X 20 SURF N | PUR | PRLP FRONT 31.5 X 20 SURF N | EA | EA |  | TRUE |  | P | B/W | DAYTON |  | 77411S-129
133959 | 2 | 121 | States | EGAN COMPANY | Hayley Fabian | TRUE | 2026-06-09T00:00:00 | 2026-10-26T00:00:00 | 2026-10-26T00:00:00 | 1 | 0 | 1 | 108.54 | 16063.92 | 55944 | USA | N45 | 1501 | ABB INDUSTRIAL CONNECTIONS AND SOLUTIONS | 27511 | AF31SN | PRLP FRONT 31.5 X 20 SURF N | PUR | PRLP FRONT 31.5 X 20 SURF N | EA | EA |  | TRUE |  | P | B/W | DAYTON |  | 77411S-121
133959 | 3 | 142 | States | EGAN COMPANY | Hayley Fabian | TRUE | 2026-06-09T00:00:00 | 2026-11-25T00:00:00 | 2026-11-25T00:00:00 | 1 | 0 | 1 | 215.86 | 31947.28 | 55944 | USA | N45 | 1501 | ABB INDUSTRIAL CONNECTIONS AND SOLUTIONS | 27511 | PPXT FA BOX-S | 1B PPXT FA INT-S | PUR | PPXT FA INT-S | EA | EA |  | TRUE |  | P | B/W | DAYTON |  | 77411S-142
133959 | 3 | 91 | States | EGAN COMPANY | Hayley Fabian | TRUE | 2026-06-09T00:00:00 | 2026-09-29T00:00:00 | 2026-09-29T00:00:00 | 1 | 0 | 1 | 215.86 | 31947.28 | 55944 | USA | N45 | 1501 | ABB INDUSTRIAL CONNECTIONS AND SOLUTIONS | 27511 | PPXT FA BOX-S | 1B PPXT FA INT-S | PUR | PPXT FA INT-S | EA | EA |  | TRUE |  | P | B/W | DAYTON |  | 77411S-91
133959 | 1 | 137 | States | EGAN COMPANY | Hayley Fabian | TRUE | 2026-06-09T00:00:00 | 2026-11-20T00:00:00 | 2026-11-20T00:00:00 | 1 | 0 | 1 | 69.65 | 10308.2 | 55944 | USA | N45 | 1501 | ABB INDUSTRIAL CONNECTIONS AND SOLUTIONS | 27511 | AB31B | RLP BOX N1 31.5L X 20W | PUR | RLP BOX N1 31.5L X 20W | EA | EA |  | TRUE |  | P | B/W | DAYTON |  | 77411S-137
133959 | 2 | 81 | States | EGAN COMPANY | Hayley Fabian | TRUE | 2026-06-09T00:00:00 | 2026-10-08T00:00:00 | 2026-09-24T00:00:00 | 1 | 0 | 1 | 108.54 | 16063.92 | 55944 | USA | N45 | 1501 | ABB INDUSTRIAL CONNECTIONS AND SOLUTIONS | 27511 | AF31SN | PRLP FRONT 31.5 X 20 SURF N | PUR | PRLP FRONT 31.5 X 20 SURF N | EA | EA |  | TRUE |  | P | B/W | DAYTON |  | 77411S-81
133959 | 4 | 134 | States | EGAN COMPANY | Hayley Fabian | TRUE | 2026-06-09T00:00:00 | 2026-10-29T00:00:00 | 2026-10-29T00:00:00 | 1 | 0 | 1 | 3903.97 | 577787.56 | 55944 | USA | N45 | 1501 | ABB INDUSTRIAL CONNECTIONS AND SOLUTIONS | 27511 | PPXT FA INT-S | PXT FA INT-S | PUR | PXT FA INT-S | EA | EA |  | TRUE |  | P | B/W | DAYTON |  | 77411S-134
133959 | 4 | 145 | States | EGAN COMPANY | Hayley Fabian | TRUE | 2026-06-09T00:00:00 | 2026-11-25T00:00:00 | 2026-11-25T00:00:00 | 1 | 0 | 1 | 3903.97 | 577787.56 | 55944 | USA | N45 | 1501 | ABB INDUSTRIAL CONNECTIONS AND SOLUTIONS | 27511 | PPXT FA INT-S | PXT FA INT-S | PUR | PXT FA INT-S | EA | EA |  | TRUE |  | P | B/W | DAYTON |  | 77411S-145
133959 | 2 | 109 | States | EGAN COMPANY | Hayley Fabian | TRUE | 2026-06-09T00:00:00 | 2026-10-26T00:00:00 | 2026-10-26T00:00:00 | 1 | 0 | 1 | 108.54 | 16063.92 | 55944 | USA | N45 | 1501 | ABB INDUSTRIAL CONNECTIONS AND SOLUTIONS | 27511 | AF31SN | PRLP FRONT 31.5 X 20 SURF N | PUR | PRLP FRONT 31.5 X 20 SURF N | EA | EA |  | TRUE |  | P | B/W | DAYTON |  | 77411S-109
133959 | 2 | 99 | States | EGAN COMPANY | Hayley Fabian | TRUE | 2026-06-09T00:00:00 | 2026-10-26T00:00:00 | 2026-10-26T00:00:00 | 1 | 0 | 1 | 108.54 | 16063.92 | 55944 | USA | N45 | 1501 | ABB INDUSTRIAL CONNECTIONS AND SOLUTIONS | 27511 | AF31SN | PRLP FRONT 31.5 X 20 SURF N | PUR | PRLP FRONT 31.5 X 20 SURF N | EA | EA |  | TRUE |  | P | B/W | DAYTON |  | 77411S-99
133959 | 2 | 28 | States | EGAN COMPANY | Hayley Fabian | TRUE | 2026-06-09T00:00:00 | 2026-10-08T00:00:00 | 2026-08-12T00:00:00 | 1 | 0 | 1 | 108.54 | 16063.92 | 55944 | USA | N45 | 1501 | ABB INDUSTRIAL CONNECTIONS AND SOLUTIONS | 27511 | AF31SN | PRLP FRONT 31.5 X 20 SURF N | PUR | PRLP FRONT 31.5 X 20 SURF N | EA | EA |  | TRUE |  | P | B/W | DAYTON |  | 77411S-28
133959 | 3 | 117 | States | EGAN COMPANY | Hayley Fabian | TRUE | 2026-06-09T00:00:00 | 2026-10-29T00:00:00 | 2026-10-29T00:00:00 | 1 | 0 | 1 | 215.86 | 31947.28 | 55944 | USA | N45 | 1501 | ABB INDUSTRIAL CONNECTIONS AND SOLUTIONS | 27511 | PPXT FA BOX-S | 1B PPXT FA INT-S | PUR | PPXT FA INT-S | EA | EA |  | TRUE |  | P | B/W | DAYTON |  | 77411S-117
133959 | 5 | 134 | States | EGAN COMPANY | Hayley Fabian | TRUE | 2026-06-09T00:00:00 | 2026-10-26T00:00:00 | 2026-10-26T00:00:00 | 1 | 0 | 1 | 611.3 | 90472.4 | 55944 | USA | N45 | 1501 | ABB INDUSTRIAL CONNECTIONS AND SOLUTIONS | 27511 | RQF-INTERIOR-N | GENERIC RQ LP - NORMAL | PUR | GENERIC RQ LP - NORMAL | EA | EA |  | TRUE |  | P | B/W | DAYTON |  | 77411S-134
133959 | 3 | 104 | States | EGAN COMPANY | Hayley Fabian | TRUE | 2026-06-09T00:00:00 | 2026-10-29T00:00:00 | 2026-10-29T00:00:00 | 1 | 0 | 1 | 215.86 | 31947.28 | 55944 | USA | N45 | 1501 | ABB INDUSTRIAL CONNECTIONS AND SOLUTIONS | 27511 | PPXT FA BOX-S | 1B PPXT FA INT-S | PUR | PPXT FA INT-S | EA | EA |  | TRUE |  | P | B/W | DAYTON |  | 77411S-104
133959 | 3 | 143 | States | EGAN COMPANY | Hayley Fabian | TRUE | 2026-06-09T00:00:00 | 2026-11-25T00:00:00 | 2026-11-25T00:00:00 | 1 | 0 | 1 | 215.86 | 31947.28 | 55944 | USA | N45 | 1501 | ABB INDUSTRIAL CONNECTIONS AND SOLUTIONS | 27511 | PPXT FA BOX-S | 1B PPXT FA INT-S | PUR | PPXT FA INT-S | EA | EA |  | TRUE |  | P | B/W | DAYTON |  | 77411S-143
133959 | 2 | 122 | States | EGAN COMPANY | Hayley Fabian | TRUE | 2026-06-09T00:00:00 | 2026-10-26T00:00:00 | 2026-10-26T00:00:00 | 1 | 0 | 1 | 108.54 | 16063.92 | 55944 | USA | N45 | 1501 | ABB INDUSTRIAL CONNECTIONS AND SOLUTIONS | 27511 | AF31SN | PRLP FRONT 31.5 X 20 SURF N | PUR | PRLP FRONT 31.5 X 20 SURF N | EA | EA |  | TRUE |  | P | B/W | DAYTON |  | 77411S-122
133959 | 4 | 125 | States | EGAN COMPANY | Hayley Fabian | TRUE | 2026-06-09T00:00:00 | 2026-10-29T00:00:00 | 2026-10-29T00:00:00 | 1 | 0 | 1 | 3903.97 | 577787.56 | 55944 | USA | N45 | 1501 | ABB INDUSTRIAL CONNECTIONS AND SOLUTIONS | 27511 | PPXT FA INT-S | PXT FA INT-S | PUR | PXT FA INT-S | EA | EA |  | TRUE |  | P | B/W | DAYTON |  | 77411S-125
133959 | 4 | 93 | States | EGAN COMPANY | Hayley Fabian | TRUE | 2026-06-09T00:00:00 | 2026-10-29T00:00:00 | 2026-10-29T00:00:00 | 1 | 0 | 1 | 3903.97 | 577787.56 | 55944 | USA | N45 | 1501 | ABB INDUSTRIAL CONNECTIONS AND SOLUTIONS | 27511 | PPXT FA INT-S | PXT FA INT-S | PUR | PXT FA INT-S | EA | EA |  | TRUE |  | P | B/W | DAYTON |  | 77411S-93
133959 | 3 | 82 | States | EGAN COMPANY | Hayley Fabian | TRUE | 2026-06-09T00:00:00 | 2026-09-29T00:00:00 | 2026-09-29T00:00:00 | 1 | 0 | 1 | 215.86 | 31947.28 | 55944 | USA | N45 | 1501 | ABB INDUSTRIAL CONNECTIONS AND SOLUTIONS | 27511 | PPXT FA BOX-S | 1B PPXT FA INT-S | PUR | PPXT FA INT-S | EA | EA |  | TRUE |  | P | B/W | DAYTON |  | 77411S-82
133959 | 2 | 61 | States | EGAN COMPANY | Hayley Fabian | TRUE | 2026-06-09T00:00:00 | 2026-10-08T00:00:00 | 2026-08-25T00:00:00 | 1 | 0 | 1 | 108.54 | 16063.92 | 55944 | USA | N45 | 1501 | ABB INDUSTRIAL CONNECTIONS AND SOLUTIONS | 27511 | AF31SN | PRLP FRONT 31.5 X 20 SURF N | PUR | PRLP FRONT 31.5 X 20 SURF N | EA | EA |  | TRUE |  | P | B/W | DAYTON |  | 77411S-61
133959 | 4 | 123 | States | EGAN COMPANY | Hayley Fabian | TRUE | 2026-06-09T00:00:00 | 2026-10-29T00:00:00 | 2026-10-29T00:00:00 | 1 | 0 | 1 | 3903.97 | 577787.56 | 55944 | USA | N45 | 1501 | ABB INDUSTRIAL CONNECTIONS AND SOLUTIONS | 27511 | PPXT FA INT-S | PXT FA INT-S | PUR | PXT FA INT-S | EA | EA |  | TRUE |  | P | B/W | DAYTON |  | 77411S-123
133959 | 2 | 123 | States | EGAN COMPANY | Hayley Fabian | TRUE | 2026-06-09T00:00:00 | 2026-10-26T00:00:00 | 2026-10-26T00:00:00 | 1 | 0 | 1 | 108.54 | 16063.92 | 55944 | USA | N45 | 1501 | ABB INDUSTRIAL CONNECTIONS AND SOLUTIONS | 27511 | AF31SN | PRLP FRONT 31.5 X 20 SURF N | PUR | PRLP FRONT 31.5 X 20 SURF N | EA | EA |  | TRUE |  | P | B/W | DAYTON |  | 77411S-123
133959 | 2 | 46 | States | EGAN COMPANY | Hayley Fabian | TRUE | 2026-06-09T00:00:00 | 2026-10-08T00:00:00 | 2026-08-25T00:00:00 | 1 | 0 | 1 | 108.54 | 16063.92 | 55944 | USA | N45 | 1501 | ABB INDUSTRIAL CONNECTIONS AND SOLUTIONS | 27511 | AF31SN | PRLP FRONT 31.5 X 20 SURF N | PUR | PRLP FRONT 31.5 X 20 SURF N | EA | EA |  | TRUE |  | P | B/W | DAYTON |  | 77411S-46
133959 | 3 | 148 | States | EGAN COMPANY | Hayley Fabian | TRUE | 2026-06-09T00:00:00 | 2026-11-25T00:00:00 | 2026-11-25T00:00:00 | 1 | 0 | 1 | 215.86 | 31947.28 | 55944 | USA | N45 | 1501 | ABB INDUSTRIAL CONNECTIONS AND SOLUTIONS | 27511 | PPXT FA BOX-S | 1B PPXT FA INT-S | PUR | PPXT FA INT-S | EA | EA |  | TRUE |  | P | B/W | DAYTON |  | 77411S-148
133959 | 4 | 87 | States | EGAN COMPANY | Hayley Fabian | TRUE | 2026-06-09T00:00:00 | 2026-09-29T00:00:00 | 2026-09-29T00:00:00 | 1 | 0 | 1 | 3903.97 | 577787.56 | 55944 | USA | N45 | 1501 | ABB INDUSTRIAL CONNECTIONS AND SOLUTIONS | 27511 | PPXT FA INT-S | PXT FA INT-S | PUR | PXT FA INT-S | EA | EA |  | TRUE |  | P | B/W | DAYTON |  | 77411S-87
133959 | 5 | 73 | States | EGAN COMPANY | Hayley Fabian | TRUE | 2026-06-09T00:00:00 | 2026-10-08T00:00:00 | 2026-09-24T00:00:00 | 1 | 0 | 1 | 611.3 | 90472.4 | 55944 | USA | N45 | 1501 | ABB INDUSTRIAL CONNECTIONS AND SOLUTIONS | 27511 | RQF-INTERIOR-N | GENERIC RQ LP - NORMAL | PUR | GENERIC RQ LP - NORMAL | EA | EA |  | TRUE |  | P | B/W | DAYTON |  | 77411S-73
133959 | 1 | 43 | States | EGAN COMPANY | Hayley Fabian | TRUE | 2026-06-09T00:00:00 | 2026-10-08T00:00:00 | 2026-08-25T00:00:00 | 1 | 0 | 1 | 69.65 | 10308.2 | 55944 | USA | N45 | 1501 | ABB INDUSTRIAL CONNECTIONS AND SOLUTIONS | 27511 | AB31B | RLP BOX N1 31.5L X 20W | PUR | RLP BOX N1 31.5L X 20W | EA | EA |  | TRUE |  | P | B/W | DAYTON |  | 77411S-43
133959 | 3 | 130 | States | EGAN COMPANY | Hayley Fabian | TRUE | 2026-06-09T00:00:00 | 2026-10-29T00:00:00 | 2026-10-29T00:00:00 | 1 | 0 | 1 | 215.86 | 31947.28 | 55944 | USA | N45 | 1501 | ABB INDUSTRIAL CONNECTIONS AND SOLUTIONS | 27511 | PPXT FA BOX-S | 1B PPXT FA INT-S | PUR | PPXT FA INT-S | EA | EA |  | TRUE |  | P | B/W | DAYTON |  | 77411S-130
133959 | 2 | 86 | States | EGAN COMPANY | Hayley Fabian | TRUE | 2026-06-09T00:00:00 | 2026-10-08T00:00:00 | 2026-09-24T00:00:00 | 1 | 0 | 1 | 108.54 | 16063.92 | 55944 | USA | N45 | 1501 | ABB INDUSTRIAL CONNECTIONS AND SOLUTIONS | 27511 | AF31SN | PRLP FRONT 31.5 X 20 SURF N | PUR | PRLP FRONT 31.5 X 20 SURF N | EA | EA |  | TRUE |  | P | B/W | DAYTON |  | 77411S-86
133959 | 1 | 91 | States | EGAN COMPANY | Hayley Fabian | TRUE | 2026-06-09T00:00:00 | 2026-10-08T00:00:00 | 2026-09-24T00:00:00 | 1 | 0 | 1 | 69.65 | 10308.2 | 55944 | USA | N45 | 1501 | ABB INDUSTRIAL CONNECTIONS AND SOLUTIONS | 27511 | AB31B | RLP BOX N1 31.5L X 20W | PUR | RLP BOX N1 31.5L X 20W | EA | EA |  | TRUE |  | P | B/W | DAYTON |  | 77411S-91
133959 | 3 | 86 | States | EGAN COMPANY | Hayley Fabian | TRUE | 2026-06-09T00:00:00 | 2026-09-29T00:00:00 | 2026-09-29T00:00:00 | 1 | 0 | 1 | 215.86 | 31947.28 | 55944 | USA | N45 | 1501 | ABB INDUSTRIAL CONNECTIONS AND SOLUTIONS | 27511 | PPXT FA BOX-S | 1B PPXT FA INT-S | PUR | PPXT FA INT-S | EA | EA |  | TRUE |  | P | B/W | DAYTON |  | 77411S-86
133959 | 2 | 137 | States | EGAN COMPANY | Hayley Fabian | TRUE | 2026-06-09T00:00:00 | 2026-11-20T00:00:00 | 2026-11-20T00:00:00 | 1 | 0 | 1 | 108.54 | 16063.92 | 55944 | USA | N45 | 1501 | ABB INDUSTRIAL CONNECTIONS AND SOLUTIONS | 27511 | AF31SN | PRLP FRONT 31.5 X 20 SURF N | PUR | PRLP FRONT 31.5 X 20 SURF N | EA | EA |  | TRUE |  | P | B/W | DAYTON |  | 77411S-137
133959 | 4 | 89 | States | EGAN COMPANY | Hayley Fabian | TRUE | 2026-06-09T00:00:00 | 2026-09-29T00:00:00 | 2026-09-29T00:00:00 | 1 | 0 | 1 | 3903.97 | 577787.56 | 55944 | USA | N45 | 1501 | ABB INDUSTRIAL CONNECTIONS AND SOLUTIONS | 27511 | PPXT FA INT-S | PXT FA INT-S | PUR | PXT FA INT-S | EA | EA |  | TRUE |  | P | B/W | DAYTON |  | 77411S-89
133959 | 1 | 103 | States | EGAN COMPANY | Hayley Fabian | TRUE | 2026-06-09T00:00:00 | 2026-10-26T00:00:00 | 2026-10-26T00:00:00 | 1 | 0 | 1 | 69.65 | 10308.2 | 55944 | USA | N45 | 1501 | ABB INDUSTRIAL CONNECTIONS AND SOLUTIONS | 27511 | AB31B | RLP BOX N1 31.5L X 20W | PUR | RLP BOX N1 31.5L X 20W | EA | EA |  | TRUE |  | P | B/W | DAYTON |  | 77411S-103
133959 | 4 | 141 | States | EGAN COMPANY | Hayley Fabian | TRUE | 2026-06-09T00:00:00 | 2026-11-25T00:00:00 | 2026-11-25T00:00:00 | 1 | 0 | 1 | 3903.97 | 577787.56 | 55944 | USA | N45 | 1501 | ABB INDUSTRIAL CONNECTIONS AND SOLUTIONS | 27511 | PPXT FA INT-S | PXT FA INT-S | PUR | PXT FA INT-S | EA | EA |  | TRUE |  | P | B/W | DAYTON |  | 77411S-141
133959 | 2 | 80 | States | EGAN COMPANY | Hayley Fabian | TRUE | 2026-06-09T00:00:00 | 2026-10-08T00:00:00 | 2026-09-24T00:00:00 | 1 | 0 | 1 | 108.54 | 16063.92 | 55944 | USA | N45 | 1501 | ABB INDUSTRIAL CONNECTIONS AND SOLUTIONS | 27511 | AF31SN | PRLP FRONT 31.5 X 20 SURF N | PUR | PRLP FRONT 31.5 X 20 SURF N | EA | EA |  | TRUE |  | P | B/W | DAYTON |  | 77411S-80
133959 | 5 | 101 | States | EGAN COMPANY | Hayley Fabian | TRUE | 2026-06-09T00:00:00 | 2026-10-26T00:00:00 | 2026-10-26T00:00:00 | 1 | 0 | 1 | 611.3 | 90472.4 | 55944 | USA | N45 | 1501 | ABB INDUSTRIAL CONNECTIONS AND SOLUTIONS | 27511 | RQF-INTERIOR-N | GENERIC RQ LP - NORMAL | PUR | GENERIC RQ LP - NORMAL | EA | EA |  | TRUE |  | P | B/W | DAYTON |  | 77411S-101
133959 | 5 | 55 | States | EGAN COMPANY | Hayley Fabian | TRUE | 2026-06-09T00:00:00 | 2026-10-08T00:00:00 | 2026-08-25T00:00:00 | 1 | 0 | 1 | 611.3 | 90472.4 | 55944 | USA | N45 | 1501 | ABB INDUSTRIAL CONNECTIONS AND SOLUTIONS | 27511 | RQF-INTERIOR-N | GENERIC RQ LP - NORMAL | PUR | GENERIC RQ LP - NORMAL | EA | EA |  | TRUE |  | P | B/W | DAYTON |  | 77411S-55
133959 | 5 | 102 | States | EGAN COMPANY | Hayley Fabian | TRUE | 2026-06-09T00:00:00 | 2026-10-26T00:00:00 | 2026-10-26T00:00:00 | 1 | 0 | 1 | 611.3 | 90472.4 | 55944 | USA | N45 | 1501 | ABB INDUSTRIAL CONNECTIONS AND SOLUTIONS | 27511 | RQF-INTERIOR-N | GENERIC RQ LP - NORMAL | PUR | GENERIC RQ LP - NORMAL | EA | EA |  | TRUE |  | P | B/W | DAYTON |  | 77411S-102
133959 | 5 | 113 | States | EGAN COMPANY | Hayley Fabian | TRUE | 2026-06-09T00:00:00 | 2026-10-26T00:00:00 | 2026-10-26T00:00:00 | 1 | 0 | 1 | 611.3 | 90472.4 | 55944 | USA | N45 | 1501 | ABB INDUSTRIAL CONNECTIONS AND SOLUTIONS | 27511 | RQF-INTERIOR-N | GENERIC RQ LP - NORMAL | PUR | GENERIC RQ LP - NORMAL | EA | EA |  | TRUE |  | P | B/W | DAYTON |  | 77411S-113
133959 | 1 | 107 | States | EGAN COMPANY | Hayley Fabian | TRUE | 2026-06-09T00:00:00 | 2026-10-26T00:00:00 | 2026-10-26T00:00:00 | 1 | 0 | 1 | 69.65 | 10308.2 | 55944 | USA | N45 | 1501 | ABB INDUSTRIAL CONNECTIONS AND SOLUTIONS | 27511 | AB31B | RLP BOX N1 31.5L X 20W | PUR | RLP BOX N1 31.5L X 20W | EA | EA |  | TRUE |  | P | B/W | DAYTON |  | 77411S-107
133959 | 5 | 119 | States | EGAN COMPANY | Hayley Fabian | TRUE | 2026-06-09T00:00:00 | 2026-10-26T00:00:00 | 2026-10-26T00:00:00 | 1 | 0 | 1 | 611.3 | 90472.4 | 55944 | USA | N45 | 1501 | ABB INDUSTRIAL CONNECTIONS AND SOLUTIONS | 27511 | RQF-INTERIOR-N | GENERIC RQ LP - NORMAL | PUR | GENERIC RQ LP - NORMAL | EA | EA |  | TRUE |  | P | B/W | DAYTON |  | 77411S-119
133959 | 1 | 83 | States | EGAN COMPANY | Hayley Fabian | TRUE | 2026-06-09T00:00:00 | 2026-10-08T00:00:00 | 2026-09-24T00:00:00 | 1 | 0 | 1 | 69.65 | 10308.2 | 55944 | USA | N45 | 1501 | ABB INDUSTRIAL CONNECTIONS AND SOLUTIONS | 27511 | AB31B | RLP BOX N1 31.5L X 20W | PUR | RLP BOX N1 31.5L X 20W | EA | EA |  | TRUE |  | P | B/W | DAYTON |  | 77411S-83
133959 | 3 | 133 | States | EGAN COMPANY | Hayley Fabian | TRUE | 2026-06-09T00:00:00 | 2026-10-29T00:00:00 | 2026-10-29T00:00:00 | 1 | 0 | 1 | 215.86 | 31947.28 | 55944 | USA | N45 | 1501 | ABB INDUSTRIAL CONNECTIONS AND SOLUTIONS | 27511 | PPXT FA BOX-S | 1B PPXT FA INT-S | PUR | PPXT FA INT-S | EA | EA |  | TRUE |  | P | B/W | DAYTON |  | 77411S-133
133959 | 1 | 54 | States | EGAN COMPANY | Hayley Fabian | TRUE | 2026-06-09T00:00:00 | 2026-10-08T00:00:00 | 2026-08-25T00:00:00 | 1 | 0 | 1 | 69.65 | 10308.2 | 55944 | USA | N45 | 1501 | ABB INDUSTRIAL CONNECTIONS AND SOLUTIONS | 27511 | AB31B | RLP BOX N1 31.5L X 20W | PUR | RLP BOX N1 31.5L X 20W | EA | EA |  | TRUE |  | P | B/W | DAYTON |  | 77411S-54
133959 | 1 | 65 | States | EGAN COMPANY | Hayley Fabian | TRUE | 2026-06-09T00:00:00 | 2026-10-08T00:00:00 | 2026-09-24T00:00:00 | 1 | 0 | 1 | 69.65 | 10308.2 | 55944 | USA | N45 | 1501 | ABB INDUSTRIAL CONNECTIONS AND SOLUTIONS | 27511 | AB31B | RLP BOX N1 31.5L X 20W | PUR | RLP BOX N1 31.5L X 20W | EA | EA |  | TRUE |  | P | B/W | DAYTON |  | 77411S-65
133959 | 1 | 45 | States | EGAN COMPANY | Hayley Fabian | TRUE | 2026-06-09T00:00:00 | 2026-10-08T00:00:00 | 2026-08-25T00:00:00 | 1 | 0 | 1 | 69.65 | 10308.2 | 55944 | USA | N45 | 1501 | ABB INDUSTRIAL CONNECTIONS AND SOLUTIONS | 27511 | AB31B | RLP BOX N1 31.5L X 20W | PUR | RLP BOX N1 31.5L X 20W | EA | EA |  | TRUE |  | P | B/W | DAYTON |  | 77411S-45
133959 | 2 | 96 | States | EGAN COMPANY | Hayley Fabian | TRUE | 2026-06-09T00:00:00 | 2026-10-26T00:00:00 | 2026-10-26T00:00:00 | 1 | 0 | 1 | 108.54 | 16063.92 | 55944 | USA | N45 | 1501 | ABB INDUSTRIAL CONNECTIONS AND SOLUTIONS | 27511 | AF31SN | PRLP FRONT 31.5 X 20 SURF N | PUR | PRLP FRONT 31.5 X 20 SURF N | EA | EA |  | TRUE |  | P | B/W | DAYTON |  | 77411S-96
133959 | 5 | 125 | States | EGAN COMPANY | Hayley Fabian | TRUE | 2026-06-09T00:00:00 | 2026-10-26T00:00:00 | 2026-10-26T00:00:00 | 1 | 0 | 1 | 611.3 | 90472.4 | 55944 | USA | N45 | 1501 | ABB INDUSTRIAL CONNECTIONS AND SOLUTIONS | 27511 | RQF-INTERIOR-N | GENERIC RQ LP - NORMAL | PUR | GENERIC RQ LP - NORMAL | EA | EA |  | TRUE |  | P | B/W | DAYTON |  | 77411S-125
133959 | 1 | 57 | States | EGAN COMPANY | Hayley Fabian | TRUE | 2026-06-09T00:00:00 | 2026-10-08T00:00:00 | 2026-08-25T00:00:00 | 1 | 0 | 1 | 69.65 | 10308.2 | 55944 | USA | N45 | 1501 | ABB INDUSTRIAL CONNECTIONS AND SOLUTIONS | 27511 | AB31B | RLP BOX N1 31.5L X 20W | PUR | RLP BOX N1 31.5L X 20W | EA | EA |  | TRUE |  | P | B/W | DAYTON |  | 77411S-57
133959 | 2 | 91 | States | EGAN COMPANY | Hayley Fabian | TRUE | 2026-06-09T00:00:00 | 2026-10-08T00:00:00 | 2026-09-24T00:00:00 | 1 | 0 | 1 | 108.54 | 16063.92 | 55944 | USA | N45 | 1501 | ABB INDUSTRIAL CONNECTIONS AND SOLUTIONS | 27511 | AF31SN | PRLP FRONT 31.5 X 20 SURF N | PUR | PRLP FRONT 31.5 X 20 SURF N | EA | EA |  | TRUE |  | P | B/W | DAYTON |  | 77411S-91
133959 | 4 | 113 | States | EGAN COMPANY | Hayley Fabian | TRUE | 2026-06-09T00:00:00 | 2026-10-29T00:00:00 | 2026-10-29T00:00:00 | 1 | 0 | 1 | 3903.97 | 577787.56 | 55944 | USA | N45 | 1501 | ABB INDUSTRIAL CONNECTIONS AND SOLUTIONS | 27511 | PPXT FA INT-S | PXT FA INT-S | PUR | PXT FA INT-S | EA | EA |  | TRUE |  | P | B/W | DAYTON |  | 77411S-113
133959 | 5 | 64 | States | EGAN COMPANY | Hayley Fabian | TRUE | 2026-06-09T00:00:00 | 2026-10-08T00:00:00 | 2026-09-24T00:00:00 | 1 | 0 | 1 | 611.3 | 90472.4 | 55944 | USA | N45 | 1501 | ABB INDUSTRIAL CONNECTIONS AND SOLUTIONS | 27511 | RQF-INTERIOR-N | GENERIC RQ LP - NORMAL | PUR | GENERIC RQ LP - NORMAL | EA | EA |  | TRUE |  | P | B/W | DAYTON |  | 77411S-64
133959 | 1 | 123 | States | EGAN COMPANY | Hayley Fabian | TRUE | 2026-06-09T00:00:00 | 2026-10-26T00:00:00 | 2026-10-26T00:00:00 | 1 | 0 | 1 | 69.65 | 10308.2 | 55944 | USA | N45 | 1501 | ABB INDUSTRIAL CONNECTIONS AND SOLUTIONS | 27511 | AB31B | RLP BOX N1 31.5L X 20W | PUR | RLP BOX N1 31.5L X 20W | EA | EA |  | TRUE |  | P | B/W | DAYTON |  | 77411S-123
133959 | 2 | 78 | States | EGAN COMPANY | Hayley Fabian | TRUE | 2026-06-09T00:00:00 | 2026-10-08T00:00:00 | 2026-09-24T00:00:00 | 1 | 0 | 1 | 108.54 | 16063.92 | 55944 | USA | N45 | 1501 | ABB INDUSTRIAL CONNECTIONS AND SOLUTIONS | 27511 | AF31SN | PRLP FRONT 31.5 X 20 SURF N | PUR | PRLP FRONT 31.5 X 20 SURF N | EA | EA |  | TRUE |  | P | B/W | DAYTON |  | 77411S-78
133959 | 2 | 90 | States | EGAN COMPANY | Hayley Fabian | TRUE | 2026-06-09T00:00:00 | 2026-10-08T00:00:00 | 2026-09-24T00:00:00 | 1 | 0 | 1 | 108.54 | 16063.92 | 55944 | USA | N45 | 1501 | ABB INDUSTRIAL CONNECTIONS AND SOLUTIONS | 27511 | AF31SN | PRLP FRONT 31.5 X 20 SURF N | PUR | PRLP FRONT 31.5 X 20 SURF N | EA | EA |  | TRUE |  | P | B/W | DAYTON |  | 77411S-90
133959 | 3 | 120 | States | EGAN COMPANY | Hayley Fabian | TRUE | 2026-06-09T00:00:00 | 2026-10-29T00:00:00 | 2026-10-29T00:00:00 | 1 | 0 | 1 | 215.86 | 31947.28 | 55944 | USA | N45 | 1501 | ABB INDUSTRIAL CONNECTIONS AND SOLUTIONS | 27511 | PPXT FA BOX-S | 1B PPXT FA INT-S | PUR | PPXT FA INT-S | EA | EA |  | TRUE |  | P | B/W | DAYTON |  | 77411S-120
133959 | 2 | 140 | States | EGAN COMPANY | Hayley Fabian | TRUE | 2026-06-09T00:00:00 | 2026-11-20T00:00:00 | 2026-11-20T00:00:00 | 1 | 0 | 1 | 108.54 | 16063.92 | 55944 | USA | N45 | 1501 | ABB INDUSTRIAL CONNECTIONS AND SOLUTIONS | 27511 | AF31SN | PRLP FRONT 31.5 X 20 SURF N | PUR | PRLP FRONT 31.5 X 20 SURF N | EA | EA |  | TRUE |  | P | B/W | DAYTON |  | 77411S-140
133959 | 3 | 65 | States | EGAN COMPANY | Hayley Fabian | TRUE | 2026-06-09T00:00:00 | 2026-09-29T00:00:00 | 2026-09-29T00:00:00 | 1 | 0 | 1 | 215.86 | 31947.28 | 55944 | USA | N45 | 1501 | ABB INDUSTRIAL CONNECTIONS AND SOLUTIONS | 27511 | PPXT FA BOX-S | 1B PPXT FA INT-S | PUR | PPXT FA INT-S | EA | EA |  | TRUE |  | P | B/W | DAYTON |  | 77411S-65
133959 | 4 | 96 | States | EGAN COMPANY | Hayley Fabian | TRUE | 2026-06-09T00:00:00 | 2026-10-29T00:00:00 | 2026-10-29T00:00:00 | 1 | 0 | 1 | 3903.97 | 577787.56 | 55944 | USA | N45 | 1501 | ABB INDUSTRIAL CONNECTIONS AND SOLUTIONS | 27511 | PPXT FA INT-S | PXT FA INT-S | PUR | PXT FA INT-S | EA | EA |  | TRUE |  | P | B/W | DAYTON |  | 77411S-96
133959 | 5 | 65 | States | EGAN COMPANY | Hayley Fabian | TRUE | 2026-06-09T00:00:00 | 2026-10-08T00:00:00 | 2026-09-24T00:00:00 | 1 | 0 | 1 | 611.3 | 90472.4 | 55944 | USA | N45 | 1501 | ABB INDUSTRIAL CONNECTIONS AND SOLUTIONS | 27511 | RQF-INTERIOR-N | GENERIC RQ LP - NORMAL | PUR | GENERIC RQ LP - NORMAL | EA | EA |  | TRUE |  | P | B/W | DAYTON |  | 77411S-65
133959 | 2 | 93 | States | EGAN COMPANY | Hayley Fabian | TRUE | 2026-06-09T00:00:00 | 2026-10-26T00:00:00 | 2026-10-26T00:00:00 | 1 | 0 | 1 | 108.54 | 16063.92 | 55944 | USA | N45 | 1501 | ABB INDUSTRIAL CONNECTIONS AND SOLUTIONS | 27511 | AF31SN | PRLP FRONT 31.5 X 20 SURF N | PUR | PRLP FRONT 31.5 X 20 SURF N | EA | EA |  | TRUE |  | P | B/W | DAYTON |  | 77411S-93
133959 | 2 | 118 | States | EGAN COMPANY | Hayley Fabian | TRUE | 2026-06-09T00:00:00 | 2026-10-26T00:00:00 | 2026-10-26T00:00:00 | 1 | 0 | 1 | 108.54 | 16063.92 | 55944 | USA | N45 | 1501 | ABB INDUSTRIAL CONNECTIONS AND SOLUTIONS | 27511 | AF31SN | PRLP FRONT 31.5 X 20 SURF N | PUR | PRLP FRONT 31.5 X 20 SURF N | EA | EA |  | TRUE |  | P | B/W | DAYTON |  | 77411S-118
133959 | 2 | 53 | States | EGAN COMPANY | Hayley Fabian | TRUE | 2026-06-09T00:00:00 | 2026-10-08T00:00:00 | 2026-08-25T00:00:00 | 1 | 0 | 1 | 108.54 | 16063.92 | 55944 | USA | N45 | 1501 | ABB INDUSTRIAL CONNECTIONS AND SOLUTIONS | 27511 | AF31SN | PRLP FRONT 31.5 X 20 SURF N | PUR | PRLP FRONT 31.5 X 20 SURF N | EA | EA |  | TRUE |  | P | B/W | DAYTON |  | 77411S-53
133959 | 5 | 94 | States | EGAN COMPANY | Hayley Fabian | TRUE | 2026-06-09T00:00:00 | 2026-10-26T00:00:00 | 2026-10-26T00:00:00 | 1 | 0 | 1 | 611.3 | 90472.4 | 55944 | USA | N45 | 1501 | ABB INDUSTRIAL CONNECTIONS AND SOLUTIONS | 27511 | RQF-INTERIOR-N | GENERIC RQ LP - NORMAL | PUR | GENERIC RQ LP - NORMAL | EA | EA |  | TRUE |  | P | B/W | DAYTON |  | 77411S-94
133959 | 1 | 110 | States | EGAN COMPANY | Hayley Fabian | TRUE | 2026-06-09T00:00:00 | 2026-10-26T00:00:00 | 2026-10-26T00:00:00 | 1 | 0 | 1 | 69.65 | 10308.2 | 55944 | USA | N45 | 1501 | ABB INDUSTRIAL CONNECTIONS AND SOLUTIONS | 27511 | AB31B | RLP BOX N1 31.5L X 20W | PUR | RLP BOX N1 31.5L X 20W | EA | EA |  | TRUE |  | P | B/W | DAYTON |  | 77411S-110
133959 | 3 | 147 | States | EGAN COMPANY | Hayley Fabian | TRUE | 2026-06-09T00:00:00 | 2026-11-25T00:00:00 | 2026-11-25T00:00:00 | 1 | 0 | 1 | 215.86 | 31947.28 | 55944 | USA | N45 | 1501 | ABB INDUSTRIAL CONNECTIONS AND SOLUTIONS | 27511 | PPXT FA BOX-S | 1B PPXT FA INT-S | PUR | PPXT FA INT-S | EA | EA |  | TRUE |  | P | B/W | DAYTON |  | 77411S-147
133959 | 4 | 129 | States | EGAN COMPANY | Hayley Fabian | TRUE | 2026-06-09T00:00:00 | 2026-10-29T00:00:00 | 2026-10-29T00:00:00 | 1 | 0 | 1 | 3903.97 | 577787.56 | 55944 | USA | N45 | 1501 | ABB INDUSTRIAL CONNECTIONS AND SOLUTIONS | 27511 | PPXT FA INT-S | PXT FA INT-S | PUR | PXT FA INT-S | EA | EA |  | TRUE |  | P | B/W | DAYTON |  | 77411S-129
133959 | 1 | 84 | States | EGAN COMPANY | Hayley Fabian | TRUE | 2026-06-09T00:00:00 | 2026-10-08T00:00:00 | 2026-09-24T00:00:00 | 1 | 0 | 1 | 69.65 | 10308.2 | 55944 | USA | N45 | 1501 | ABB INDUSTRIAL CONNECTIONS AND SOLUTIONS | 27511 | AB31B | RLP BOX N1 31.5L X 20W | PUR | RLP BOX N1 31.5L X 20W | EA | EA |  | TRUE |  | P | B/W | DAYTON |  | 77411S-84
133959 | 5 | 139 | States | EGAN COMPANY | Hayley Fabian | TRUE | 2026-06-09T00:00:00 | 2026-11-20T00:00:00 | 2026-11-20T00:00:00 | 1 | 0 | 1 | 611.3 | 90472.4 | 55944 | USA | N45 | 1501 | ABB INDUSTRIAL CONNECTIONS AND SOLUTIONS | 27511 | RQF-INTERIOR-N | GENERIC RQ LP - NORMAL | PUR | GENERIC RQ LP - NORMAL | EA | EA |  | TRUE |  | P | B/W | DAYTON |  | 77411S-139
133959 | 1 | 138 | States | EGAN COMPANY | Hayley Fabian | TRUE | 2026-06-09T00:00:00 | 2026-11-20T00:00:00 | 2026-11-20T00:00:00 | 1 | 0 | 1 | 69.65 | 10308.2 | 55944 | USA | N45 | 1501 | ABB INDUSTRIAL CONNECTIONS AND SOLUTIONS | 27511 | AB31B | RLP BOX N1 31.5L X 20W | PUR | RLP BOX N1 31.5L X 20W | EA | EA |  | TRUE |  | P | B/W | DAYTON |  | 77411S-138
133959 | 2 | 38 | States | EGAN COMPANY | Hayley Fabian | TRUE | 2026-06-09T00:00:00 | 2026-10-08T00:00:00 | 2026-08-12T00:00:00 | 1 | 0 | 1 | 108.54 | 16063.92 | 55944 | USA | N45 | 1501 | ABB INDUSTRIAL CONNECTIONS AND SOLUTIONS | 27511 | AF31SN | PRLP FRONT 31.5 X 20 SURF N | PUR | PRLP FRONT 31.5 X 20 SURF N | EA | EA |  | TRUE |  | P | B/W | DAYTON |  | 77411S-38
133959 | 3 | 88 | States | EGAN COMPANY | Hayley Fabian | TRUE | 2026-06-09T00:00:00 | 2026-09-29T00:00:00 | 2026-12-29T00:00:00 | 1 | 0 | 1 | 215.86 | 31947.28 | 55944 | USA | N45 | 1501 | ABB INDUSTRIAL CONNECTIONS AND SOLUTIONS | 27511 | PPXT FA BOX-S | 1B PPXT FA INT-S | PUR | PPXT FA INT-S | EA | EA |  | TRUE |  | P | B/W | DAYTON |  | 77411S-88
133959 | 5 | 71 | States | EGAN COMPANY | Hayley Fabian | TRUE | 2026-06-09T00:00:00 | 2026-10-08T00:00:00 | 2026-09-24T00:00:00 | 1 | 0 | 1 | 611.3 | 90472.4 | 55944 | USA | N45 | 1501 | ABB INDUSTRIAL CONNECTIONS AND SOLUTIONS | 27511 | RQF-INTERIOR-N | GENERIC RQ LP - NORMAL | PUR | GENERIC RQ LP - NORMAL | EA | EA |  | TRUE |  | P | B/W | DAYTON |  | 77411S-71
133959 | 1 | 97 | States | EGAN COMPANY | Hayley Fabian | TRUE | 2026-06-09T00:00:00 | 2026-10-26T00:00:00 | 2026-10-26T00:00:00 | 1 | 0 | 1 | 69.65 | 10308.2 | 55944 | USA | N45 | 1501 | ABB INDUSTRIAL CONNECTIONS AND SOLUTIONS | 27511 | AB31B | RLP BOX N1 31.5L X 20W | PUR | RLP BOX N1 31.5L X 20W | EA | EA |  | TRUE |  | P | B/W | DAYTON |  | 77411S-97
133959 | 5 | 103 | States | EGAN COMPANY | Hayley Fabian | TRUE | 2026-06-09T00:00:00 | 2026-10-26T00:00:00 | 2026-10-26T00:00:00 | 1 | 0 | 1 | 611.3 | 90472.4 | 55944 | USA | N45 | 1501 | ABB INDUSTRIAL CONNECTIONS AND SOLUTIONS | 27511 | RQF-INTERIOR-N | GENERIC RQ LP - NORMAL | PUR | GENERIC RQ LP - NORMAL | EA | EA |  | TRUE |  | P | B/W | DAYTON |  | 77411S-103
133959 | 2 | 132 | States | EGAN COMPANY | Hayley Fabian | TRUE | 2026-06-09T00:00:00 | 2026-10-26T00:00:00 | 2026-10-26T00:00:00 | 1 | 0 | 1 | 108.54 | 16063.92 | 55944 | USA | N45 | 1501 | ABB INDUSTRIAL CONNECTIONS AND SOLUTIONS | 27511 | AF31SN | PRLP FRONT 31.5 X 20 SURF N | PUR | PRLP FRONT 31.5 X 20 SURF N | EA | EA |  | TRUE |  | P | B/W | DAYTON |  | 77411S-132
133959 | 2 | 66 | States | EGAN COMPANY | Hayley Fabian | TRUE | 2026-06-09T00:00:00 | 2026-10-08T00:00:00 | 2026-09-24T00:00:00 | 1 | 0 | 1 | 108.54 | 16063.92 | 55944 | USA | N45 | 1501 | ABB INDUSTRIAL CONNECTIONS AND SOLUTIONS | 27511 | AF31SN | PRLP FRONT 31.5 X 20 SURF N | PUR | PRLP FRONT 31.5 X 20 SURF N | EA | EA |  | TRUE |  | P | B/W | DAYTON |  | 77411S-66
133959 | 3 | 141 | States | EGAN COMPANY | Hayley Fabian | TRUE | 2026-06-09T00:00:00 | 2026-11-25T00:00:00 | 2026-11-25T00:00:00 | 1 | 0 | 1 | 215.86 | 31947.28 | 55944 | USA | N45 | 1501 | ABB INDUSTRIAL CONNECTIONS AND SOLUTIONS | 27511 | PPXT FA BOX-S | 1B PPXT FA INT-S | PUR | PPXT FA INT-S | EA | EA |  | TRUE |  | P | B/W | DAYTON |  | 77411S-141
133959 | 3 | 84 | States | EGAN COMPANY | Hayley Fabian | TRUE | 2026-06-09T00:00:00 | 2026-09-29T00:00:00 | 2026-09-29T00:00:00 | 1 | 0 | 1 | 215.86 | 31947.28 | 55944 | USA | N45 | 1501 | ABB INDUSTRIAL CONNECTIONS AND SOLUTIONS | 27511 | PPXT FA BOX-S | 1B PPXT FA INT-S | PUR | PPXT FA INT-S | EA | EA |  | TRUE |  | P | B/W | DAYTON |  | 77411S-84
133959 | 3 | 89 | States | EGAN COMPANY | Hayley Fabian | TRUE | 2026-06-09T00:00:00 | 2026-09-29T00:00:00 | 2026-09-29T00:00:00 | 1 | 0 | 1 | 215.86 | 31947.28 | 55944 | USA | N45 | 1501 | ABB INDUSTRIAL CONNECTIONS AND SOLUTIONS | 27511 | PPXT FA BOX-S | 1B PPXT FA INT-S | PUR | PPXT FA INT-S | EA | EA |  | TRUE |  | P | B/W | DAYTON |  | 77411S-89
133959 | 2 | 148 | States | EGAN COMPANY | Hayley Fabian | TRUE | 2026-06-09T00:00:00 | 2026-11-20T00:00:00 | 2026-11-20T00:00:00 | 1 | 0 | 1 | 108.54 | 16063.92 | 55944 | USA | N45 | 1501 | ABB INDUSTRIAL CONNECTIONS AND SOLUTIONS | 27511 | AF31SN | PRLP FRONT 31.5 X 20 SURF N | PUR | PRLP FRONT 31.5 X 20 SURF N | EA | EA |  | TRUE |  | P | B/W | DAYTON |  | 77411S-148
133959 | 3 | 107 | States | EGAN COMPANY | Hayley Fabian | TRUE | 2026-06-09T00:00:00 | 2026-10-29T00:00:00 | 2026-10-29T00:00:00 | 1 | 0 | 1 | 215.86 | 31947.28 | 55944 | USA | N45 | 1501 | ABB INDUSTRIAL CONNECTIONS AND SOLUTIONS | 27511 | PPXT FA BOX-S | 1B PPXT FA INT-S | PUR | PPXT FA INT-S | EA | EA |  | TRUE |  | P | B/W | DAYTON |  | 77411S-107
133959 | 2 | 27 | States | EGAN COMPANY | Hayley Fabian | TRUE | 2026-06-09T00:00:00 | 2026-10-08T00:00:00 | 2026-08-12T00:00:00 | 1 | 0 | 1 | 108.54 | 16063.92 | 55944 | USA | N45 | 1501 | ABB INDUSTRIAL CONNECTIONS AND SOLUTIONS | 27511 | AF31SN | PRLP FRONT 31.5 X 20 SURF N | PUR | PRLP FRONT 31.5 X 20 SURF N | EA | EA |  | TRUE |  | P | B/W | DAYTON |  | 77411S-27
133959 | 3 | 132 | States | EGAN COMPANY | Hayley Fabian | TRUE | 2026-06-09T00:00:00 | 2026-10-29T00:00:00 | 2026-10-29T00:00:00 | 1 | 0 | 1 | 215.86 | 31947.28 | 55944 | USA | N45 | 1501 | ABB INDUSTRIAL CONNECTIONS AND SOLUTIONS | 27511 | PPXT FA BOX-S | 1B PPXT FA INT-S | PUR | PPXT FA INT-S | EA | EA |  | TRUE |  | P | B/W | DAYTON |  | 77411S-132
133959 | 4 | 111 | States | EGAN COMPANY | Hayley Fabian | TRUE | 2026-06-09T00:00:00 | 2026-10-29T00:00:00 | 2026-10-29T00:00:00 | 1 | 0 | 1 | 3903.97 | 577787.56 | 55944 | USA | N45 | 1501 | ABB INDUSTRIAL CONNECTIONS AND SOLUTIONS | 27511 | PPXT FA INT-S | PXT FA INT-S | PUR | PXT FA INT-S | EA | EA |  | TRUE |  | P | B/W | DAYTON |  | 77411S-111
133959 | 1 | 76 | States | EGAN COMPANY | Hayley Fabian | TRUE | 2026-06-09T00:00:00 | 2026-10-08T00:00:00 | 2026-09-24T00:00:00 | 1 | 0 | 1 | 69.65 | 10308.2 | 55944 | USA | N45 | 1501 | ABB INDUSTRIAL CONNECTIONS AND SOLUTIONS | 27511 | AB31B | RLP BOX N1 31.5L X 20W | PUR | RLP BOX N1 31.5L X 20W | EA | EA |  | TRUE |  | P | B/W | DAYTON |  | 77411S-76
133959 | 2 | 64 | States | EGAN COMPANY | Hayley Fabian | TRUE | 2026-06-09T00:00:00 | 2026-10-08T00:00:00 | 2026-09-24T00:00:00 | 1 | 0 | 1 | 108.54 | 16063.92 | 55944 | USA | N45 | 1501 | ABB INDUSTRIAL CONNECTIONS AND SOLUTIONS | 27511 | AF31SN | PRLP FRONT 31.5 X 20 SURF N | PUR | PRLP FRONT 31.5 X 20 SURF N | EA | EA |  | TRUE |  | P | B/W | DAYTON |  | 77411S-64
133959 | 1 | 71 | States | EGAN COMPANY | Hayley Fabian | TRUE | 2026-06-09T00:00:00 | 2026-10-08T00:00:00 | 2026-09-24T00:00:00 | 1 | 0 | 1 | 69.65 | 10308.2 | 55944 | USA | N45 | 1501 | ABB INDUSTRIAL CONNECTIONS AND SOLUTIONS | 27511 | AB31B | RLP BOX N1 31.5L X 20W | PUR | RLP BOX N1 31.5L X 20W | EA | EA |  | TRUE |  | P | B/W | DAYTON |  | 77411S-71
133959 | 5 | 54 | States | EGAN COMPANY | Hayley Fabian | TRUE | 2026-06-09T00:00:00 | 2026-10-08T00:00:00 | 2026-08-25T00:00:00 | 1 | 0 | 1 | 611.3 | 90472.4 | 55944 | USA | N45 | 1501 | ABB INDUSTRIAL CONNECTIONS AND SOLUTIONS | 27511 | RQF-INTERIOR-N | GENERIC RQ LP - NORMAL | PUR | GENERIC RQ LP - NORMAL | EA | EA |  | TRUE |  | P | B/W | DAYTON |  | 77411S-54
133959 | 5 | 110 | States | EGAN COMPANY | Hayley Fabian | TRUE | 2026-06-09T00:00:00 | 2026-10-26T00:00:00 | 2026-10-26T00:00:00 | 1 | 0 | 1 | 611.3 | 90472.4 | 55944 | USA | N45 | 1501 | ABB INDUSTRIAL CONNECTIONS AND SOLUTIONS | 27511 | RQF-INTERIOR-N | GENERIC RQ LP - NORMAL | PUR | GENERIC RQ LP - NORMAL | EA | EA |  | TRUE |  | P | B/W | DAYTON |  | 77411S-110
133959 | 3 | 138 | States | EGAN COMPANY | Hayley Fabian | TRUE | 2026-06-09T00:00:00 | 2026-11-25T00:00:00 | 2026-11-25T00:00:00 | 1 | 0 | 1 | 215.86 | 31947.28 | 55944 | USA | N45 | 1501 | ABB INDUSTRIAL CONNECTIONS AND SOLUTIONS | 27511 | PPXT FA BOX-S | 1B PPXT FA INT-S | PUR | PPXT FA INT-S | EA | EA |  | TRUE |  | P | B/W | DAYTON |  | 77411S-138
133959 | 2 | 142 | States | EGAN COMPANY | Hayley Fabian | TRUE | 2026-06-09T00:00:00 | 2026-11-20T00:00:00 | 2026-11-20T00:00:00 | 1 | 0 | 1 | 108.54 | 16063.92 | 55944 | USA | N45 | 1501 | ABB INDUSTRIAL CONNECTIONS AND SOLUTIONS | 27511 | AF31SN | PRLP FRONT 31.5 X 20 SURF N | PUR | PRLP FRONT 31.5 X 20 SURF N | EA | EA |  | TRUE |  | P | B/W | DAYTON |  | 77411S-142
133959 | 2 | 76 | States | EGAN COMPANY | Hayley Fabian | TRUE | 2026-06-09T00:00:00 | 2026-10-08T00:00:00 | 2026-09-24T00:00:00 | 1 | 0 | 1 | 108.54 | 16063.92 | 55944 | USA | N45 | 1501 | ABB INDUSTRIAL CONNECTIONS AND SOLUTIONS | 27511 | AF31SN | PRLP FRONT 31.5 X 20 SURF N | PUR | PRLP FRONT 31.5 X 20 SURF N | EA | EA |  | TRUE |  | P | B/W | DAYTON |  | 77411S-76
133959 | 5 | 49 | States | EGAN COMPANY | Hayley Fabian | TRUE | 2026-06-09T00:00:00 | 2026-10-08T00:00:00 | 2026-08-25T00:00:00 | 1 | 0 | 1 | 611.3 | 90472.4 | 55944 | USA | N45 | 1501 | ABB INDUSTRIAL CONNECTIONS AND SOLUTIONS | 27511 | RQF-INTERIOR-N | GENERIC RQ LP - NORMAL | PUR | GENERIC RQ LP - NORMAL | EA | EA |  | TRUE |  | P | B/W | DAYTON |  | 77411S-49
133959 | 2 | 55 | States | EGAN COMPANY | Hayley Fabian | TRUE | 2026-06-09T00:00:00 | 2026-10-08T00:00:00 | 2026-08-25T00:00:00 | 1 | 0 | 1 | 108.54 | 16063.92 | 55944 | USA | N45 | 1501 | ABB INDUSTRIAL CONNECTIONS AND SOLUTIONS | 27511 | AF31SN | PRLP FRONT 31.5 X 20 SURF N | PUR | PRLP FRONT 31.5 X 20 SURF N | EA | EA |  | TRUE |  | P | B/W | DAYTON |  | 77411S-55
133959 | 5 | 83 | States | EGAN COMPANY | Hayley Fabian | TRUE | 2026-06-09T00:00:00 | 2026-10-08T00:00:00 | 2026-09-24T00:00:00 | 1 | 0 | 1 | 611.3 | 90472.4 | 55944 | USA | N45 | 1501 | ABB INDUSTRIAL CONNECTIONS AND SOLUTIONS | 27511 | RQF-INTERIOR-N | GENERIC RQ LP - NORMAL | PUR | GENERIC RQ LP - NORMAL | EA | EA |  | TRUE |  | P | B/W | DAYTON |  | 77411S-83
133959 | 5 | 127 | States | EGAN COMPANY | Hayley Fabian | TRUE | 2026-06-09T00:00:00 | 2026-10-26T00:00:00 | 2026-10-26T00:00:00 | 1 | 0 | 1 | 611.3 | 90472.4 | 55944 | USA | N45 | 1501 | ABB INDUSTRIAL CONNECTIONS AND SOLUTIONS | 27511 | RQF-INTERIOR-N | GENERIC RQ LP - NORMAL | PUR | GENERIC RQ LP - NORMAL | EA | EA |  | TRUE |  | P | B/W | DAYTON |  | 77411S-127
133959 | 4 | 108 | States | EGAN COMPANY | Hayley Fabian | TRUE | 2026-06-09T00:00:00 | 2026-10-29T00:00:00 | 2026-10-29T00:00:00 | 1 | 0 | 1 | 3903.97 | 577787.56 | 55944 | USA | N45 | 1501 | ABB INDUSTRIAL CONNECTIONS AND SOLUTIONS | 27511 | PPXT FA INT-S | PXT FA INT-S | PUR | PXT FA INT-S | EA | EA |  | TRUE |  | P | B/W | DAYTON |  | 77411S-108
133959 | 5 | 85 | States | EGAN COMPANY | Hayley Fabian | TRUE | 2026-06-09T00:00:00 | 2026-10-08T00:00:00 | 2026-09-24T00:00:00 | 1 | 0 | 1 | 611.3 | 90472.4 | 55944 | USA | N45 | 1501 | ABB INDUSTRIAL CONNECTIONS AND SOLUTIONS | 27511 | RQF-INTERIOR-N | GENERIC RQ LP - NORMAL | PUR | GENERIC RQ LP - NORMAL | EA | EA |  | TRUE |  | P | B/W | DAYTON |  | 77411S-85
133959 | 5 | 66 | States | EGAN COMPANY | Hayley Fabian | TRUE | 2026-06-09T00:00:00 | 2026-10-08T00:00:00 | 2026-09-24T00:00:00 | 1 | 0 | 1 | 611.3 | 90472.4 | 55944 | USA | N45 | 1501 | ABB INDUSTRIAL CONNECTIONS AND SOLUTIONS | 27511 | RQF-INTERIOR-N | GENERIC RQ LP - NORMAL | PUR | GENERIC RQ LP - NORMAL | EA | EA |  | TRUE |  | P | B/W | DAYTON |  | 77411S-66
133959 | 1 | 53 | States | EGAN COMPANY | Hayley Fabian | TRUE | 2026-06-09T00:00:00 | 2026-10-08T00:00:00 | 2026-08-25T00:00:00 | 1 | 0 | 1 | 69.65 | 10308.2 | 55944 | USA | N45 | 1501 | ABB INDUSTRIAL CONNECTIONS AND SOLUTIONS | 27511 | AB31B | RLP BOX N1 31.5L X 20W | PUR | RLP BOX N1 31.5L X 20W | EA | EA |  | TRUE |  | P | B/W | DAYTON |  | 77411S-53
133959 | 4 | 136 | States | EGAN COMPANY | Hayley Fabian | TRUE | 2026-06-09T00:00:00 | 2026-10-29T00:00:00 | 2026-10-29T00:00:00 | 1 | 0 | 1 | 3903.97 | 577787.56 | 55944 | USA | N45 | 1501 | ABB INDUSTRIAL CONNECTIONS AND SOLUTIONS | 27511 | PPXT FA INT-S | PXT FA INT-S | PUR | PXT FA INT-S | EA | EA |  | TRUE |  | P | B/W | DAYTON |  | 77411S-136
133959 | 5 | 121 | States | EGAN COMPANY | Hayley Fabian | TRUE | 2026-06-09T00:00:00 | 2026-10-26T00:00:00 | 2026-10-26T00:00:00 | 1 | 0 | 1 | 611.3 | 90472.4 | 55944 | USA | N45 | 1501 | ABB INDUSTRIAL CONNECTIONS AND SOLUTIONS | 27511 | RQF-INTERIOR-N | GENERIC RQ LP - NORMAL | PUR | GENERIC RQ LP - NORMAL | EA | EA |  | TRUE |  | P | B/W | DAYTON |  | 77411S-121
133959 | 2 | 58 | States | EGAN COMPANY | Hayley Fabian | TRUE | 2026-06-09T00:00:00 | 2026-10-08T00:00:00 | 2026-08-25T00:00:00 | 1 | 0 | 1 | 108.54 | 16063.92 | 55944 | USA | N45 | 1501 | ABB INDUSTRIAL CONNECTIONS AND SOLUTIONS | 27511 | AF31SN | PRLP FRONT 31.5 X 20 SURF N | PUR | PRLP FRONT 31.5 X 20 SURF N | EA | EA |  | TRUE |  | P | B/W | DAYTON |  | 77411S-58
133959 | 3 | 81 | States | EGAN COMPANY | Hayley Fabian | TRUE | 2026-06-09T00:00:00 | 2026-09-29T00:00:00 | 2026-09-29T00:00:00 | 1 | 0 | 1 | 215.86 | 31947.28 | 55944 | USA | N45 | 1501 | ABB INDUSTRIAL CONNECTIONS AND SOLUTIONS | 27511 | PPXT FA BOX-S | 1B PPXT FA INT-S | PUR | PPXT FA INT-S | EA | EA |  | TRUE |  | P | B/W | DAYTON |  | 77411S-81
133959 | 5 | 115 | States | EGAN COMPANY | Hayley Fabian | TRUE | 2026-06-09T00:00:00 | 2026-10-26T00:00:00 | 2026-10-26T00:00:00 | 1 | 0 | 1 | 611.3 | 90472.4 | 55944 | USA | N45 | 1501 | ABB INDUSTRIAL CONNECTIONS AND SOLUTIONS | 27511 | RQF-INTERIOR-N | GENERIC RQ LP - NORMAL | PUR | GENERIC RQ LP - NORMAL | EA | EA |  | TRUE |  | P | B/W | DAYTON |  | 77411S-115
133959 | 1 | 89 | States | EGAN COMPANY | Hayley Fabian | TRUE | 2026-06-09T00:00:00 | 2026-10-08T00:00:00 | 2026-09-24T00:00:00 | 1 | 0 | 1 | 69.65 | 10308.2 | 55944 | USA | N45 | 1501 | ABB INDUSTRIAL CONNECTIONS AND SOLUTIONS | 27511 | AB31B | RLP BOX N1 31.5L X 20W | PUR | RLP BOX N1 31.5L X 20W | EA | EA |  | TRUE |  | P | B/W | DAYTON |  | 77411S-89
133959 | 2 | 128 | States | EGAN COMPANY | Hayley Fabian | TRUE | 2026-06-09T00:00:00 | 2026-10-26T00:00:00 | 2026-10-26T00:00:00 | 1 | 0 | 1 | 108.54 | 16063.92 | 55944 | USA | N45 | 1501 | ABB INDUSTRIAL CONNECTIONS AND SOLUTIONS | 27511 | AF31SN | PRLP FRONT 31.5 X 20 SURF N | PUR | PRLP FRONT 31.5 X 20 SURF N | EA | EA |  | TRUE |  | P | B/W | DAYTON |  | 77411S-128
133959 | 5 | 142 | States | EGAN COMPANY | Hayley Fabian | TRUE | 2026-06-09T00:00:00 | 2026-11-20T00:00:00 | 2026-11-20T00:00:00 | 1 | 0 | 1 | 611.3 | 90472.4 | 55944 | USA | N45 | 1501 | ABB INDUSTRIAL CONNECTIONS AND SOLUTIONS | 27511 | RQF-INTERIOR-N | GENERIC RQ LP - NORMAL | PUR | GENERIC RQ LP - NORMAL | EA | EA |  | TRUE |  | P | B/W | DAYTON |  | 77411S-142
133959 | 3 | 87 | States | EGAN COMPANY | Hayley Fabian | TRUE | 2026-06-09T00:00:00 | 2026-09-29T00:00:00 | 2026-09-29T00:00:00 | 1 | 0 | 1 | 215.86 | 31947.28 | 55944 | USA | N45 | 1501 | ABB INDUSTRIAL CONNECTIONS AND SOLUTIONS | 27511 | PPXT FA BOX-S | 1B PPXT FA INT-S | PUR | PPXT FA INT-S | EA | EA |  | TRUE |  | P | B/W | DAYTON |  | 77411S-87
133959 | 5 | 41 | States | EGAN COMPANY | Hayley Fabian | TRUE | 2026-06-09T00:00:00 | 2026-10-08T00:00:00 | 2026-08-25T00:00:00 | 1 | 0 | 1 | 611.3 | 90472.4 | 55944 | USA | N45 | 1501 | ABB INDUSTRIAL CONNECTIONS AND SOLUTIONS | 27511 | RQF-INTERIOR-N | GENERIC RQ LP - NORMAL | PUR | GENERIC RQ LP - NORMAL | EA | EA |  | TRUE |  | P | B/W | DAYTON |  | 77411S-41
133959 | 1 | 79 | States | EGAN COMPANY | Hayley Fabian | TRUE | 2026-06-09T00:00:00 | 2026-10-08T00:00:00 | 2026-09-24T00:00:00 | 1 | 0 | 1 | 69.65 | 10308.2 | 55944 | USA | N45 | 1501 | ABB INDUSTRIAL CONNECTIONS AND SOLUTIONS | 27511 | AB31B | RLP BOX N1 31.5L X 20W | PUR | RLP BOX N1 31.5L X 20W | EA | EA |  | TRUE |  | P | B/W | DAYTON |  | 77411S-79
133959 | 5 | 143 | States | EGAN COMPANY | Hayley Fabian | TRUE | 2026-06-09T00:00:00 | 2026-11-20T00:00:00 | 2026-11-20T00:00:00 | 1 | 0 | 1 | 611.3 | 90472.4 | 55944 | USA | N45 | 1501 | ABB INDUSTRIAL CONNECTIONS AND SOLUTIONS | 27511 | RQF-INTERIOR-N | GENERIC RQ LP - NORMAL | PUR | GENERIC RQ LP - NORMAL | EA | EA |  | TRUE |  | P | B/W | DAYTON |  | 77411S-143
133959 | 1 | 80 | States | EGAN COMPANY | Hayley Fabian | TRUE | 2026-06-09T00:00:00 | 2026-10-08T00:00:00 | 2026-09-24T00:00:00 | 1 | 0 | 1 | 69.65 | 10308.2 | 55944 | USA | N45 | 1501 | ABB INDUSTRIAL CONNECTIONS AND SOLUTIONS | 27511 | AB31B | RLP BOX N1 31.5L X 20W | PUR | RLP BOX N1 31.5L X 20W | EA | EA |  | TRUE |  | P | B/W | DAYTON |  | 77411S-80
133959 | 4 | 118 | States | EGAN COMPANY | Hayley Fabian | TRUE | 2026-06-09T00:00:00 | 2026-10-29T00:00:00 | 2026-10-29T00:00:00 | 1 | 0 | 1 | 3903.97 | 577787.56 | 55944 | USA | N45 | 1501 | ABB INDUSTRIAL CONNECTIONS AND SOLUTIONS | 27511 | PPXT FA INT-S | PXT FA INT-S | PUR | PXT FA INT-S | EA | EA |  | TRUE |  | P | B/W | DAYTON |  | 77411S-118
133959 | 2 | 43 | States | EGAN COMPANY | Hayley Fabian | TRUE | 2026-06-09T00:00:00 | 2026-10-08T00:00:00 | 2026-08-25T00:00:00 | 1 | 0 | 1 | 108.54 | 16063.92 | 55944 | USA | N45 | 1501 | ABB INDUSTRIAL CONNECTIONS AND SOLUTIONS | 27511 | AF31SN | PRLP FRONT 31.5 X 20 SURF N | PUR | PRLP FRONT 31.5 X 20 SURF N | EA | EA |  | TRUE |  | P | B/W | DAYTON |  | 77411S-43
133959 | 3 | 76 | States | EGAN COMPANY | Hayley Fabian | TRUE | 2026-06-09T00:00:00 | 2026-09-29T00:00:00 | 2026-09-29T00:00:00 | 1 | 0 | 1 | 215.86 | 31947.28 | 55944 | USA | N45 | 1501 | ABB INDUSTRIAL CONNECTIONS AND SOLUTIONS | 27511 | PPXT FA BOX-S | 1B PPXT FA INT-S | PUR | PPXT FA INT-S | EA | EA |  | TRUE |  | P | B/W | DAYTON |  | 77411S-76
133959 | 4 | 120 | States | EGAN COMPANY | Hayley Fabian | TRUE | 2026-06-09T00:00:00 | 2026-10-29T00:00:00 | 2026-10-29T00:00:00 | 1 | 0 | 1 | 3903.97 | 577787.56 | 55944 | USA | N45 | 1501 | ABB INDUSTRIAL CONNECTIONS AND SOLUTIONS | 27511 | PPXT FA INT-S | PXT FA INT-S | PUR | PXT FA INT-S | EA | EA |  | TRUE |  | P | B/W | DAYTON |  | 77411S-120
133959 | 2 | 98 | States | EGAN COMPANY | Hayley Fabian | TRUE | 2026-06-09T00:00:00 | 2026-10-26T00:00:00 | 2026-10-26T00:00:00 | 1 | 0 | 1 | 108.54 | 16063.92 | 55944 | USA | N45 | 1501 | ABB INDUSTRIAL CONNECTIONS AND SOLUTIONS | 27511 | AF31SN | PRLP FRONT 31.5 X 20 SURF N | PUR | PRLP FRONT 31.5 X 20 SURF N | EA | EA |  | TRUE |  | P | B/W | DAYTON |  | 77411S-98
133959 | 2 | 37 | States | EGAN COMPANY | Hayley Fabian | TRUE | 2026-06-09T00:00:00 | 2026-10-08T00:00:00 | 2026-08-12T00:00:00 | 1 | 0 | 1 | 108.54 | 16063.92 | 55944 | USA | N45 | 1501 | ABB INDUSTRIAL CONNECTIONS AND SOLUTIONS | 27511 | AF31SN | PRLP FRONT 31.5 X 20 SURF N | PUR | PRLP FRONT 31.5 X 20 SURF N | EA | EA |  | TRUE |  | P | B/W | DAYTON |  | 77411S-37
133959 | 2 | 44 | States | EGAN COMPANY | Hayley Fabian | TRUE | 2026-06-09T00:00:00 | 2026-10-08T00:00:00 | 2026-08-25T00:00:00 | 1 | 0 | 1 | 108.54 | 16063.92 | 55944 | USA | N45 | 1501 | ABB INDUSTRIAL CONNECTIONS AND SOLUTIONS | 27511 | AF31SN | PRLP FRONT 31.5 X 20 SURF N | PUR | PRLP FRONT 31.5 X 20 SURF N | EA | EA |  | TRUE |  | P | B/W | DAYTON |  | 77411S-44
133959 | 4 | 94 | States | EGAN COMPANY | Hayley Fabian | TRUE | 2026-06-09T00:00:00 | 2026-10-29T00:00:00 | 2026-10-29T00:00:00 | 1 | 0 | 1 | 3903.97 | 577787.56 | 55944 | USA | N45 | 1501 | ABB INDUSTRIAL CONNECTIONS AND SOLUTIONS | 27511 | PPXT FA INT-S | PXT FA INT-S | PUR | PXT FA INT-S | EA | EA |  | TRUE |  | P | B/W | DAYTON |  | 77411S-94
133959 | 3 | 108 | States | EGAN COMPANY | Hayley Fabian | TRUE | 2026-06-09T00:00:00 | 2026-10-29T00:00:00 | 2026-10-29T00:00:00 | 1 | 0 | 1 | 215.86 | 31947.28 | 55944 | USA | N45 | 1501 | ABB INDUSTRIAL CONNECTIONS AND SOLUTIONS | 27511 | PPXT FA BOX-S | 1B PPXT FA INT-S | PUR | PPXT FA INT-S | EA | EA |  | TRUE |  | P | B/W | DAYTON |  | 77411S-108
133959 | 2 | 115 | States | EGAN COMPANY | Hayley Fabian | TRUE | 2026-06-09T00:00:00 | 2026-10-26T00:00:00 | 2026-10-26T00:00:00 | 1 | 0 | 1 | 108.54 | 16063.92 | 55944 | USA | N45 | 1501 | ABB INDUSTRIAL CONNECTIONS AND SOLUTIONS | 27511 | AF31SN | PRLP FRONT 31.5 X 20 SURF N | PUR | PRLP FRONT 31.5 X 20 SURF N | EA | EA |  | TRUE |  | P | B/W | DAYTON |  | 77411S-115
133959 | 3 | 125 | States | EGAN COMPANY | Hayley Fabian | TRUE | 2026-06-09T00:00:00 | 2026-10-29T00:00:00 | 2026-10-29T00:00:00 | 1 | 0 | 1 | 215.86 | 31947.28 | 55944 | USA | N45 | 1501 | ABB INDUSTRIAL CONNECTIONS AND SOLUTIONS | 27511 | PPXT FA BOX-S | 1B PPXT FA INT-S | PUR | PPXT FA INT-S | EA | EA |  | TRUE |  | P | B/W | DAYTON |  | 77411S-125
133959 | 2 | 62 | States | EGAN COMPANY | Hayley Fabian | TRUE | 2026-06-09T00:00:00 | 2026-10-08T00:00:00 | 2026-08-25T00:00:00 | 1 | 0 | 1 | 108.54 | 16063.92 | 55944 | USA | N45 | 1501 | ABB INDUSTRIAL CONNECTIONS AND SOLUTIONS | 27511 | AF31SN | PRLP FRONT 31.5 X 20 SURF N | PUR | PRLP FRONT 31.5 X 20 SURF N | EA | EA |  | TRUE |  | P | B/W | DAYTON |  | 77411S-62
133959 | 4 | 103 | States | EGAN COMPANY | Hayley Fabian | TRUE | 2026-06-09T00:00:00 | 2026-10-29T00:00:00 | 2026-10-29T00:00:00 | 1 | 0 | 1 | 3903.97 | 577787.56 | 55944 | USA | N45 | 1501 | ABB INDUSTRIAL CONNECTIONS AND SOLUTIONS | 27511 | PPXT FA INT-S | PXT FA INT-S | PUR | PXT FA INT-S | EA | EA |  | TRUE |  | P | B/W | DAYTON |  | 77411S-103
133959 | 1 | 130 | States | EGAN COMPANY | Hayley Fabian | TRUE | 2026-06-09T00:00:00 | 2026-10-26T00:00:00 | 2026-10-26T00:00:00 | 1 | 0 | 1 | 69.65 | 10308.2 | 55944 | USA | N45 | 1501 | ABB INDUSTRIAL CONNECTIONS AND SOLUTIONS | 27511 | AB31B | RLP BOX N1 31.5L X 20W | PUR | RLP BOX N1 31.5L X 20W | EA | EA |  | TRUE |  | P | B/W | DAYTON |  | 77411S-130
133959 | 2 | 69 | States | EGAN COMPANY | Hayley Fabian | TRUE | 2026-06-09T00:00:00 | 2026-10-08T00:00:00 | 2026-09-24T00:00:00 | 1 | 0 | 1 | 108.54 | 16063.92 | 55944 | USA | N45 | 1501 | ABB INDUSTRIAL CONNECTIONS AND SOLUTIONS | 27511 | AF31SN | PRLP FRONT 31.5 X 20 SURF N | PUR | PRLP FRONT 31.5 X 20 SURF N | EA | EA |  | TRUE |  | P | B/W | DAYTON |  | 77411S-69
133959 | 1 | 102 | States | EGAN COMPANY | Hayley Fabian | TRUE | 2026-06-09T00:00:00 | 2026-10-26T00:00:00 | 2026-10-26T00:00:00 | 1 | 0 | 1 | 69.65 | 10308.2 | 55944 | USA | N45 | 1501 | ABB INDUSTRIAL CONNECTIONS AND SOLUTIONS | 27511 | AB31B | RLP BOX N1 31.5L X 20W | PUR | RLP BOX N1 31.5L X 20W | EA | EA |  | TRUE |  | P | B/W | DAYTON |  | 77411S-102
133959 | 5 | 47 | States | EGAN COMPANY | Hayley Fabian | TRUE | 2026-06-09T00:00:00 | 2026-10-08T00:00:00 | 2026-08-25T00:00:00 | 1 | 0 | 1 | 611.3 | 90472.4 | 55944 | USA | N45 | 1501 | ABB INDUSTRIAL CONNECTIONS AND SOLUTIONS | 27511 | RQF-INTERIOR-N | GENERIC RQ LP - NORMAL | PUR | GENERIC RQ LP - NORMAL | EA | EA |  | TRUE |  | P | B/W | DAYTON |  | 77411S-47
133959 | 1 | 106 | States | EGAN COMPANY | Hayley Fabian | TRUE | 2026-06-09T00:00:00 | 2026-10-26T00:00:00 | 2026-10-26T00:00:00 | 1 | 0 | 1 | 69.65 | 10308.2 | 55944 | USA | N45 | 1501 | ABB INDUSTRIAL CONNECTIONS AND SOLUTIONS | 27511 | AB31B | RLP BOX N1 31.5L X 20W | PUR | RLP BOX N1 31.5L X 20W | EA | EA |  | TRUE |  | P | B/W | DAYTON |  | 77411S-106
133959 | 4 | 144 | States | EGAN COMPANY | Hayley Fabian | TRUE | 2026-06-09T00:00:00 | 2026-11-25T00:00:00 | 2026-11-25T00:00:00 | 1 | 0 | 1 | 3903.97 | 577787.56 | 55944 | USA | N45 | 1501 | ABB INDUSTRIAL CONNECTIONS AND SOLUTIONS | 27511 | PPXT FA INT-S | PXT FA INT-S | PUR | PXT FA INT-S | EA | EA |  | TRUE |  | P | B/W | DAYTON |  | 77411S-144
133959 | 4 | 147 | States | EGAN COMPANY | Hayley Fabian | TRUE | 2026-06-09T00:00:00 | 2026-11-25T00:00:00 | 2026-11-25T00:00:00 | 1 | 0 | 1 | 3903.97 | 577787.56 | 55944 | USA | N45 | 1501 | ABB INDUSTRIAL CONNECTIONS AND SOLUTIONS | 27511 | PPXT FA INT-S | PXT FA INT-S | PUR | PXT FA INT-S | EA | EA |  | TRUE |  | P | B/W | DAYTON |  | 77411S-147
133959 | 1 | 99 | States | EGAN COMPANY | Hayley Fabian | TRUE | 2026-06-09T00:00:00 | 2026-10-26T00:00:00 | 2026-10-26T00:00:00 | 1 | 0 | 1 | 69.65 | 10308.2 | 55944 | USA | N45 | 1501 | ABB INDUSTRIAL CONNECTIONS AND SOLUTIONS | 27511 | AB31B | RLP BOX N1 31.5L X 20W | PUR | RLP BOX N1 31.5L X 20W | EA | EA |  | TRUE |  | P | B/W | DAYTON |  | 77411S-99
133959 | 5 | 131 | States | EGAN COMPANY | Hayley Fabian | TRUE | 2026-06-09T00:00:00 | 2026-10-26T00:00:00 | 2026-10-26T00:00:00 | 1 | 0 | 1 | 611.3 | 90472.4 | 55944 | USA | N45 | 1501 | ABB INDUSTRIAL CONNECTIONS AND SOLUTIONS | 27511 | RQF-INTERIOR-N | GENERIC RQ LP - NORMAL | PUR | GENERIC RQ LP - NORMAL | EA | EA |  | TRUE |  | P | B/W | DAYTON |  | 77411S-131
133959 | 4 | 148 | States | EGAN COMPANY | Hayley Fabian | TRUE | 2026-06-09T00:00:00 | 2026-11-25T00:00:00 | 2026-11-25T00:00:00 | 1 | 0 | 1 | 3903.97 | 577787.56 | 55944 | USA | N45 | 1501 | ABB INDUSTRIAL CONNECTIONS AND SOLUTIONS | 27511 | PPXT FA INT-S | PXT FA INT-S | PUR | PXT FA INT-S | EA | EA |  | TRUE |  | P | B/W | DAYTON |  | 77411S-148
133959 | 1 | 115 | States | EGAN COMPANY | Hayley Fabian | TRUE | 2026-06-09T00:00:00 | 2026-10-26T00:00:00 | 2026-10-26T00:00:00 | 1 | 0 | 1 | 69.65 | 10308.2 | 55944 | USA | N45 | 1501 | ABB INDUSTRIAL CONNECTIONS AND SOLUTIONS | 27511 | AB31B | RLP BOX N1 31.5L X 20W | PUR | RLP BOX N1 31.5L X 20W | EA | EA |  | TRUE |  | P | B/W | DAYTON |  | 77411S-115
133959 | 1 | 118 | States | EGAN COMPANY | Hayley Fabian | TRUE | 2026-06-09T00:00:00 | 2026-10-26T00:00:00 | 2026-10-26T00:00:00 | 1 | 0 | 1 | 69.65 | 10308.2 | 55944 | USA | N45 | 1501 | ABB INDUSTRIAL CONNECTIONS AND SOLUTIONS | 27511 | AB31B | RLP BOX N1 31.5L X 20W | PUR | RLP BOX N1 31.5L X 20W | EA | EA |  | TRUE |  | P | B/W | DAYTON |  | 77411S-118
133959 | 1 | 67 | States | EGAN COMPANY | Hayley Fabian | TRUE | 2026-06-09T00:00:00 | 2026-10-08T00:00:00 | 2026-09-24T00:00:00 | 1 | 0 | 1 | 69.65 | 10308.2 | 55944 | USA | N45 | 1501 | ABB INDUSTRIAL CONNECTIONS AND SOLUTIONS | 27511 | AB31B | RLP BOX N1 31.5L X 20W | PUR | RLP BOX N1 31.5L X 20W | EA | EA |  | TRUE |  | P | B/W | DAYTON |  | 77411S-67
133959 | 1 | 128 | States | EGAN COMPANY | Hayley Fabian | TRUE | 2026-06-09T00:00:00 | 2026-10-26T00:00:00 | 2026-10-26T00:00:00 | 1 | 0 | 1 | 69.65 | 10308.2 | 55944 | USA | N45 | 1501 | ABB INDUSTRIAL CONNECTIONS AND SOLUTIONS | 27511 | AB31B | RLP BOX N1 31.5L X 20W | PUR | RLP BOX N1 31.5L X 20W | EA | EA |  | TRUE |  | P | B/W | DAYTON |  | 77411S-128
133959 | 1 | 105 | States | EGAN COMPANY | Hayley Fabian | TRUE | 2026-06-09T00:00:00 | 2026-10-26T00:00:00 | 2026-10-26T00:00:00 | 1 | 0 | 1 | 69.65 | 10308.2 | 55944 | USA | N45 | 1501 | ABB INDUSTRIAL CONNECTIONS AND SOLUTIONS | 27511 | AB31B | RLP BOX N1 31.5L X 20W | PUR | RLP BOX N1 31.5L X 20W | EA | EA |  | TRUE |  | P | B/W | DAYTON |  | 77411S-105
133959 | 2 | 113 | States | EGAN COMPANY | Hayley Fabian | TRUE | 2026-06-09T00:00:00 | 2026-10-26T00:00:00 | 2026-10-26T00:00:00 | 1 | 0 | 1 | 108.54 | 16063.92 | 55944 | USA | N45 | 1501 | ABB INDUSTRIAL CONNECTIONS AND SOLUTIONS | 27511 | AF31SN | PRLP FRONT 31.5 X 20 SURF N | PUR | PRLP FRONT 31.5 X 20 SURF N | EA | EA |  | TRUE |  | P | B/W | DAYTON |  | 77411S-113
133959 | 1 | 92 | States | EGAN COMPANY | Hayley Fabian | TRUE | 2026-06-09T00:00:00 | 2026-10-26T00:00:00 | 2026-10-26T00:00:00 | 1 | 0 | 1 | 69.65 | 10308.2 | 55944 | USA | N45 | 1501 | ABB INDUSTRIAL CONNECTIONS AND SOLUTIONS | 27511 | AB31B | RLP BOX N1 31.5L X 20W | PUR | RLP BOX N1 31.5L X 20W | EA | EA |  | TRUE |  | P | B/W | DAYTON |  | 77411S-92
133959 | 1 | 142 | States | EGAN COMPANY | Hayley Fabian | TRUE | 2026-06-09T00:00:00 | 2026-11-20T00:00:00 | 2026-11-20T00:00:00 | 1 | 0 | 1 | 69.65 | 10308.2 | 55944 | USA | N45 | 1501 | ABB INDUSTRIAL CONNECTIONS AND SOLUTIONS | 27511 | AB31B | RLP BOX N1 31.5L X 20W | PUR | RLP BOX N1 31.5L X 20W | EA | EA |  | TRUE |  | P | B/W | DAYTON |  | 77411S-142
133959 | 1 | 61 | States | EGAN COMPANY | Hayley Fabian | TRUE | 2026-06-09T00:00:00 | 2026-10-08T00:00:00 | 2026-08-25T00:00:00 | 1 | 0 | 1 | 69.65 | 10308.2 | 55944 | USA | N45 | 1501 | ABB INDUSTRIAL CONNECTIONS AND SOLUTIONS | 27511 | AB31B | RLP BOX N1 31.5L X 20W | PUR | RLP BOX N1 31.5L X 20W | EA | EA |  | TRUE |  | P | B/W | DAYTON |  | 77411S-61
133959 | 4 | 101 | States | EGAN COMPANY | Hayley Fabian | TRUE | 2026-06-09T00:00:00 | 2026-10-29T00:00:00 | 2026-10-29T00:00:00 | 1 | 0 | 1 | 3903.97 | 577787.56 | 55944 | USA | N45 | 1501 | ABB INDUSTRIAL CONNECTIONS AND SOLUTIONS | 27511 | PPXT FA INT-S | PXT FA INT-S | PUR | PXT FA INT-S | EA | EA |  | TRUE |  | P | B/W | DAYTON |  | 77411S-101
133959 | 3 | 122 | States | EGAN COMPANY | Hayley Fabian | TRUE | 2026-06-09T00:00:00 | 2026-10-29T00:00:00 | 2026-10-29T00:00:00 | 1 | 0 | 1 | 215.86 | 31947.28 | 55944 | USA | N45 | 1501 | ABB INDUSTRIAL CONNECTIONS AND SOLUTIONS | 27511 | PPXT FA BOX-S | 1B PPXT FA INT-S | PUR | PPXT FA INT-S | EA | EA |  | TRUE |  | P | B/W | DAYTON |  | 77411S-122
133959 | 3 | 105 | States | EGAN COMPANY | Hayley Fabian | TRUE | 2026-06-09T00:00:00 | 2026-10-29T00:00:00 | 2026-10-29T00:00:00 | 1 | 0 | 1 | 215.86 | 31947.28 | 55944 | USA | N45 | 1501 | ABB INDUSTRIAL CONNECTIONS AND SOLUTIONS | 27511 | PPXT FA BOX-S | 1B PPXT FA INT-S | PUR | PPXT FA INT-S | EA | EA |  | TRUE |  | P | B/W | DAYTON |  | 77411S-105
133959 | 2 | 131 | States | EGAN COMPANY | Hayley Fabian | TRUE | 2026-06-09T00:00:00 | 2026-10-26T00:00:00 | 2026-10-26T00:00:00 | 1 | 0 | 1 | 108.54 | 16063.92 | 55944 | USA | N45 | 1501 | ABB INDUSTRIAL CONNECTIONS AND SOLUTIONS | 27511 | AF31SN | PRLP FRONT 31.5 X 20 SURF N | PUR | PRLP FRONT 31.5 X 20 SURF N | EA | EA |  | TRUE |  | P | B/W | DAYTON |  | 77411S-131
133959 | 2 | 57 | States | EGAN COMPANY | Hayley Fabian | TRUE | 2026-06-09T00:00:00 | 2026-10-08T00:00:00 | 2026-08-25T00:00:00 | 1 | 0 | 1 | 108.54 | 16063.92 | 55944 | USA | N45 | 1501 | ABB INDUSTRIAL CONNECTIONS AND SOLUTIONS | 27511 | AF31SN | PRLP FRONT 31.5 X 20 SURF N | PUR | PRLP FRONT 31.5 X 20 SURF N | EA | EA |  | TRUE |  | P | B/W | DAYTON |  | 77411S-57
133959 | 5 | 59 | States | EGAN COMPANY | Hayley Fabian | TRUE | 2026-06-09T00:00:00 | 2026-10-08T00:00:00 | 2026-08-25T00:00:00 | 1 | 0 | 1 | 611.3 | 90472.4 | 55944 | USA | N45 | 1501 | ABB INDUSTRIAL CONNECTIONS AND SOLUTIONS | 27511 | RQF-INTERIOR-N | GENERIC RQ LP - NORMAL | PUR | GENERIC RQ LP - NORMAL | EA | EA |  | TRUE |  | P | B/W | DAYTON |  | 77411S-59
133959 | 2 | 77 | States | EGAN COMPANY | Hayley Fabian | TRUE | 2026-06-09T00:00:00 | 2026-10-08T00:00:00 | 2026-09-24T00:00:00 | 1 | 0 | 1 | 108.54 | 16063.92 | 55944 | USA | N45 | 1501 | ABB INDUSTRIAL CONNECTIONS AND SOLUTIONS | 27511 | AF31SN | PRLP FRONT 31.5 X 20 SURF N | PUR | PRLP FRONT 31.5 X 20 SURF N | EA | EA |  | TRUE |  | P | B/W | DAYTON |  | 77411S-77
133959 | 3 | 98 | States | EGAN COMPANY | Hayley Fabian | TRUE | 2026-06-09T00:00:00 | 2026-10-29T00:00:00 | 2026-10-29T00:00:00 | 1 | 0 | 1 | 215.86 | 31947.28 | 55944 | USA | N45 | 1501 | ABB INDUSTRIAL CONNECTIONS AND SOLUTIONS | 27511 | PPXT FA BOX-S | 1B PPXT FA INT-S | PUR | PPXT FA INT-S | EA | EA |  | TRUE |  | P | B/W | DAYTON |  | 77411S-98
133959 | 3 | 103 | States | EGAN COMPANY | Hayley Fabian | TRUE | 2026-06-09T00:00:00 | 2026-10-29T00:00:00 | 2026-10-29T00:00:00 | 1 | 0 | 1 | 215.86 | 31947.28 | 55944 | USA | N45 | 1501 | ABB INDUSTRIAL CONNECTIONS AND SOLUTIONS | 27511 | PPXT FA BOX-S | 1B PPXT FA INT-S | PUR | PPXT FA INT-S | EA | EA |  | TRUE |  | P | B/W | DAYTON |  | 77411S-103
133959 | 5 | 148 | States | EGAN COMPANY | Hayley Fabian | TRUE | 2026-06-09T00:00:00 | 2026-11-20T00:00:00 | 2026-11-20T00:00:00 | 1 | 0 | 1 | 611.3 | 90472.4 | 55944 | USA | N45 | 1501 | ABB INDUSTRIAL CONNECTIONS AND SOLUTIONS | 27511 | RQF-INTERIOR-N | GENERIC RQ LP - NORMAL | PUR | GENERIC RQ LP - NORMAL | EA | EA |  | TRUE |  | P | B/W | DAYTON |  | 77411S-148
133959 | 5 | 118 | States | EGAN COMPANY | Hayley Fabian | TRUE | 2026-06-09T00:00:00 | 2026-10-26T00:00:00 | 2026-10-26T00:00:00 | 1 | 0 | 1 | 611.3 | 90472.4 | 55944 | USA | N45 | 1501 | ABB INDUSTRIAL CONNECTIONS AND SOLUTIONS | 27511 | RQF-INTERIOR-N | GENERIC RQ LP - NORMAL | PUR | GENERIC RQ LP - NORMAL | EA | EA |  | TRUE |  | P | B/W | DAYTON |  | 77411S-118
133959 | 3 | 144 | States | EGAN COMPANY | Hayley Fabian | TRUE | 2026-06-09T00:00:00 | 2026-11-25T00:00:00 | 2026-11-25T00:00:00 | 1 | 0 | 1 | 215.86 | 31947.28 | 55944 | USA | N45 | 1501 | ABB INDUSTRIAL CONNECTIONS AND SOLUTIONS | 27511 | PPXT FA BOX-S | 1B PPXT FA INT-S | PUR | PPXT FA INT-S | EA | EA |  | TRUE |  | P | B/W | DAYTON |  | 77411S-144
133959 | 1 | 68 | States | EGAN COMPANY | Hayley Fabian | TRUE | 2026-06-09T00:00:00 | 2026-10-08T00:00:00 | 2026-09-24T00:00:00 | 1 | 0 | 1 | 69.65 | 10308.2 | 55944 | USA | N45 | 1501 | ABB INDUSTRIAL CONNECTIONS AND SOLUTIONS | 27511 | AB31B | RLP BOX N1 31.5L X 20W | PUR | RLP BOX N1 31.5L X 20W | EA | EA |  | TRUE |  | P | B/W | DAYTON |  | 77411S-68
133959 | 1 | 120 | States | EGAN COMPANY | Hayley Fabian | TRUE | 2026-06-09T00:00:00 | 2026-10-26T00:00:00 | 2026-10-26T00:00:00 | 1 | 0 | 1 | 69.65 | 10308.2 | 55944 | USA | N45 | 1501 | ABB INDUSTRIAL CONNECTIONS AND SOLUTIONS | 27511 | AB31B | RLP BOX N1 31.5L X 20W | PUR | RLP BOX N1 31.5L X 20W | EA | EA |  | TRUE |  | P | B/W | DAYTON |  | 77411S-120
133959 | 2 | 102 | States | EGAN COMPANY | Hayley Fabian | TRUE | 2026-06-09T00:00:00 | 2026-10-26T00:00:00 | 2026-10-26T00:00:00 | 1 | 0 | 1 | 108.54 | 16063.92 | 55944 | USA | N45 | 1501 | ABB INDUSTRIAL CONNECTIONS AND SOLUTIONS | 27511 | AF31SN | PRLP FRONT 31.5 X 20 SURF N | PUR | PRLP FRONT 31.5 X 20 SURF N | EA | EA |  | TRUE |  | P | B/W | DAYTON |  | 77411S-102
133959 | 1 | 69 | States | EGAN COMPANY | Hayley Fabian | TRUE | 2026-06-09T00:00:00 | 2026-10-08T00:00:00 | 2026-09-24T00:00:00 | 1 | 0 | 1 | 69.65 | 10308.2 | 55944 | USA | N45 | 1501 | ABB INDUSTRIAL CONNECTIONS AND SOLUTIONS | 27511 | AB31B | RLP BOX N1 31.5L X 20W | PUR | RLP BOX N1 31.5L X 20W | EA | EA |  | TRUE |  | P | B/W | DAYTON |  | 77411S-69
133959 | 5 | 123 | States | EGAN COMPANY | Hayley Fabian | TRUE | 2026-06-09T00:00:00 | 2026-10-26T00:00:00 | 2026-10-26T00:00:00 | 1 | 0 | 1 | 611.3 | 90472.4 | 55944 | USA | N45 | 1501 | ABB INDUSTRIAL CONNECTIONS AND SOLUTIONS | 27511 | RQF-INTERIOR-N | GENERIC RQ LP - NORMAL | PUR | GENERIC RQ LP - NORMAL | EA | EA |  | TRUE |  | P | B/W | DAYTON |  | 77411S-123
133959 | 2 | 22 | States | EGAN COMPANY | Hayley Fabian | TRUE | 2026-06-09T00:00:00 | 2026-10-08T00:00:00 | 2026-08-12T00:00:00 | 1 | 0 | 1 | 108.54 | 16063.92 | 55944 | USA | N45 | 1501 | ABB INDUSTRIAL CONNECTIONS AND SOLUTIONS | 27511 | AF31SN | PRLP FRONT 31.5 X 20 SURF N | PUR | PRLP FRONT 31.5 X 20 SURF N | EA | EA |  | TRUE |  | P | B/W | DAYTON |  | 77411S-22
133959 | 1 | 50 | States | EGAN COMPANY | Hayley Fabian | TRUE | 2026-06-09T00:00:00 | 2026-10-08T00:00:00 | 2026-08-25T00:00:00 | 1 | 0 | 1 | 69.65 | 10308.2 | 55944 | USA | N45 | 1501 | ABB INDUSTRIAL CONNECTIONS AND SOLUTIONS | 27511 | AB31B | RLP BOX N1 31.5L X 20W | PUR | RLP BOX N1 31.5L X 20W | EA | EA |  | TRUE |  | P | B/W | DAYTON |  | 77411S-50
133959 | 3 | 90 | States | EGAN COMPANY | Hayley Fabian | TRUE | 2026-06-09T00:00:00 | 2026-09-29T00:00:00 | 2026-09-29T00:00:00 | 1 | 0 | 1 | 215.86 | 31947.28 | 55944 | USA | N45 | 1501 | ABB INDUSTRIAL CONNECTIONS AND SOLUTIONS | 27511 | PPXT FA BOX-S | 1B PPXT FA INT-S | PUR | PPXT FA INT-S | EA | EA |  | TRUE |  | P | B/W | DAYTON |  | 77411S-90
133959 | 3 | 70 | States | EGAN COMPANY | Hayley Fabian | TRUE | 2026-06-09T00:00:00 | 2026-09-29T00:00:00 | 2026-09-29T00:00:00 | 1 | 0 | 1 | 215.86 | 31947.28 | 55944 | USA | N45 | 1501 | ABB INDUSTRIAL CONNECTIONS AND SOLUTIONS | 27511 | PPXT FA BOX-S | 1B PPXT FA INT-S | PUR | PPXT FA INT-S | EA | EA |  | TRUE |  | P | B/W | DAYTON |  | 77411S-70
133959 | 3 | 101 | States | EGAN COMPANY | Hayley Fabian | TRUE | 2026-06-09T00:00:00 | 2026-10-29T00:00:00 | 2026-10-29T00:00:00 | 1 | 0 | 1 | 215.86 | 31947.28 | 55944 | USA | N45 | 1501 | ABB INDUSTRIAL CONNECTIONS AND SOLUTIONS | 27511 | PPXT FA BOX-S | 1B PPXT FA INT-S | PUR | PPXT FA INT-S | EA | EA |  | TRUE |  | P | B/W | DAYTON |  | 77411S-101
133959 | 5 | 43 | States | EGAN COMPANY | Hayley Fabian | TRUE | 2026-06-09T00:00:00 | 2026-10-08T00:00:00 | 2026-08-25T00:00:00 | 1 | 0 | 1 | 611.3 | 90472.4 | 55944 | USA | N45 | 1501 | ABB INDUSTRIAL CONNECTIONS AND SOLUTIONS | 27511 | RQF-INTERIOR-N | GENERIC RQ LP - NORMAL | PUR | GENERIC RQ LP - NORMAL | EA | EA |  | TRUE |  | P | B/W | DAYTON |  | 77411S-43
133959 | 1 | 64 | States | EGAN COMPANY | Hayley Fabian | TRUE | 2026-06-09T00:00:00 | 2026-10-08T00:00:00 | 2026-09-24T00:00:00 | 1 | 0 | 1 | 69.65 | 10308.2 | 55944 | USA | N45 | 1501 | ABB INDUSTRIAL CONNECTIONS AND SOLUTIONS | 27511 | AB31B | RLP BOX N1 31.5L X 20W | PUR | RLP BOX N1 31.5L X 20W | EA | EA |  | TRUE |  | P | B/W | DAYTON |  | 77411S-64
133959 | 4 | 105 | States | EGAN COMPANY | Hayley Fabian | TRUE | 2026-06-09T00:00:00 | 2026-10-29T00:00:00 | 2026-10-29T00:00:00 | 1 | 0 | 1 | 3903.97 | 577787.56 | 55944 | USA | N45 | 1501 | ABB INDUSTRIAL CONNECTIONS AND SOLUTIONS | 27511 | PPXT FA INT-S | PXT FA INT-S | PUR | PXT FA INT-S | EA | EA |  | TRUE |  | P | B/W | DAYTON |  | 77411S-105
133959 | 4 | 91 | States | EGAN COMPANY | Hayley Fabian | TRUE | 2026-06-09T00:00:00 | 2026-09-29T00:00:00 | 2026-09-29T00:00:00 | 1 | 0 | 1 | 3903.97 | 577787.56 | 55944 | USA | N45 | 1501 | ABB INDUSTRIAL CONNECTIONS AND SOLUTIONS | 27511 | PPXT FA INT-S | PXT FA INT-S | PUR | PXT FA INT-S | EA | EA |  | TRUE |  | P | B/W | DAYTON |  | 77411S-91
133959 | 3 | 96 | States | EGAN COMPANY | Hayley Fabian | TRUE | 2026-06-09T00:00:00 | 2026-10-29T00:00:00 | 2026-10-29T00:00:00 | 1 | 0 | 1 | 215.86 | 31947.28 | 55944 | USA | N45 | 1501 | ABB INDUSTRIAL CONNECTIONS AND SOLUTIONS | 27511 | PPXT FA BOX-S | 1B PPXT FA INT-S | PUR | PPXT FA INT-S | EA | EA |  | TRUE |  | P | B/W | DAYTON |  | 77411S-96
133959 | 2 | 107 | States | EGAN COMPANY | Hayley Fabian | TRUE | 2026-06-09T00:00:00 | 2026-10-26T00:00:00 | 2026-10-26T00:00:00 | 1 | 0 | 1 | 108.54 | 16063.92 | 55944 | USA | N45 | 1501 | ABB INDUSTRIAL CONNECTIONS AND SOLUTIONS | 27511 | AF31SN | PRLP FRONT 31.5 X 20 SURF N | PUR | PRLP FRONT 31.5 X 20 SURF N | EA | EA |  | TRUE |  | P | B/W | DAYTON |  | 77411S-107
133959 | 1 | 93 | States | EGAN COMPANY | Hayley Fabian | TRUE | 2026-06-09T00:00:00 | 2026-10-26T00:00:00 | 2026-10-26T00:00:00 | 1 | 0 | 1 | 69.65 | 10308.2 | 55944 | USA | N45 | 1501 | ABB INDUSTRIAL CONNECTIONS AND SOLUTIONS | 27511 | AB31B | RLP BOX N1 31.5L X 20W | PUR | RLP BOX N1 31.5L X 20W | EA | EA |  | TRUE |  | P | B/W | DAYTON |  | 77411S-93
133959 | 4 | 97 | States | EGAN COMPANY | Hayley Fabian | TRUE | 2026-06-09T00:00:00 | 2026-10-29T00:00:00 | 2026-10-29T00:00:00 | 1 | 0 | 1 | 3903.97 | 577787.56 | 55944 | USA | N45 | 1501 | ABB INDUSTRIAL CONNECTIONS AND SOLUTIONS | 27511 | PPXT FA INT-S | PXT FA INT-S | PUR | PXT FA INT-S | EA | EA |  | TRUE |  | P | B/W | DAYTON |  | 77411S-97
133959 | 1 | 63 | States | EGAN COMPANY | Hayley Fabian | TRUE | 2026-06-09T00:00:00 | 2026-10-08T00:00:00 | 2026-08-25T00:00:00 | 1 | 0 | 1 | 69.65 | 10308.2 | 55944 | USA | N45 | 1501 | ABB INDUSTRIAL CONNECTIONS AND SOLUTIONS | 27511 | AB31B | RLP BOX N1 31.5L X 20W | PUR | RLP BOX N1 31.5L X 20W | EA | EA |  | TRUE |  | P | B/W | DAYTON |  | 77411S-63
133959 | 2 | 54 | States | EGAN COMPANY | Hayley Fabian | TRUE | 2026-06-09T00:00:00 | 2026-10-08T00:00:00 | 2026-08-25T00:00:00 | 1 | 0 | 1 | 108.54 | 16063.92 | 55944 | USA | N45 | 1501 | ABB INDUSTRIAL CONNECTIONS AND SOLUTIONS | 27511 | AF31SN | PRLP FRONT 31.5 X 20 SURF N | PUR | PRLP FRONT 31.5 X 20 SURF N | EA | EA |  | TRUE |  | P | B/W | DAYTON |  | 77411S-54
133959 | 3 | 83 | States | EGAN COMPANY | Hayley Fabian | TRUE | 2026-06-09T00:00:00 | 2026-09-29T00:00:00 | 2026-09-29T00:00:00 | 1 | 0 | 1 | 215.86 | 31947.28 | 55944 | USA | N45 | 1501 | ABB INDUSTRIAL CONNECTIONS AND SOLUTIONS | 27511 | PPXT FA BOX-S | 1B PPXT FA INT-S | PUR | PPXT FA INT-S | EA | EA |  | TRUE |  | P | B/W | DAYTON |  | 77411S-83
133959 | 3 | 77 | States | EGAN COMPANY | Hayley Fabian | TRUE | 2026-06-09T00:00:00 | 2026-09-29T00:00:00 | 2026-09-29T00:00:00 | 1 | 0 | 1 | 215.86 | 31947.28 | 55944 | USA | N45 | 1501 | ABB INDUSTRIAL CONNECTIONS AND SOLUTIONS | 27511 | PPXT FA BOX-S | 1B PPXT FA INT-S | PUR | PPXT FA INT-S | EA | EA |  | TRUE |  | P | B/W | DAYTON |  | 77411S-77
133959 | 1 | 82 | States | EGAN COMPANY | Hayley Fabian | TRUE | 2026-06-09T00:00:00 | 2026-10-08T00:00:00 | 2026-09-24T00:00:00 | 1 | 0 | 1 | 69.65 | 10308.2 | 55944 | USA | N45 | 1501 | ABB INDUSTRIAL CONNECTIONS AND SOLUTIONS | 27511 | AB31B | RLP BOX N1 31.5L X 20W | PUR | RLP BOX N1 31.5L X 20W | EA | EA |  | TRUE |  | P | B/W | DAYTON |  | 77411S-82
133959 | 4 | 99 | States | EGAN COMPANY | Hayley Fabian | TRUE | 2026-06-09T00:00:00 | 2026-10-29T00:00:00 | 2026-10-29T00:00:00 | 1 | 0 | 1 | 3903.97 | 577787.56 | 55944 | USA | N45 | 1501 | ABB INDUSTRIAL CONNECTIONS AND SOLUTIONS | 27511 | PPXT FA INT-S | PXT FA INT-S | PUR | PXT FA INT-S | EA | EA |  | TRUE |  | P | B/W | DAYTON |  | 77411S-99
133959 | 5 | 68 | States | EGAN COMPANY | Hayley Fabian | TRUE | 2026-06-09T00:00:00 | 2026-10-08T00:00:00 | 2026-09-24T00:00:00 | 1 | 0 | 1 | 611.3 | 90472.4 | 55944 | USA | N45 | 1501 | ABB INDUSTRIAL CONNECTIONS AND SOLUTIONS | 27511 | RQF-INTERIOR-N | GENERIC RQ LP - NORMAL | PUR | GENERIC RQ LP - NORMAL | EA | EA |  | TRUE |  | P | B/W | DAYTON |  | 77411S-68
133959 | 5 | 104 | States | EGAN COMPANY | Hayley Fabian | TRUE | 2026-06-09T00:00:00 | 2026-10-26T00:00:00 | 2026-10-26T00:00:00 | 1 | 0 | 1 | 611.3 | 90472.4 | 55944 | USA | N45 | 1501 | ABB INDUSTRIAL CONNECTIONS AND SOLUTIONS | 27511 | RQF-INTERIOR-N | GENERIC RQ LP - NORMAL | PUR | GENERIC RQ LP - NORMAL | EA | EA |  | TRUE |  | P | B/W | DAYTON |  | 77411S-104
133959 | 5 | 48 | States | EGAN COMPANY | Hayley Fabian | TRUE | 2026-06-09T00:00:00 | 2026-10-08T00:00:00 | 2026-08-25T00:00:00 | 1 | 0 | 1 | 611.3 | 90472.4 | 55944 | USA | N45 | 1501 | ABB INDUSTRIAL CONNECTIONS AND SOLUTIONS | 27511 | RQF-INTERIOR-N | GENERIC RQ LP - NORMAL | PUR | GENERIC RQ LP - NORMAL | EA | EA |  | TRUE |  | P | B/W | DAYTON |  | 77411S-48
133959 | 5 | 67 | States | EGAN COMPANY | Hayley Fabian | TRUE | 2026-06-09T00:00:00 | 2026-10-08T00:00:00 | 2026-09-24T00:00:00 | 1 | 0 | 1 | 611.3 | 90472.4 | 55944 | USA | N45 | 1501 | ABB INDUSTRIAL CONNECTIONS AND SOLUTIONS | 27511 | RQF-INTERIOR-N | GENERIC RQ LP - NORMAL | PUR | GENERIC RQ LP - NORMAL | EA | EA |  | TRUE |  | P | B/W | DAYTON |  | 77411S-67
133959 | 4 | 98 | States | EGAN COMPANY | Hayley Fabian | TRUE | 2026-06-09T00:00:00 | 2026-10-29T00:00:00 | 2026-10-29T00:00:00 | 1 | 0 | 1 | 3903.97 | 577787.56 | 55944 | USA | N45 | 1501 | ABB INDUSTRIAL CONNECTIONS AND SOLUTIONS | 27511 | PPXT FA INT-S | PXT FA INT-S | PUR | PXT FA INT-S | EA | EA |  | TRUE |  | P | B/W | DAYTON |  | 77411S-98
133959 | 2 | 85 | States | EGAN COMPANY | Hayley Fabian | TRUE | 2026-06-09T00:00:00 | 2026-10-08T00:00:00 | 2026-09-24T00:00:00 | 1 | 0 | 1 | 108.54 | 16063.92 | 55944 | USA | N45 | 1501 | ABB INDUSTRIAL CONNECTIONS AND SOLUTIONS | 27511 | AF31SN | PRLP FRONT 31.5 X 20 SURF N | PUR | PRLP FRONT 31.5 X 20 SURF N | EA | EA |  | TRUE |  | P | B/W | DAYTON |  | 77411S-85
133959 | 4 | 137 | States | EGAN COMPANY | Hayley Fabian | TRUE | 2026-06-09T00:00:00 | 2026-11-25T00:00:00 | 2026-11-25T00:00:00 | 1 | 0 | 1 | 3903.97 | 577787.56 | 55944 | USA | N45 | 1501 | ABB INDUSTRIAL CONNECTIONS AND SOLUTIONS | 27511 | PPXT FA INT-S | PXT FA INT-S | PUR | PXT FA INT-S | EA | EA |  | TRUE |  | P | B/W | DAYTON |  | 77411S-137
133959 | 2 | 114 | States | EGAN COMPANY | Hayley Fabian | TRUE | 2026-06-09T00:00:00 | 2026-10-26T00:00:00 | 2026-10-26T00:00:00 | 1 | 0 | 1 | 108.54 | 16063.92 | 55944 | USA | N45 | 1501 | ABB INDUSTRIAL CONNECTIONS AND SOLUTIONS | 27511 | AF31SN | PRLP FRONT 31.5 X 20 SURF N | PUR | PRLP FRONT 31.5 X 20 SURF N | EA | EA |  | TRUE |  | P | B/W | DAYTON |  | 77411S-114
133959 | 4 | 140 | States | EGAN COMPANY | Hayley Fabian | TRUE | 2026-06-09T00:00:00 | 2026-11-25T00:00:00 | 2026-11-25T00:00:00 | 1 | 0 | 1 | 3903.97 | 577787.56 | 55944 | USA | N45 | 1501 | ABB INDUSTRIAL CONNECTIONS AND SOLUTIONS | 27511 | PPXT FA INT-S | PXT FA INT-S | PUR | PXT FA INT-S | EA | EA |  | TRUE |  | P | B/W | DAYTON |  | 77411S-140
133959 | 2 | 21 | States | EGAN COMPANY | Hayley Fabian | TRUE | 2026-06-09T00:00:00 | 2026-10-08T00:00:00 | 2026-08-12T00:00:00 | 1 | 0 | 1 | 108.54 | 16063.92 | 55944 | USA | N45 | 1501 | ABB INDUSTRIAL CONNECTIONS AND SOLUTIONS | 27511 | AF31SN | PRLP FRONT 31.5 X 20 SURF N | PUR | PRLP FRONT 31.5 X 20 SURF N | EA | EA |  | TRUE |  | P | B/W | DAYTON |  | 77411S-21
133959 | 2 | 49 | States | EGAN COMPANY | Hayley Fabian | TRUE | 2026-06-09T00:00:00 | 2026-10-08T00:00:00 | 2026-08-25T00:00:00 | 1 | 0 | 1 | 108.54 | 16063.92 | 55944 | USA | N45 | 1501 | ABB INDUSTRIAL CONNECTIONS AND SOLUTIONS | 27511 | AF31SN | PRLP FRONT 31.5 X 20 SURF N | PUR | PRLP FRONT 31.5 X 20 SURF N | EA | EA |  | TRUE |  | P | B/W | DAYTON |  | 77411S-49
133959 | 1 | 48 | States | EGAN COMPANY | Hayley Fabian | TRUE | 2026-06-09T00:00:00 | 2026-10-08T00:00:00 | 2026-08-25T00:00:00 | 1 | 0 | 1 | 69.65 | 10308.2 | 55944 | USA | N45 | 1501 | ABB INDUSTRIAL CONNECTIONS AND SOLUTIONS | 27511 | AB31B | RLP BOX N1 31.5L X 20W | PUR | RLP BOX N1 31.5L X 20W | EA | EA |  | TRUE |  | P | B/W | DAYTON |  | 77411S-48
133959 | 2 | 101 | States | EGAN COMPANY | Hayley Fabian | TRUE | 2026-06-09T00:00:00 | 2026-10-26T00:00:00 | 2026-10-26T00:00:00 | 1 | 0 | 1 | 108.54 | 16063.92 | 55944 | USA | N45 | 1501 | ABB INDUSTRIAL CONNECTIONS AND SOLUTIONS | 27511 | AF31SN | PRLP FRONT 31.5 X 20 SURF N | PUR | PRLP FRONT 31.5 X 20 SURF N | EA | EA |  | TRUE |  | P | B/W | DAYTON |  | 77411S-101
133959 | 1 | 74 | States | EGAN COMPANY | Hayley Fabian | TRUE | 2026-06-09T00:00:00 | 2026-10-08T00:00:00 | 2026-09-24T00:00:00 | 1 | 0 | 1 | 69.65 | 10308.2 | 55944 | USA | N45 | 1501 | ABB INDUSTRIAL CONNECTIONS AND SOLUTIONS | 27511 | AB31B | RLP BOX N1 31.5L X 20W | PUR | RLP BOX N1 31.5L X 20W | EA | EA |  | TRUE |  | P | B/W | DAYTON |  | 77411S-74
133959 | 1 | 111 | States | EGAN COMPANY | Hayley Fabian | TRUE | 2026-06-09T00:00:00 | 2026-10-26T00:00:00 | 2026-10-26T00:00:00 | 1 | 0 | 1 | 69.65 | 10308.2 | 55944 | USA | N45 | 1501 | ABB INDUSTRIAL CONNECTIONS AND SOLUTIONS | 27511 | AB31B | RLP BOX N1 31.5L X 20W | PUR | RLP BOX N1 31.5L X 20W | EA | EA |  | TRUE |  | P | B/W | DAYTON |  | 77411S-111
133959 | 1 | 125 | States | EGAN COMPANY | Hayley Fabian | TRUE | 2026-06-09T00:00:00 | 2026-10-26T00:00:00 | 2026-10-26T00:00:00 | 1 | 0 | 1 | 69.65 | 10308.2 | 55944 | USA | N45 | 1501 | ABB INDUSTRIAL CONNECTIONS AND SOLUTIONS | 27511 | AB31B | RLP BOX N1 31.5L X 20W | PUR | RLP BOX N1 31.5L X 20W | EA | EA |  | TRUE |  | P | B/W | DAYTON |  | 77411S-125
133959 | 3 | 135 | States | EGAN COMPANY | Hayley Fabian | TRUE | 2026-06-09T00:00:00 | 2026-10-29T00:00:00 | 2026-10-29T00:00:00 | 1 | 0 | 1 | 215.86 | 31947.28 | 55944 | USA | N45 | 1501 | ABB INDUSTRIAL CONNECTIONS AND SOLUTIONS | 27511 | PPXT FA BOX-S | 1B PPXT FA INT-S | PUR | PPXT FA INT-S | EA | EA |  | TRUE |  | P | B/W | DAYTON |  | 77411S-135
133959 | 1 | 46 | States | EGAN COMPANY | Hayley Fabian | TRUE | 2026-06-09T00:00:00 | 2026-10-08T00:00:00 | 2026-08-25T00:00:00 | 1 | 0 | 1 | 69.65 | 10308.2 | 55944 | USA | N45 | 1501 | ABB INDUSTRIAL CONNECTIONS AND SOLUTIONS | 27511 | AB31B | RLP BOX N1 31.5L X 20W | PUR | RLP BOX N1 31.5L X 20W | EA | EA |  | TRUE |  | P | B/W | DAYTON |  | 77411S-46
133959 | 4 | 104 | States | EGAN COMPANY | Hayley Fabian | TRUE | 2026-06-09T00:00:00 | 2026-10-29T00:00:00 | 2026-10-29T00:00:00 | 1 | 0 | 1 | 3903.97 | 577787.56 | 55944 | USA | N45 | 1501 | ABB INDUSTRIAL CONNECTIONS AND SOLUTIONS | 27511 | PPXT FA INT-S | PXT FA INT-S | PUR | PXT FA INT-S | EA | EA |  | TRUE |  | P | B/W | DAYTON |  | 77411S-104
133959 | 5 | 56 | States | EGAN COMPANY | Hayley Fabian | TRUE | 2026-06-09T00:00:00 | 2026-10-08T00:00:00 | 2026-08-25T00:00:00 | 1 | 0 | 1 | 611.3 | 90472.4 | 55944 | USA | N45 | 1501 | ABB INDUSTRIAL CONNECTIONS AND SOLUTIONS | 27511 | RQF-INTERIOR-N | GENERIC RQ LP - NORMAL | PUR | GENERIC RQ LP - NORMAL | EA | EA |  | TRUE |  | P | B/W | DAYTON |  | 77411S-56
133959 | 5 | 90 | States | EGAN COMPANY | Hayley Fabian | TRUE | 2026-06-09T00:00:00 | 2026-10-08T00:00:00 | 2026-09-24T00:00:00 | 1 | 0 | 1 | 611.3 | 90472.4 | 55944 | USA | N45 | 1501 | ABB INDUSTRIAL CONNECTIONS AND SOLUTIONS | 27511 | RQF-INTERIOR-N | GENERIC RQ LP - NORMAL | PUR | GENERIC RQ LP - NORMAL | EA | EA |  | TRUE |  | P | B/W | DAYTON |  | 77411S-90
133959 | 2 | 125 | States | EGAN COMPANY | Hayley Fabian | TRUE | 2026-06-09T00:00:00 | 2026-10-26T00:00:00 | 2026-10-26T00:00:00 | 1 | 0 | 1 | 108.54 | 16063.92 | 55944 | USA | N45 | 1501 | ABB INDUSTRIAL CONNECTIONS AND SOLUTIONS | 27511 | AF31SN | PRLP FRONT 31.5 X 20 SURF N | PUR | PRLP FRONT 31.5 X 20 SURF N | EA | EA |  | TRUE |  | P | B/W | DAYTON |  | 77411S-125
133959 | 4 | 114 | States | EGAN COMPANY | Hayley Fabian | TRUE | 2026-06-09T00:00:00 | 2026-10-29T00:00:00 | 2026-10-29T00:00:00 | 1 | 0 | 1 | 3903.97 | 577787.56 | 55944 | USA | N45 | 1501 | ABB INDUSTRIAL CONNECTIONS AND SOLUTIONS | 27511 | PPXT FA INT-S | PXT FA INT-S | PUR | PXT FA INT-S | EA | EA |  | TRUE |  | P | B/W | DAYTON |  | 77411S-114
133959 | 5 | 138 | States | EGAN COMPANY | Hayley Fabian | TRUE | 2026-06-09T00:00:00 | 2026-11-20T00:00:00 | 2026-11-20T00:00:00 | 1 | 0 | 1 | 611.3 | 90472.4 | 55944 | USA | N45 | 1501 | ABB INDUSTRIAL CONNECTIONS AND SOLUTIONS | 27511 | RQF-INTERIOR-N | GENERIC RQ LP - NORMAL | PUR | GENERIC RQ LP - NORMAL | EA | EA |  | TRUE |  | P | B/W | DAYTON |  | 77411S-138
133959 | 4 | 90 | States | EGAN COMPANY | Hayley Fabian | TRUE | 2026-06-09T00:00:00 | 2026-09-29T00:00:00 | 2026-09-29T00:00:00 | 1 | 0 | 1 | 3903.97 | 577787.56 | 55944 | USA | N45 | 1501 | ABB INDUSTRIAL CONNECTIONS AND SOLUTIONS | 27511 | PPXT FA INT-S | PXT FA INT-S | PUR | PXT FA INT-S | EA | EA |  | TRUE |  | P | B/W | DAYTON |  | 77411S-90
133959 | 3 | 118 | States | EGAN COMPANY | Hayley Fabian | TRUE | 2026-06-09T00:00:00 | 2026-10-29T00:00:00 | 2026-10-29T00:00:00 | 1 | 0 | 1 | 215.86 | 31947.28 | 55944 | USA | N45 | 1501 | ABB INDUSTRIAL CONNECTIONS AND SOLUTIONS | 27511 | PPXT FA BOX-S | 1B PPXT FA INT-S | PUR | PPXT FA INT-S | EA | EA |  | TRUE |  | P | B/W | DAYTON |  | 77411S-118
133959 | 3 | 137 | States | EGAN COMPANY | Hayley Fabian | TRUE | 2026-06-09T00:00:00 | 2026-11-25T00:00:00 | 2026-11-25T00:00:00 | 1 | 0 | 1 | 215.86 | 31947.28 | 55944 | USA | N45 | 1501 | ABB INDUSTRIAL CONNECTIONS AND SOLUTIONS | 27511 | PPXT FA BOX-S | 1B PPXT FA INT-S | PUR | PPXT FA INT-S | EA | EA |  | TRUE |  | P | B/W | DAYTON |  | 77411S-137
133959 | 1 | 87 | States | EGAN COMPANY | Hayley Fabian | TRUE | 2026-06-09T00:00:00 | 2026-10-08T00:00:00 | 2026-09-24T00:00:00 | 1 | 0 | 1 | 69.65 | 10308.2 | 55944 | USA | N45 | 1501 | ABB INDUSTRIAL CONNECTIONS AND SOLUTIONS | 27511 | AB31B | RLP BOX N1 31.5L X 20W | PUR | RLP BOX N1 31.5L X 20W | EA | EA |  | TRUE |  | P | B/W | DAYTON |  | 77411S-87
133959 | 4 | 115 | States | EGAN COMPANY | Hayley Fabian | TRUE | 2026-06-09T00:00:00 | 2026-10-29T00:00:00 | 2026-10-29T00:00:00 | 1 | 0 | 1 | 3903.97 | 577787.56 | 55944 | USA | N45 | 1501 | ABB INDUSTRIAL CONNECTIONS AND SOLUTIONS | 27511 | PPXT FA INT-S | PXT FA INT-S | PUR | PXT FA INT-S | EA | EA |  | TRUE |  | P | B/W | DAYTON |  | 77411S-115
133959 | 5 | 51 | States | EGAN COMPANY | Hayley Fabian | TRUE | 2026-06-09T00:00:00 | 2026-10-08T00:00:00 | 2026-08-25T00:00:00 | 1 | 0 | 1 | 611.3 | 90472.4 | 55944 | USA | N45 | 1501 | ABB INDUSTRIAL CONNECTIONS AND SOLUTIONS | 27511 | RQF-INTERIOR-N | GENERIC RQ LP - NORMAL | PUR | GENERIC RQ LP - NORMAL | EA | EA |  | TRUE |  | P | B/W | DAYTON |  | 77411S-51
133959 | 2 | 87 | States | EGAN COMPANY | Hayley Fabian | TRUE | 2026-06-09T00:00:00 | 2026-10-08T00:00:00 | 2026-09-24T00:00:00 | 1 | 0 | 1 | 108.54 | 16063.92 | 55944 | USA | N45 | 1501 | ABB INDUSTRIAL CONNECTIONS AND SOLUTIONS | 27511 | AF31SN | PRLP FRONT 31.5 X 20 SURF N | PUR | PRLP FRONT 31.5 X 20 SURF N | EA | EA |  | TRUE |  | P | B/W | DAYTON |  | 77411S-87
133959 | 4 | 95 | States | EGAN COMPANY | Hayley Fabian | TRUE | 2026-06-09T00:00:00 | 2026-10-29T00:00:00 | 2026-10-29T00:00:00 | 1 | 0 | 1 | 3903.97 | 577787.56 | 55944 | USA | N45 | 1501 | ABB INDUSTRIAL CONNECTIONS AND SOLUTIONS | 27511 | PPXT FA INT-S | PXT FA INT-S | PUR | PXT FA INT-S | EA | EA |  | TRUE |  | P | B/W | DAYTON |  | 77411S-95
133959 | 2 | 83 | States | EGAN COMPANY | Hayley Fabian | TRUE | 2026-06-09T00:00:00 | 2026-10-08T00:00:00 | 2026-09-24T00:00:00 | 1 | 0 | 1 | 108.54 | 16063.92 | 55944 | USA | N45 | 1501 | ABB INDUSTRIAL CONNECTIONS AND SOLUTIONS | 27511 | AF31SN | PRLP FRONT 31.5 X 20 SURF N | PUR | PRLP FRONT 31.5 X 20 SURF N | EA | EA |  | TRUE |  | P | B/W | DAYTON |  | 77411S-83
133959 | 2 | 47 | States | EGAN COMPANY | Hayley Fabian | TRUE | 2026-06-09T00:00:00 | 2026-10-08T00:00:00 | 2026-08-25T00:00:00 | 1 | 0 | 1 | 108.54 | 16063.92 | 55944 | USA | N45 | 1501 | ABB INDUSTRIAL CONNECTIONS AND SOLUTIONS | 27511 | AF31SN | PRLP FRONT 31.5 X 20 SURF N | PUR | PRLP FRONT 31.5 X 20 SURF N | EA | EA |  | TRUE |  | P | B/W | DAYTON |  | 77411S-47
133959 | 5 | 39 | States | EGAN COMPANY | Hayley Fabian | TRUE | 2026-06-09T00:00:00 | 2026-10-08T00:00:00 | 2026-08-25T00:00:00 | 1 | 0 | 1 | 611.3 | 90472.4 | 55944 | USA | N45 | 1501 | ABB INDUSTRIAL CONNECTIONS AND SOLUTIONS | 27511 | RQF-INTERIOR-N | GENERIC RQ LP - NORMAL | PUR | GENERIC RQ LP - NORMAL | EA | EA |  | TRUE |  | P | B/W | DAYTON |  | 77411S-39
133959 | 1 | 135 | States | EGAN COMPANY | Hayley Fabian | TRUE | 2026-06-09T00:00:00 | 2026-10-26T00:00:00 | 2026-10-26T00:00:00 | 1 | 0 | 1 | 69.65 | 10308.2 | 55944 | USA | N45 | 1501 | ABB INDUSTRIAL CONNECTIONS AND SOLUTIONS | 27511 | AB31B | RLP BOX N1 31.5L X 20W | PUR | RLP BOX N1 31.5L X 20W | EA | EA |  | TRUE |  | P | B/W | DAYTON |  | 77411S-135
133959 | 5 | 84 | States | EGAN COMPANY | Hayley Fabian | TRUE | 2026-06-09T00:00:00 | 2026-10-08T00:00:00 | 2026-09-24T00:00:00 | 1 | 0 | 1 | 611.3 | 90472.4 | 55944 | USA | N45 | 1501 | ABB INDUSTRIAL CONNECTIONS AND SOLUTIONS | 27511 | RQF-INTERIOR-N | GENERIC RQ LP - NORMAL | PUR | GENERIC RQ LP - NORMAL | EA | EA |  | TRUE |  | P | B/W | DAYTON |  | 77411S-84
133959 | 5 | 95 | States | EGAN COMPANY | Hayley Fabian | TRUE | 2026-06-09T00:00:00 | 2026-10-26T00:00:00 | 2026-10-26T00:00:00 | 1 | 0 | 1 | 611.3 | 90472.4 | 55944 | USA | N45 | 1501 | ABB INDUSTRIAL CONNECTIONS AND SOLUTIONS | 27511 | RQF-INTERIOR-N | GENERIC RQ LP - NORMAL | PUR | GENERIC RQ LP - NORMAL | EA | EA |  | TRUE |  | P | B/W | DAYTON |  | 77411S-95
133959 | 3 | 140 | States | EGAN COMPANY | Hayley Fabian | TRUE | 2026-06-09T00:00:00 | 2026-11-25T00:00:00 | 2026-11-25T00:00:00 | 1 | 0 | 1 | 215.86 | 31947.28 | 55944 | USA | N45 | 1501 | ABB INDUSTRIAL CONNECTIONS AND SOLUTIONS | 27511 | PPXT FA BOX-S | 1B PPXT FA INT-S | PUR | PPXT FA INT-S | EA | EA |  | TRUE |  | P | B/W | DAYTON |  | 77411S-140
133959 | 4 | 132 | States | EGAN COMPANY | Hayley Fabian | TRUE | 2026-06-09T00:00:00 | 2026-10-29T00:00:00 | 2026-10-29T00:00:00 | 1 | 0 | 1 | 3903.97 | 577787.56 | 55944 | USA | N45 | 1501 | ABB INDUSTRIAL CONNECTIONS AND SOLUTIONS | 27511 | PPXT FA INT-S | PXT FA INT-S | PUR | PXT FA INT-S | EA | EA |  | TRUE |  | P | B/W | DAYTON |  | 77411S-132
133959 | 2 | 32 | States | EGAN COMPANY | Hayley Fabian | TRUE | 2026-06-09T00:00:00 | 2026-10-08T00:00:00 | 2026-08-12T00:00:00 | 1 | 0 | 1 | 108.54 | 16063.92 | 55944 | USA | N45 | 1501 | ABB INDUSTRIAL CONNECTIONS AND SOLUTIONS | 27511 | AF31SN | PRLP FRONT 31.5 X 20 SURF N | PUR | PRLP FRONT 31.5 X 20 SURF N | EA | EA |  | TRUE |  | P | B/W | DAYTON |  | 77411S-32
133959 | 1 | 136 | States | EGAN COMPANY | Hayley Fabian | TRUE | 2026-06-09T00:00:00 | 2026-10-26T00:00:00 | 2026-10-26T00:00:00 | 1 | 0 | 1 | 69.65 | 10308.2 | 55944 | USA | N45 | 1501 | ABB INDUSTRIAL CONNECTIONS AND SOLUTIONS | 27511 | AB31B | RLP BOX N1 31.5L X 20W | PUR | RLP BOX N1 31.5L X 20W | EA | EA |  | TRUE |  | P | B/W | DAYTON |  | 77411S-136
133959 | 5 | 114 | States | EGAN COMPANY | Hayley Fabian | TRUE | 2026-06-09T00:00:00 | 2026-10-26T00:00:00 | 2026-10-26T00:00:00 | 1 | 0 | 1 | 611.3 | 90472.4 | 55944 | USA | N45 | 1501 | ABB INDUSTRIAL CONNECTIONS AND SOLUTIONS | 27511 | RQF-INTERIOR-N | GENERIC RQ LP - NORMAL | PUR | GENERIC RQ LP - NORMAL | EA | EA |  | TRUE |  | P | B/W | DAYTON |  | 77411S-114
133959 | 2 | 120 | States | EGAN COMPANY | Hayley Fabian | TRUE | 2026-06-09T00:00:00 | 2026-10-26T00:00:00 | 2026-10-26T00:00:00 | 1 | 0 | 1 | 108.54 | 16063.92 | 55944 | USA | N45 | 1501 | ABB INDUSTRIAL CONNECTIONS AND SOLUTIONS | 27511 | AF31SN | PRLP FRONT 31.5 X 20 SURF N | PUR | PRLP FRONT 31.5 X 20 SURF N | EA | EA |  | TRUE |  | P | B/W | DAYTON |  | 77411S-120
133959 | 2 | 133 | States | EGAN COMPANY | Hayley Fabian | TRUE | 2026-06-09T00:00:00 | 2026-10-26T00:00:00 | 2026-10-26T00:00:00 | 1 | 0 | 1 | 108.54 | 16063.92 | 55944 | USA | N45 | 1501 | ABB INDUSTRIAL CONNECTIONS AND SOLUTIONS | 27511 | AF31SN | PRLP FRONT 31.5 X 20 SURF N | PUR | PRLP FRONT 31.5 X 20 SURF N | EA | EA |  | TRUE |  | P | B/W | DAYTON |  | 77411S-133
133959 | 2 | 136 | States | EGAN COMPANY | Hayley Fabian | TRUE | 2026-06-09T00:00:00 | 2026-10-26T00:00:00 | 2026-10-26T00:00:00 | 1 | 0 | 1 | 108.54 | 16063.92 | 55944 | USA | N45 | 1501 | ABB INDUSTRIAL CONNECTIONS AND SOLUTIONS | 27511 | AF31SN | PRLP FRONT 31.5 X 20 SURF N | PUR | PRLP FRONT 31.5 X 20 SURF N | EA | EA |  | TRUE |  | P | B/W | DAYTON |  | 77411S-136
133959 | 3 | 69 | States | EGAN COMPANY | Hayley Fabian | TRUE | 2026-06-09T00:00:00 | 2026-09-29T00:00:00 | 2026-09-29T00:00:00 | 1 | 0 | 1 | 215.86 | 31947.28 | 55944 | USA | N45 | 1501 | ABB INDUSTRIAL CONNECTIONS AND SOLUTIONS | 27511 | PPXT FA BOX-S | 1B PPXT FA INT-S | PUR | PPXT FA INT-S | EA | EA |  | TRUE |  | P | B/W | DAYTON |  | 77411S-69
133959 | 5 | 120 | States | EGAN COMPANY | Hayley Fabian | TRUE | 2026-06-09T00:00:00 | 2026-10-26T00:00:00 | 2026-10-26T00:00:00 | 1 | 0 | 1 | 611.3 | 90472.4 | 55944 | USA | N45 | 1501 | ABB INDUSTRIAL CONNECTIONS AND SOLUTIONS | 27511 | RQF-INTERIOR-N | GENERIC RQ LP - NORMAL | PUR | GENERIC RQ LP - NORMAL | EA | EA |  | TRUE |  | P | B/W | DAYTON |  | 77411S-120
133959 | 5 | 98 | States | EGAN COMPANY | Hayley Fabian | TRUE | 2026-06-09T00:00:00 | 2026-10-26T00:00:00 | 2026-10-26T00:00:00 | 1 | 0 | 1 | 611.3 | 90472.4 | 55944 | USA | N45 | 1501 | ABB INDUSTRIAL CONNECTIONS AND SOLUTIONS | 27511 | RQF-INTERIOR-N | GENERIC RQ LP - NORMAL | PUR | GENERIC RQ LP - NORMAL | EA | EA |  | TRUE |  | P | B/W | DAYTON |  | 77411S-98
133959 | 3 | 71 | States | EGAN COMPANY | Hayley Fabian | TRUE | 2026-06-09T00:00:00 | 2026-09-29T00:00:00 | 2026-09-29T00:00:00 | 1 | 0 | 1 | 215.86 | 31947.28 | 55944 | USA | N45 | 1501 | ABB INDUSTRIAL CONNECTIONS AND SOLUTIONS | 27511 | PPXT FA BOX-S | 1B PPXT FA INT-S | PUR | PPXT FA INT-S | EA | EA |  | TRUE |  | P | B/W | DAYTON |  | 77411S-71
133959 | 5 | 105 | States | EGAN COMPANY | Hayley Fabian | TRUE | 2026-06-09T00:00:00 | 2026-10-26T00:00:00 | 2026-10-26T00:00:00 | 1 | 0 | 1 | 611.3 | 90472.4 | 55944 | USA | N45 | 1501 | ABB INDUSTRIAL CONNECTIONS AND SOLUTIONS | 27511 | RQF-INTERIOR-N | GENERIC RQ LP - NORMAL | PUR | GENERIC RQ LP - NORMAL | EA | EA |  | TRUE |  | P | B/W | DAYTON |  | 77411S-105
133959 | 2 | 75 | States | EGAN COMPANY | Hayley Fabian | TRUE | 2026-06-09T00:00:00 | 2026-10-08T00:00:00 | 2026-09-24T00:00:00 | 1 | 0 | 1 | 108.54 | 16063.92 | 55944 | USA | N45 | 1501 | ABB INDUSTRIAL CONNECTIONS AND SOLUTIONS | 27511 | AF31SN | PRLP FRONT 31.5 X 20 SURF N | PUR | PRLP FRONT 31.5 X 20 SURF N | EA | EA |  | TRUE |  | P | B/W | DAYTON |  | 77411S-75
133959 | 3 | 112 | States | EGAN COMPANY | Hayley Fabian | TRUE | 2026-06-09T00:00:00 | 2026-10-29T00:00:00 | 2026-10-29T00:00:00 | 1 | 0 | 1 | 215.86 | 31947.28 | 55944 | USA | N45 | 1501 | ABB INDUSTRIAL CONNECTIONS AND SOLUTIONS | 27511 | PPXT FA BOX-S | 1B PPXT FA INT-S | PUR | PPXT FA INT-S | EA | EA |  | TRUE |  | P | B/W | DAYTON |  | 77411S-112
133959 | 2 | 89 | States | EGAN COMPANY | Hayley Fabian | TRUE | 2026-06-09T00:00:00 | 2026-10-08T00:00:00 | 2026-09-24T00:00:00 | 1 | 0 | 1 | 108.54 | 16063.92 | 55944 | USA | N45 | 1501 | ABB INDUSTRIAL CONNECTIONS AND SOLUTIONS | 27511 | AF31SN | PRLP FRONT 31.5 X 20 SURF N | PUR | PRLP FRONT 31.5 X 20 SURF N | EA | EA |  | TRUE |  | P | B/W | DAYTON |  | 77411S-89
133959 | 4 | 106 | States | EGAN COMPANY | Hayley Fabian | TRUE | 2026-06-09T00:00:00 | 2026-10-29T00:00:00 | 2026-10-29T00:00:00 | 1 | 0 | 1 | 3903.97 | 577787.56 | 55944 | USA | N45 | 1501 | ABB INDUSTRIAL CONNECTIONS AND SOLUTIONS | 27511 | PPXT FA INT-S | PXT FA INT-S | PUR | PXT FA INT-S | EA | EA |  | TRUE |  | P | B/W | DAYTON |  | 77411S-106
133959 | 5 | 62 | States | EGAN COMPANY | Hayley Fabian | TRUE | 2026-06-09T00:00:00 | 2026-10-08T00:00:00 | 2026-08-25T00:00:00 | 1 | 0 | 1 | 611.3 | 90472.4 | 55944 | USA | N45 | 1501 | ABB INDUSTRIAL CONNECTIONS AND SOLUTIONS | 27511 | RQF-INTERIOR-N | GENERIC RQ LP - NORMAL | PUR | GENERIC RQ LP - NORMAL | EA | EA |  | TRUE |  | P | B/W | DAYTON |  | 77411S-62
133959 | 2 | 60 | States | EGAN COMPANY | Hayley Fabian | TRUE | 2026-06-09T00:00:00 | 2026-10-08T00:00:00 | 2026-08-25T00:00:00 | 1 | 0 | 1 | 108.54 | 16063.92 | 55944 | USA | N45 | 1501 | ABB INDUSTRIAL CONNECTIONS AND SOLUTIONS | 27511 | AF31SN | PRLP FRONT 31.5 X 20 SURF N | PUR | PRLP FRONT 31.5 X 20 SURF N | EA | EA |  | TRUE |  | P | B/W | DAYTON |  | 77411S-60
133959 | 1 | 131 | States | EGAN COMPANY | Hayley Fabian | TRUE | 2026-06-09T00:00:00 | 2026-10-26T00:00:00 | 2026-10-26T00:00:00 | 1 | 0 | 1 | 69.65 | 10308.2 | 55944 | USA | N45 | 1501 | ABB INDUSTRIAL CONNECTIONS AND SOLUTIONS | 27511 | AB31B | RLP BOX N1 31.5L X 20W | PUR | RLP BOX N1 31.5L X 20W | EA | EA |  | TRUE |  | P | B/W | DAYTON |  | 77411S-131
133959 | 4 | 121 | States | EGAN COMPANY | Hayley Fabian | TRUE | 2026-06-09T00:00:00 | 2026-10-29T00:00:00 | 2026-10-29T00:00:00 | 1 | 0 | 1 | 3903.97 | 577787.56 | 55944 | USA | N45 | 1501 | ABB INDUSTRIAL CONNECTIONS AND SOLUTIONS | 27511 | PPXT FA INT-S | PXT FA INT-S | PUR | PXT FA INT-S | EA | EA |  | TRUE |  | P | B/W | DAYTON |  | 77411S-121
133959 | 2 | 30 | States | EGAN COMPANY | Hayley Fabian | TRUE | 2026-06-09T00:00:00 | 2026-10-08T00:00:00 | 2026-08-12T00:00:00 | 1 | 0 | 1 | 108.54 | 16063.92 | 55944 | USA | N45 | 1501 | ABB INDUSTRIAL CONNECTIONS AND SOLUTIONS | 27511 | AF31SN | PRLP FRONT 31.5 X 20 SURF N | PUR | PRLP FRONT 31.5 X 20 SURF N | EA | EA |  | TRUE |  | P | B/W | DAYTON |  | 77411S-30
133959 | 1 | 72 | States | EGAN COMPANY | Hayley Fabian | TRUE | 2026-06-09T00:00:00 | 2026-10-08T00:00:00 | 2026-09-24T00:00:00 | 1 | 0 | 1 | 69.65 | 10308.2 | 55944 | USA | N45 | 1501 | ABB INDUSTRIAL CONNECTIONS AND SOLUTIONS | 27511 | AB31B | RLP BOX N1 31.5L X 20W | PUR | RLP BOX N1 31.5L X 20W | EA | EA |  | TRUE |  | P | B/W | DAYTON |  | 77411S-72
133959 | 1 | 146 | States | EGAN COMPANY | Hayley Fabian | TRUE | 2026-06-09T00:00:00 | 2026-11-20T00:00:00 | 2026-11-20T00:00:00 | 1 | 0 | 1 | 69.65 | 10308.2 | 55944 | USA | N45 | 1501 | ABB INDUSTRIAL CONNECTIONS AND SOLUTIONS | 27511 | AB31B | RLP BOX N1 31.5L X 20W | PUR | RLP BOX N1 31.5L X 20W | EA | EA |  | TRUE |  | P | B/W | DAYTON |  | 77411S-146
133959 | 2 | 84 | States | EGAN COMPANY | Hayley Fabian | TRUE | 2026-06-09T00:00:00 | 2026-10-08T00:00:00 | 2026-09-24T00:00:00 | 1 | 0 | 1 | 108.54 | 16063.92 | 55944 | USA | N45 | 1501 | ABB INDUSTRIAL CONNECTIONS AND SOLUTIONS | 27511 | AF31SN | PRLP FRONT 31.5 X 20 SURF N | PUR | PRLP FRONT 31.5 X 20 SURF N | EA | EA |  | TRUE |  | P | B/W | DAYTON |  | 77411S-84
133959 | 3 | 74 | States | EGAN COMPANY | Hayley Fabian | TRUE | 2026-06-09T00:00:00 | 2026-09-29T00:00:00 | 2026-09-29T00:00:00 | 1 | 0 | 1 | 215.86 | 31947.28 | 55944 | USA | N45 | 1501 | ABB INDUSTRIAL CONNECTIONS AND SOLUTIONS | 27511 | PPXT FA BOX-S | 1B PPXT FA INT-S | PUR | PPXT FA INT-S | EA | EA |  | TRUE |  | P | B/W | DAYTON |  | 77411S-74
133959 | 2 | 119 | States | EGAN COMPANY | Hayley Fabian | TRUE | 2026-06-09T00:00:00 | 2026-10-26T00:00:00 | 2026-10-26T00:00:00 | 1 | 0 | 1 | 108.54 | 16063.92 | 55944 | USA | N45 | 1501 | ABB INDUSTRIAL CONNECTIONS AND SOLUTIONS | 27511 | AF31SN | PRLP FRONT 31.5 X 20 SURF N | PUR | PRLP FRONT 31.5 X 20 SURF N | EA | EA |  | TRUE |  | P | B/W | DAYTON |  | 77411S-119
133959 | 5 | 46 | States | EGAN COMPANY | Hayley Fabian | TRUE | 2026-06-09T00:00:00 | 2026-10-08T00:00:00 | 2026-08-25T00:00:00 | 1 | 0 | 1 | 611.3 | 90472.4 | 55944 | USA | N45 | 1501 | ABB INDUSTRIAL CONNECTIONS AND SOLUTIONS | 27511 | RQF-INTERIOR-N | GENERIC RQ LP - NORMAL | PUR | GENERIC RQ LP - NORMAL | EA | EA |  | TRUE |  | P | B/W | DAYTON |  | 77411S-46
133959 | 1 | 52 | States | EGAN COMPANY | Hayley Fabian | TRUE | 2026-06-09T00:00:00 | 2026-10-08T00:00:00 | 2026-08-25T00:00:00 | 1 | 0 | 1 | 69.65 | 10308.2 | 55944 | USA | N45 | 1501 | ABB INDUSTRIAL CONNECTIONS AND SOLUTIONS | 27511 | AB31B | RLP BOX N1 31.5L X 20W | PUR | RLP BOX N1 31.5L X 20W | EA | EA |  | TRUE |  | P | B/W | DAYTON |  | 77411S-52
133959 | 3 | 66 | States | EGAN COMPANY | Hayley Fabian | TRUE | 2026-06-09T00:00:00 | 2026-09-29T00:00:00 | 2026-09-29T00:00:00 | 1 | 0 | 1 | 215.86 | 31947.28 | 55944 | USA | N45 | 1501 | ABB INDUSTRIAL CONNECTIONS AND SOLUTIONS | 27511 | PPXT FA BOX-S | 1B PPXT FA INT-S | PUR | PPXT FA INT-S | EA | EA |  | TRUE |  | P | B/W | DAYTON |  | 77411S-66
133959 | 1 | 114 | States | EGAN COMPANY | Hayley Fabian | TRUE | 2026-06-09T00:00:00 | 2026-10-26T00:00:00 | 2026-10-26T00:00:00 | 1 | 0 | 1 | 69.65 | 10308.2 | 55944 | USA | N45 | 1501 | ABB INDUSTRIAL CONNECTIONS AND SOLUTIONS | 27511 | AB31B | RLP BOX N1 31.5L X 20W | PUR | RLP BOX N1 31.5L X 20W | EA | EA |  | TRUE |  | P | B/W | DAYTON |  | 77411S-114
133959 | 5 | 106 | States | EGAN COMPANY | Hayley Fabian | TRUE | 2026-06-09T00:00:00 | 2026-10-26T00:00:00 | 2026-10-26T00:00:00 | 1 | 0 | 1 | 611.3 | 90472.4 | 55944 | USA | N45 | 1501 | ABB INDUSTRIAL CONNECTIONS AND SOLUTIONS | 27511 | RQF-INTERIOR-N | GENERIC RQ LP - NORMAL | PUR | GENERIC RQ LP - NORMAL | EA | EA |  | TRUE |  | P | B/W | DAYTON |  | 77411S-106
133959 | 5 | 107 | States | EGAN COMPANY | Hayley Fabian | TRUE | 2026-06-09T00:00:00 | 2026-10-26T00:00:00 | 2026-10-26T00:00:00 | 1 | 0 | 1 | 611.3 | 90472.4 | 55944 | USA | N45 | 1501 | ABB INDUSTRIAL CONNECTIONS AND SOLUTIONS | 27511 | RQF-INTERIOR-N | GENERIC RQ LP - NORMAL | PUR | GENERIC RQ LP - NORMAL | EA | EA |  | TRUE |  | P | B/W | DAYTON |  | 77411S-107
133959 | 1 | 49 | States | EGAN COMPANY | Hayley Fabian | TRUE | 2026-06-09T00:00:00 | 2026-10-08T00:00:00 | 2026-08-25T00:00:00 | 1 | 0 | 1 | 69.65 | 10308.2 | 55944 | USA | N45 | 1501 | ABB INDUSTRIAL CONNECTIONS AND SOLUTIONS | 27511 | AB31B | RLP BOX N1 31.5L X 20W | PUR | RLP BOX N1 31.5L X 20W | EA | EA |  | TRUE |  | P | B/W | DAYTON |  | 77411S-49
133959 | 5 | 37 | States | EGAN COMPANY | Hayley Fabian | TRUE | 2026-06-09T00:00:00 | 2026-10-08T00:00:00 | 2026-08-12T00:00:00 | 1 | 0 | 1 | 611.3 | 90472.4 | 55944 | USA | N45 | 1501 | ABB INDUSTRIAL CONNECTIONS AND SOLUTIONS | 27511 | RQF-INTERIOR-N | GENERIC RQ LP - NORMAL | PUR | GENERIC RQ LP - NORMAL | EA | EA |  | TRUE |  | P | B/W | DAYTON |  | 77411S-37
133959 | 2 | 45 | States | EGAN COMPANY | Hayley Fabian | TRUE | 2026-06-09T00:00:00 | 2026-10-08T00:00:00 | 2026-08-25T00:00:00 | 1 | 0 | 1 | 108.54 | 16063.92 | 55944 | USA | N45 | 1501 | ABB INDUSTRIAL CONNECTIONS AND SOLUTIONS | 27511 | AF31SN | PRLP FRONT 31.5 X 20 SURF N | PUR | PRLP FRONT 31.5 X 20 SURF N | EA | EA |  | TRUE |  | P | B/W | DAYTON |  | 77411S-45
133959 | 2 | 33 | States | EGAN COMPANY | Hayley Fabian | TRUE | 2026-06-09T00:00:00 | 2026-10-08T00:00:00 | 2026-08-12T00:00:00 | 1 | 0 | 1 | 108.54 | 16063.92 | 55944 | USA | N45 | 1501 | ABB INDUSTRIAL CONNECTIONS AND SOLUTIONS | 27511 | AF31SN | PRLP FRONT 31.5 X 20 SURF N | PUR | PRLP FRONT 31.5 X 20 SURF N | EA | EA |  | TRUE |  | P | B/W | DAYTON |  | 77411S-33
133959 | 3 | 102 | States | EGAN COMPANY | Hayley Fabian | TRUE | 2026-06-09T00:00:00 | 2026-10-29T00:00:00 | 2026-10-29T00:00:00 | 1 | 0 | 1 | 215.86 | 31947.28 | 55944 | USA | N45 | 1501 | ABB INDUSTRIAL CONNECTIONS AND SOLUTIONS | 27511 | PPXT FA BOX-S | 1B PPXT FA INT-S | PUR | PPXT FA INT-S | EA | EA |  | TRUE |  | P | B/W | DAYTON |  | 77411S-102
133959 | 2 | 88 | States | EGAN COMPANY | Hayley Fabian | TRUE | 2026-06-09T00:00:00 | 2026-10-08T00:00:00 | 2026-09-24T00:00:00 | 1 | 0 | 1 | 108.54 | 16063.92 | 55944 | USA | N45 | 1501 | ABB INDUSTRIAL CONNECTIONS AND SOLUTIONS | 27511 | AF31SN | PRLP FRONT 31.5 X 20 SURF N | PUR | PRLP FRONT 31.5 X 20 SURF N | EA | EA |  | TRUE |  | P | B/W | DAYTON |  | 77411S-88
133959 | 3 | 80 | States | EGAN COMPANY | Hayley Fabian | TRUE | 2026-06-09T00:00:00 | 2026-09-29T00:00:00 | 2026-09-29T00:00:00 | 1 | 0 | 1 | 215.86 | 31947.28 | 55944 | USA | N45 | 1501 | ABB INDUSTRIAL CONNECTIONS AND SOLUTIONS | 27511 | PPXT FA BOX-S | 1B PPXT FA INT-S | PUR | PPXT FA INT-S | EA | EA |  | TRUE |  | P | B/W | DAYTON |  | 77411S-80
133959 | 3 | 72 | States | EGAN COMPANY | Hayley Fabian | TRUE | 2026-06-09T00:00:00 | 2026-09-29T00:00:00 | 2026-09-29T00:00:00 | 1 | 0 | 1 | 215.86 | 31947.28 | 55944 | USA | N45 | 1501 | ABB INDUSTRIAL CONNECTIONS AND SOLUTIONS | 27511 | PPXT FA BOX-S | 1B PPXT FA INT-S | PUR | PPXT FA INT-S | EA | EA |  | TRUE |  | P | B/W | DAYTON |  | 77411S-72
133959 | 5 | 132 | States | EGAN COMPANY | Hayley Fabian | TRUE | 2026-06-09T00:00:00 | 2026-10-26T00:00:00 | 2026-10-26T00:00:00 | 1 | 0 | 1 | 611.3 | 90472.4 | 55944 | USA | N45 | 1501 | ABB INDUSTRIAL CONNECTIONS AND SOLUTIONS | 27511 | RQF-INTERIOR-N | GENERIC RQ LP - NORMAL | PUR | GENERIC RQ LP - NORMAL | EA | EA |  | TRUE |  | P | B/W | DAYTON |  | 77411S-132
133959 | 4 | 117 | States | EGAN COMPANY | Hayley Fabian | TRUE | 2026-06-09T00:00:00 | 2026-10-29T00:00:00 | 2026-10-29T00:00:00 | 1 | 0 | 1 | 3903.97 | 577787.56 | 55944 | USA | N45 | 1501 | ABB INDUSTRIAL CONNECTIONS AND SOLUTIONS | 27511 | PPXT FA INT-S | PXT FA INT-S | PUR | PXT FA INT-S | EA | EA |  | TRUE |  | P | B/W | DAYTON |  | 77411S-117
133959 | 1 | 56 | States | EGAN COMPANY | Hayley Fabian | TRUE | 2026-06-09T00:00:00 | 2026-10-08T00:00:00 | 2026-08-25T00:00:00 | 1 | 0 | 1 | 69.65 | 10308.2 | 55944 | USA | N45 | 1501 | ABB INDUSTRIAL CONNECTIONS AND SOLUTIONS | 27511 | AB31B | RLP BOX N1 31.5L X 20W | PUR | RLP BOX N1 31.5L X 20W | EA | EA |  | TRUE |  | P | B/W | DAYTON |  | 77411S-56
133959 | 5 | 92 | States | EGAN COMPANY | Hayley Fabian | TRUE | 2026-06-09T00:00:00 | 2026-10-26T00:00:00 | 2026-10-26T00:00:00 | 1 | 0 | 1 | 611.3 | 90472.4 | 55944 | USA | N45 | 1501 | ABB INDUSTRIAL CONNECTIONS AND SOLUTIONS | 27511 | RQF-INTERIOR-N | GENERIC RQ LP - NORMAL | PUR | GENERIC RQ LP - NORMAL | EA | EA |  | TRUE |  | P | B/W | DAYTON |  | 77411S-92
133959 | 1 | 132 | States | EGAN COMPANY | Hayley Fabian | TRUE | 2026-06-09T00:00:00 | 2026-10-26T00:00:00 | 2026-10-26T00:00:00 | 1 | 0 | 1 | 69.65 | 10308.2 | 55944 | USA | N45 | 1501 | ABB INDUSTRIAL CONNECTIONS AND SOLUTIONS | 27511 | AB31B | RLP BOX N1 31.5L X 20W | PUR | RLP BOX N1 31.5L X 20W | EA | EA |  | TRUE |  | P | B/W | DAYTON |  | 77411S-132
133959 | 1 | 101 | States | EGAN COMPANY | Hayley Fabian | TRUE | 2026-06-09T00:00:00 | 2026-10-26T00:00:00 | 2026-10-26T00:00:00 | 1 | 0 | 1 | 69.65 | 10308.2 | 55944 | USA | N45 | 1501 | ABB INDUSTRIAL CONNECTIONS AND SOLUTIONS | 27511 | AB31B | RLP BOX N1 31.5L X 20W | PUR | RLP BOX N1 31.5L X 20W | EA | EA |  | TRUE |  | P | B/W | DAYTON |  | 77411S-101
133959 | 5 | 44 | States | EGAN COMPANY | Hayley Fabian | TRUE | 2026-06-09T00:00:00 | 2026-10-08T00:00:00 | 2026-08-25T00:00:00 | 1 | 0 | 1 | 611.3 | 90472.4 | 55944 | USA | N45 | 1501 | ABB INDUSTRIAL CONNECTIONS AND SOLUTIONS | 27511 | RQF-INTERIOR-N | GENERIC RQ LP - NORMAL | PUR | GENERIC RQ LP - NORMAL | EA | EA |  | TRUE |  | P | B/W | DAYTON |  | 77411S-44
133959 | 1 | 121 | States | EGAN COMPANY | Hayley Fabian | TRUE | 2026-06-09T00:00:00 | 2026-10-26T00:00:00 | 2026-10-26T00:00:00 | 1 | 0 | 1 | 69.65 | 10308.2 | 55944 | USA | N45 | 1501 | ABB INDUSTRIAL CONNECTIONS AND SOLUTIONS | 27511 | AB31B | RLP BOX N1 31.5L X 20W | PUR | RLP BOX N1 31.5L X 20W | EA | EA |  | TRUE |  | P | B/W | DAYTON |  | 77411S-121
133959 | 2 | 51 | States | EGAN COMPANY | Hayley Fabian | TRUE | 2026-06-09T00:00:00 | 2026-10-08T00:00:00 | 2026-08-25T00:00:00 | 1 | 0 | 1 | 108.54 | 16063.92 | 55944 | USA | N45 | 1501 | ABB INDUSTRIAL CONNECTIONS AND SOLUTIONS | 27511 | AF31SN | PRLP FRONT 31.5 X 20 SURF N | PUR | PRLP FRONT 31.5 X 20 SURF N | EA | EA |  | TRUE |  | P | B/W | DAYTON |  | 77411S-51
133959 | 2 | 126 | States | EGAN COMPANY | Hayley Fabian | TRUE | 2026-06-09T00:00:00 | 2026-10-26T00:00:00 | 2026-10-26T00:00:00 | 1 | 0 | 1 | 108.54 | 16063.92 | 55944 | USA | N45 | 1501 | ABB INDUSTRIAL CONNECTIONS AND SOLUTIONS | 27511 | AF31SN | PRLP FRONT 31.5 X 20 SURF N | PUR | PRLP FRONT 31.5 X 20 SURF N | EA | EA |  | TRUE |  | P | B/W | DAYTON |  | 77411S-126
133959 | 2 | 95 | States | EGAN COMPANY | Hayley Fabian | TRUE | 2026-06-09T00:00:00 | 2026-10-26T00:00:00 | 2026-10-26T00:00:00 | 1 | 0 | 1 | 108.54 | 16063.92 | 55944 | USA | N45 | 1501 | ABB INDUSTRIAL CONNECTIONS AND SOLUTIONS | 27511 | AF31SN | PRLP FRONT 31.5 X 20 SURF N | PUR | PRLP FRONT 31.5 X 20 SURF N | EA | EA |  | TRUE |  | P | B/W | DAYTON |  | 77411S-95
133959 | 2 | 25 | States | EGAN COMPANY | Hayley Fabian | TRUE | 2026-06-09T00:00:00 | 2026-10-08T00:00:00 | 2026-08-12T00:00:00 | 1 | 0 | 1 | 108.54 | 16063.92 | 55944 | USA | N45 | 1501 | ABB INDUSTRIAL CONNECTIONS AND SOLUTIONS | 27511 | AF31SN | PRLP FRONT 31.5 X 20 SURF N | PUR | PRLP FRONT 31.5 X 20 SURF N | EA | EA |  | TRUE |  | P | B/W | DAYTON |  | 77411S-25
133959 | 1 | 78 | States | EGAN COMPANY | Hayley Fabian | TRUE | 2026-06-09T00:00:00 | 2026-10-08T00:00:00 | 2026-09-24T00:00:00 | 1 | 0 | 1 | 69.65 | 10308.2 | 55944 | USA | N45 | 1501 | ABB INDUSTRIAL CONNECTIONS AND SOLUTIONS | 27511 | AB31B | RLP BOX N1 31.5L X 20W | PUR | RLP BOX N1 31.5L X 20W | EA | EA |  | TRUE |  | P | B/W | DAYTON |  | 77411S-78
133959 | 2 | 127 | States | EGAN COMPANY | Hayley Fabian | TRUE | 2026-06-09T00:00:00 | 2026-10-26T00:00:00 | 2026-10-26T00:00:00 | 1 | 0 | 1 | 108.54 | 16063.92 | 55944 | USA | N45 | 1501 | ABB INDUSTRIAL CONNECTIONS AND SOLUTIONS | 27511 | AF31SN | PRLP FRONT 31.5 X 20 SURF N | PUR | PRLP FRONT 31.5 X 20 SURF N | EA | EA |  | TRUE |  | P | B/W | DAYTON |  | 77411S-127
133959 | 3 | 145 | States | EGAN COMPANY | Hayley Fabian | TRUE | 2026-06-09T00:00:00 | 2026-11-25T00:00:00 | 2026-11-25T00:00:00 | 1 | 0 | 1 | 215.86 | 31947.28 | 55944 | USA | N45 | 1501 | ABB INDUSTRIAL CONNECTIONS AND SOLUTIONS | 27511 | PPXT FA BOX-S | 1B PPXT FA INT-S | PUR | PPXT FA INT-S | EA | EA |  | TRUE |  | P | B/W | DAYTON |  | 77411S-145
133959 | 1 | 134 | States | EGAN COMPANY | Hayley Fabian | TRUE | 2026-06-09T00:00:00 | 2026-10-26T00:00:00 | 2026-10-26T00:00:00 | 1 | 0 | 1 | 69.65 | 10308.2 | 55944 | USA | N45 | 1501 | ABB INDUSTRIAL CONNECTIONS AND SOLUTIONS | 27511 | AB31B | RLP BOX N1 31.5L X 20W | PUR | RLP BOX N1 31.5L X 20W | EA | EA |  | TRUE |  | P | B/W | DAYTON |  | 77411S-134
133959 | 1 | 62 | States | EGAN COMPANY | Hayley Fabian | TRUE | 2026-06-09T00:00:00 | 2026-10-08T00:00:00 | 2026-08-25T00:00:00 | 1 | 0 | 1 | 69.65 | 10308.2 | 55944 | USA | N45 | 1501 | ABB INDUSTRIAL CONNECTIONS AND SOLUTIONS | 27511 | AB31B | RLP BOX N1 31.5L X 20W | PUR | RLP BOX N1 31.5L X 20W | EA | EA |  | TRUE |  | P | B/W | DAYTON |  | 77411S-62
133959 | 3 | 79 | States | EGAN COMPANY | Hayley Fabian | TRUE | 2026-06-09T00:00:00 | 2026-09-29T00:00:00 | 2026-09-29T00:00:00 | 1 | 0 | 1 | 215.86 | 31947.28 | 55944 | USA | N45 | 1501 | ABB INDUSTRIAL CONNECTIONS AND SOLUTIONS | 27511 | PPXT FA BOX-S | 1B PPXT FA INT-S | PUR | PPXT FA INT-S | EA | EA |  | TRUE |  | P | B/W | DAYTON |  | 77411S-79
133959 | 2 | 94 | States | EGAN COMPANY | Hayley Fabian | TRUE | 2026-06-09T00:00:00 | 2026-10-26T00:00:00 | 2026-10-26T00:00:00 | 1 | 0 | 1 | 108.54 | 16063.92 | 55944 | USA | N45 | 1501 | ABB INDUSTRIAL CONNECTIONS AND SOLUTIONS | 27511 | AF31SN | PRLP FRONT 31.5 X 20 SURF N | PUR | PRLP FRONT 31.5 X 20 SURF N | EA | EA |  | TRUE |  | P | B/W | DAYTON |  | 77411S-94
133959 | 5 | 129 | States | EGAN COMPANY | Hayley Fabian | TRUE | 2026-06-09T00:00:00 | 2026-10-26T00:00:00 | 2026-10-26T00:00:00 | 1 | 0 | 1 | 611.3 | 90472.4 | 55944 | USA | N45 | 1501 | ABB INDUSTRIAL CONNECTIONS AND SOLUTIONS | 27511 | RQF-INTERIOR-N | GENERIC RQ LP - NORMAL | PUR | GENERIC RQ LP - NORMAL | EA | EA |  | TRUE |  | P | B/W | DAYTON |  | 77411S-129
133959 | 2 | 34 | States | EGAN COMPANY | Hayley Fabian | TRUE | 2026-06-09T00:00:00 | 2026-10-08T00:00:00 | 2026-08-12T00:00:00 | 1 | 0 | 1 | 108.54 | 16063.92 | 55944 | USA | N45 | 1501 | ABB INDUSTRIAL CONNECTIONS AND SOLUTIONS | 27511 | AF31SN | PRLP FRONT 31.5 X 20 SURF N | PUR | PRLP FRONT 31.5 X 20 SURF N | EA | EA |  | TRUE |  | P | B/W | DAYTON |  | 77411S-34
133959 | 1 | 108 | States | EGAN COMPANY | Hayley Fabian | TRUE | 2026-06-09T00:00:00 | 2026-10-26T00:00:00 | 2026-10-26T00:00:00 | 1 | 0 | 1 | 69.65 | 10308.2 | 55944 | USA | N45 | 1501 | ABB INDUSTRIAL CONNECTIONS AND SOLUTIONS | 27511 | AB31B | RLP BOX N1 31.5L X 20W | PUR | RLP BOX N1 31.5L X 20W | EA | EA |  | TRUE |  | P | B/W | DAYTON |  | 77411S-108
133959 | 5 | 50 | States | EGAN COMPANY | Hayley Fabian | TRUE | 2026-06-09T00:00:00 | 2026-10-08T00:00:00 | 2026-08-25T00:00:00 | 1 | 0 | 1 | 611.3 | 90472.4 | 55944 | USA | N45 | 1501 | ABB INDUSTRIAL CONNECTIONS AND SOLUTIONS | 27511 | RQF-INTERIOR-N | GENERIC RQ LP - NORMAL | PUR | GENERIC RQ LP - NORMAL | EA | EA |  | TRUE |  | P | B/W | DAYTON |  | 77411S-50
133959 | 5 | 78 | States | EGAN COMPANY | Hayley Fabian | TRUE | 2026-06-09T00:00:00 | 2026-10-08T00:00:00 | 2026-09-24T00:00:00 | 1 | 0 | 1 | 611.3 | 90472.4 | 55944 | USA | N45 | 1501 | ABB INDUSTRIAL CONNECTIONS AND SOLUTIONS | 27511 | RQF-INTERIOR-N | GENERIC RQ LP - NORMAL | PUR | GENERIC RQ LP - NORMAL | EA | EA |  | TRUE |  | P | B/W | DAYTON |  | 77411S-78
133959 | 2 | 39 | States | EGAN COMPANY | Hayley Fabian | TRUE | 2026-06-09T00:00:00 | 2026-10-08T00:00:00 | 2026-08-25T00:00:00 | 1 | 0 | 1 | 108.54 | 16063.92 | 55944 | USA | N45 | 1501 | ABB INDUSTRIAL CONNECTIONS AND SOLUTIONS | 27511 | AF31SN | PRLP FRONT 31.5 X 20 SURF N | PUR | PRLP FRONT 31.5 X 20 SURF N | EA | EA |  | TRUE |  | P | B/W | DAYTON |  | 77411S-39
133959 | 2 | 138 | States | EGAN COMPANY | Hayley Fabian | TRUE | 2026-06-09T00:00:00 | 2026-11-20T00:00:00 | 2026-11-20T00:00:00 | 1 | 0 | 1 | 108.54 | 16063.92 | 55944 | USA | N45 | 1501 | ABB INDUSTRIAL CONNECTIONS AND SOLUTIONS | 27511 | AF31SN | PRLP FRONT 31.5 X 20 SURF N | PUR | PRLP FRONT 31.5 X 20 SURF N | EA | EA |  | TRUE |  | P | B/W | DAYTON |  | 77411S-138
133959 | 5 | 117 | States | EGAN COMPANY | Hayley Fabian | TRUE | 2026-06-09T00:00:00 | 2026-10-26T00:00:00 | 2026-10-26T00:00:00 | 1 | 0 | 1 | 611.3 | 90472.4 | 55944 | USA | N45 | 1501 | ABB INDUSTRIAL CONNECTIONS AND SOLUTIONS | 27511 | RQF-INTERIOR-N | GENERIC RQ LP - NORMAL | PUR | GENERIC RQ LP - NORMAL | EA | EA |  | TRUE |  | P | B/W | DAYTON |  | 77411S-117
133959 | 1 | 77 | States | EGAN COMPANY | Hayley Fabian | TRUE | 2026-06-09T00:00:00 | 2026-10-08T00:00:00 | 2026-09-24T00:00:00 | 1 | 0 | 1 | 69.65 | 10308.2 | 55944 | USA | N45 | 1501 | ABB INDUSTRIAL CONNECTIONS AND SOLUTIONS | 27511 | AB31B | RLP BOX N1 31.5L X 20W | PUR | RLP BOX N1 31.5L X 20W | EA | EA |  | TRUE |  | P | B/W | DAYTON |  | 77411S-77
133959 | 5 | 58 | States | EGAN COMPANY | Hayley Fabian | TRUE | 2026-06-09T00:00:00 | 2026-10-08T00:00:00 | 2026-08-25T00:00:00 | 1 | 0 | 1 | 611.3 | 90472.4 | 55944 | USA | N45 | 1501 | ABB INDUSTRIAL CONNECTIONS AND SOLUTIONS | 27511 | RQF-INTERIOR-N | GENERIC RQ LP - NORMAL | PUR | GENERIC RQ LP - NORMAL | EA | EA |  | TRUE |  | P | B/W | DAYTON |  | 77411S-58
133959 | 5 | 141 | States | EGAN COMPANY | Hayley Fabian | TRUE | 2026-06-09T00:00:00 | 2026-11-20T00:00:00 | 2026-11-20T00:00:00 | 1 | 0 | 1 | 611.3 | 90472.4 | 55944 | USA | N45 | 1501 | ABB INDUSTRIAL CONNECTIONS AND SOLUTIONS | 27511 | RQF-INTERIOR-N | GENERIC RQ LP - NORMAL | PUR | GENERIC RQ LP - NORMAL | EA | EA |  | TRUE |  | P | B/W | DAYTON |  | 77411S-141
133959 | 4 | 107 | States | EGAN COMPANY | Hayley Fabian | TRUE | 2026-06-09T00:00:00 | 2026-10-29T00:00:00 | 2026-10-29T00:00:00 | 1 | 0 | 1 | 3903.97 | 577787.56 | 55944 | USA | N45 | 1501 | ABB INDUSTRIAL CONNECTIONS AND SOLUTIONS | 27511 | PPXT FA INT-S | PXT FA INT-S | PUR | PXT FA INT-S | EA | EA |  | TRUE |  | P | B/W | DAYTON |  | 77411S-107
133959 | 4 | 127 | States | EGAN COMPANY | Hayley Fabian | TRUE | 2026-06-09T00:00:00 | 2026-10-29T00:00:00 | 2026-10-29T00:00:00 | 1 | 0 | 1 | 3903.97 | 577787.56 | 55944 | USA | N45 | 1501 | ABB INDUSTRIAL CONNECTIONS AND SOLUTIONS | 27511 | PPXT FA INT-S | PXT FA INT-S | PUR | PXT FA INT-S | EA | EA |  | TRUE |  | P | B/W | DAYTON |  | 77411S-127
133959 | 2 | 97 | States | EGAN COMPANY | Hayley Fabian | TRUE | 2026-06-09T00:00:00 | 2026-10-26T00:00:00 | 2026-10-26T00:00:00 | 1 | 0 | 1 | 108.54 | 16063.92 | 55944 | USA | N45 | 1501 | ABB INDUSTRIAL CONNECTIONS AND SOLUTIONS | 27511 | AF31SN | PRLP FRONT 31.5 X 20 SURF N | PUR | PRLP FRONT 31.5 X 20 SURF N | EA | EA |  | TRUE |  | P | B/W | DAYTON |  | 77411S-97
133959 | 5 | 126 | States | EGAN COMPANY | Hayley Fabian | TRUE | 2026-06-09T00:00:00 | 2026-10-26T00:00:00 | 2026-10-26T00:00:00 | 1 | 0 | 1 | 611.3 | 90472.4 | 55944 | USA | N45 | 1501 | ABB INDUSTRIAL CONNECTIONS AND SOLUTIONS | 27511 | RQF-INTERIOR-N | GENERIC RQ LP - NORMAL | PUR | GENERIC RQ LP - NORMAL | EA | EA |  | TRUE |  | P | B/W | DAYTON |  | 77411S-126
133959 | 1 | 44 | States | EGAN COMPANY | Hayley Fabian | TRUE | 2026-06-09T00:00:00 | 2026-10-08T00:00:00 | 2026-08-25T00:00:00 | 1 | 0 | 1 | 69.65 | 10308.2 | 55944 | USA | N45 | 1501 | ABB INDUSTRIAL CONNECTIONS AND SOLUTIONS | 27511 | AB31B | RLP BOX N1 31.5L X 20W | PUR | RLP BOX N1 31.5L X 20W | EA | EA |  | TRUE |  | P | B/W | DAYTON |  | 77411S-44
133959 | 2 | 59 | States | EGAN COMPANY | Hayley Fabian | TRUE | 2026-06-09T00:00:00 | 2026-10-08T00:00:00 | 2026-08-25T00:00:00 | 1 | 0 | 1 | 108.54 | 16063.92 | 55944 | USA | N45 | 1501 | ABB INDUSTRIAL CONNECTIONS AND SOLUTIONS | 27511 | AF31SN | PRLP FRONT 31.5 X 20 SURF N | PUR | PRLP FRONT 31.5 X 20 SURF N | EA | EA |  | TRUE |  | P | B/W | DAYTON |  | 77411S-59
133959 | 5 | 61 | States | EGAN COMPANY | Hayley Fabian | TRUE | 2026-06-09T00:00:00 | 2026-10-08T00:00:00 | 2026-08-25T00:00:00 | 1 | 0 | 1 | 611.3 | 90472.4 | 55944 | USA | N45 | 1501 | ABB INDUSTRIAL CONNECTIONS AND SOLUTIONS | 27511 | RQF-INTERIOR-N | GENERIC RQ LP - NORMAL | PUR | GENERIC RQ LP - NORMAL | EA | EA |  | TRUE |  | P | B/W | DAYTON |  | 77411S-61
133959 | 3 | 115 | States | EGAN COMPANY | Hayley Fabian | TRUE | 2026-06-09T00:00:00 | 2026-10-29T00:00:00 | 2026-10-29T00:00:00 | 1 | 0 | 1 | 215.86 | 31947.28 | 55944 | USA | N45 | 1501 | ABB INDUSTRIAL CONNECTIONS AND SOLUTIONS | 27511 | PPXT FA BOX-S | 1B PPXT FA INT-S | PUR | PPXT FA INT-S | EA | EA |  | TRUE |  | P | B/W | DAYTON |  | 77411S-115
133959 | 2 | 73 | States | EGAN COMPANY | Hayley Fabian | TRUE | 2026-06-09T00:00:00 | 2026-10-08T00:00:00 | 2026-09-24T00:00:00 | 1 | 0 | 1 | 108.54 | 16063.92 | 55944 | USA | N45 | 1501 | ABB INDUSTRIAL CONNECTIONS AND SOLUTIONS | 27511 | AF31SN | PRLP FRONT 31.5 X 20 SURF N | PUR | PRLP FRONT 31.5 X 20 SURF N | EA | EA |  | TRUE |  | P | B/W | DAYTON |  | 77411S-73
133959 | 2 | 116 | States | EGAN COMPANY | Hayley Fabian | TRUE | 2026-06-09T00:00:00 | 2026-10-26T00:00:00 | 2026-10-26T00:00:00 | 1 | 0 | 1 | 108.54 | 16063.92 | 55944 | USA | N45 | 1501 | ABB INDUSTRIAL CONNECTIONS AND SOLUTIONS | 27511 | AF31SN | PRLP FRONT 31.5 X 20 SURF N | PUR | PRLP FRONT 31.5 X 20 SURF N | EA | EA |  | TRUE |  | P | B/W | DAYTON |  | 77411S-116
133959 | 3 | 126 | States | EGAN COMPANY | Hayley Fabian | TRUE | 2026-06-09T00:00:00 | 2026-10-29T00:00:00 | 2026-10-29T00:00:00 | 1 | 0 | 1 | 215.86 | 31947.28 | 55944 | USA | N45 | 1501 | ABB INDUSTRIAL CONNECTIONS AND SOLUTIONS | 27511 | PPXT FA BOX-S | 1B PPXT FA INT-S | PUR | PPXT FA INT-S | EA | EA |  | TRUE |  | P | B/W | DAYTON |  | 77411S-126
133959 | 5 | 69 | States | EGAN COMPANY | Hayley Fabian | TRUE | 2026-06-09T00:00:00 | 2026-10-08T00:00:00 | 2026-09-24T00:00:00 | 1 | 0 | 1 | 611.3 | 90472.4 | 55944 | USA | N45 | 1501 | ABB INDUSTRIAL CONNECTIONS AND SOLUTIONS | 27511 | RQF-INTERIOR-N | GENERIC RQ LP - NORMAL | PUR | GENERIC RQ LP - NORMAL | EA | EA |  | TRUE |  | P | B/W | DAYTON |  | 77411S-69
133959 | 2 | 24 | States | EGAN COMPANY | Hayley Fabian | TRUE | 2026-06-09T00:00:00 | 2026-10-08T00:00:00 | 2026-08-12T00:00:00 | 1 | 0 | 1 | 108.54 | 16063.92 | 55944 | USA | N45 | 1501 | ABB INDUSTRIAL CONNECTIONS AND SOLUTIONS | 27511 | AF31SN | PRLP FRONT 31.5 X 20 SURF N | PUR | PRLP FRONT 31.5 X 20 SURF N | EA | EA |  | TRUE |  | P | B/W | DAYTON |  | 77411S-24
133959 | 3 | 127 | States | EGAN COMPANY | Hayley Fabian | TRUE | 2026-06-09T00:00:00 | 2026-10-29T00:00:00 | 2026-10-29T00:00:00 | 1 | 0 | 1 | 215.86 | 31947.28 | 55944 | USA | N45 | 1501 | ABB INDUSTRIAL CONNECTIONS AND SOLUTIONS | 27511 | PPXT FA BOX-S | 1B PPXT FA INT-S | PUR | PPXT FA INT-S | EA | EA |  | TRUE |  | P | B/W | DAYTON |  | 77411S-127
133959 | 2 | 130 | States | EGAN COMPANY | Hayley Fabian | TRUE | 2026-06-09T00:00:00 | 2026-10-26T00:00:00 | 2026-10-26T00:00:00 | 1 | 0 | 1 | 108.54 | 16063.92 | 55944 | USA | N45 | 1501 | ABB INDUSTRIAL CONNECTIONS AND SOLUTIONS | 27511 | AF31SN | PRLP FRONT 31.5 X 20 SURF N | PUR | PRLP FRONT 31.5 X 20 SURF N | EA | EA |  | TRUE |  | P | B/W | DAYTON |  | 77411S-130
133959 | 4 | 143 | States | EGAN COMPANY | Hayley Fabian | TRUE | 2026-06-09T00:00:00 | 2026-11-25T00:00:00 | 2026-11-25T00:00:00 | 1 | 0 | 1 | 3903.97 | 577787.56 | 55944 | USA | N45 | 1501 | ABB INDUSTRIAL CONNECTIONS AND SOLUTIONS | 27511 | PPXT FA INT-S | PXT FA INT-S | PUR | PXT FA INT-S | EA | EA |  | TRUE |  | P | B/W | DAYTON |  | 77411S-143
133959 | 4 | 122 | States | EGAN COMPANY | Hayley Fabian | TRUE | 2026-06-09T00:00:00 | 2026-10-29T00:00:00 | 2026-10-29T00:00:00 | 1 | 0 | 1 | 3903.97 | 577787.56 | 55944 | USA | N45 | 1501 | ABB INDUSTRIAL CONNECTIONS AND SOLUTIONS | 27511 | PPXT FA INT-S | PXT FA INT-S | PUR | PXT FA INT-S | EA | EA |  | TRUE |  | P | B/W | DAYTON |  | 77411S-122
133959 | 2 | 31 | States | EGAN COMPANY | Hayley Fabian | TRUE | 2026-06-09T00:00:00 | 2026-10-08T00:00:00 | 2026-08-12T00:00:00 | 1 | 0 | 1 | 108.54 | 16063.92 | 55944 | USA | N45 | 1501 | ABB INDUSTRIAL CONNECTIONS AND SOLUTIONS | 27511 | AF31SN | PRLP FRONT 31.5 X 20 SURF N | PUR | PRLP FRONT 31.5 X 20 SURF N | EA | EA |  | TRUE |  | P | B/W | DAYTON |  | 77411S-31
133959 | 2 | 112 | States | EGAN COMPANY | Hayley Fabian | TRUE | 2026-06-09T00:00:00 | 2026-10-26T00:00:00 | 2026-10-26T00:00:00 | 1 | 0 | 1 | 108.54 | 16063.92 | 55944 | USA | N45 | 1501 | ABB INDUSTRIAL CONNECTIONS AND SOLUTIONS | 27511 | AF31SN | PRLP FRONT 31.5 X 20 SURF N | PUR | PRLP FRONT 31.5 X 20 SURF N | EA | EA |  | TRUE |  | P | B/W | DAYTON |  | 77411S-112
133959 | 1 | 145 | States | EGAN COMPANY | Hayley Fabian | TRUE | 2026-06-09T00:00:00 | 2026-11-20T00:00:00 | 2026-11-20T00:00:00 | 1 | 0 | 1 | 69.65 | 10308.2 | 55944 | USA | N45 | 1501 | ABB INDUSTRIAL CONNECTIONS AND SOLUTIONS | 27511 | AB31B | RLP BOX N1 31.5L X 20W | PUR | RLP BOX N1 31.5L X 20W | EA | EA |  | TRUE |  | P | B/W | DAYTON |  | 77411S-145
133959 | 2 | 79 | States | EGAN COMPANY | Hayley Fabian | TRUE | 2026-06-09T00:00:00 | 2026-10-08T00:00:00 | 2026-09-24T00:00:00 | 1 | 0 | 1 | 108.54 | 16063.92 | 55944 | USA | N45 | 1501 | ABB INDUSTRIAL CONNECTIONS AND SOLUTIONS | 27511 | AF31SN | PRLP FRONT 31.5 X 20 SURF N | PUR | PRLP FRONT 31.5 X 20 SURF N | EA | EA |  | TRUE |  | P | B/W | DAYTON |  | 77411S-79
133959 | 1 | 47 | States | EGAN COMPANY | Hayley Fabian | TRUE | 2026-06-09T00:00:00 | 2026-10-08T00:00:00 | 2026-08-25T00:00:00 | 1 | 0 | 1 | 69.65 | 10308.2 | 55944 | USA | N45 | 1501 | ABB INDUSTRIAL CONNECTIONS AND SOLUTIONS | 27511 | AB31B | RLP BOX N1 31.5L X 20W | PUR | RLP BOX N1 31.5L X 20W | EA | EA |  | TRUE |  | P | B/W | DAYTON |  | 77411S-47
133959 | 1 | 86 | States | EGAN COMPANY | Hayley Fabian | TRUE | 2026-06-09T00:00:00 | 2026-10-08T00:00:00 | 2026-09-24T00:00:00 | 1 | 0 | 1 | 69.65 | 10308.2 | 55944 | USA | N45 | 1501 | ABB INDUSTRIAL CONNECTIONS AND SOLUTIONS | 27511 | AB31B | RLP BOX N1 31.5L X 20W | PUR | RLP BOX N1 31.5L X 20W | EA | EA |  | TRUE |  | P | B/W | DAYTON |  | 77411S-86
133959 | 1 | 94 | States | EGAN COMPANY | Hayley Fabian | TRUE | 2026-06-09T00:00:00 | 2026-10-26T00:00:00 | 2026-10-26T00:00:00 | 1 | 0 | 1 | 69.65 | 10308.2 | 55944 | USA | N45 | 1501 | ABB INDUSTRIAL CONNECTIONS AND SOLUTIONS | 27511 | AB31B | RLP BOX N1 31.5L X 20W | PUR | RLP BOX N1 31.5L X 20W | EA | EA |  | TRUE |  | P | B/W | DAYTON |  | 77411S-94
133959 | 5 | 89 | States | EGAN COMPANY | Hayley Fabian | TRUE | 2026-06-09T00:00:00 | 2026-10-08T00:00:00 | 2026-09-24T00:00:00 | 1 | 0 | 1 | 611.3 | 90472.4 | 55944 | USA | N45 | 1501 | ABB INDUSTRIAL CONNECTIONS AND SOLUTIONS | 27511 | RQF-INTERIOR-N | GENERIC RQ LP - NORMAL | PUR | GENERIC RQ LP - NORMAL | EA | EA |  | TRUE |  | P | B/W | DAYTON |  | 77411S-89
133959 | 1 | 140 | States | EGAN COMPANY | Hayley Fabian | TRUE | 2026-06-09T00:00:00 | 2026-11-20T00:00:00 | 2026-11-20T00:00:00 | 1 | 0 | 1 | 69.65 | 10308.2 | 55944 | USA | N45 | 1501 | ABB INDUSTRIAL CONNECTIONS AND SOLUTIONS | 27511 | AB31B | RLP BOX N1 31.5L X 20W | PUR | RLP BOX N1 31.5L X 20W | EA | EA |  | TRUE |  | P | B/W | DAYTON |  | 77411S-140
133959 | 5 | 145 | States | EGAN COMPANY | Hayley Fabian | TRUE | 2026-06-09T00:00:00 | 2026-11-20T00:00:00 | 2026-11-20T00:00:00 | 1 | 0 | 1 | 611.3 | 90472.4 | 55944 | USA | N45 | 1501 | ABB INDUSTRIAL CONNECTIONS AND SOLUTIONS | 27511 | RQF-INTERIOR-N | GENERIC RQ LP - NORMAL | PUR | GENERIC RQ LP - NORMAL | EA | EA |  | TRUE |  | P | B/W | DAYTON |  | 77411S-145
133959 | 3 | 109 | States | EGAN COMPANY | Hayley Fabian | TRUE | 2026-06-09T00:00:00 | 2026-10-29T00:00:00 | 2026-10-29T00:00:00 | 1 | 0 | 1 | 215.86 | 31947.28 | 55944 | USA | N45 | 1501 | ABB INDUSTRIAL CONNECTIONS AND SOLUTIONS | 27511 | PPXT FA BOX-S | 1B PPXT FA INT-S | PUR | PPXT FA INT-S | EA | EA |  | TRUE |  | P | B/W | DAYTON |  | 77411S-109
133959 | 1 | 104 | States | EGAN COMPANY | Hayley Fabian | TRUE | 2026-06-09T00:00:00 | 2026-10-26T00:00:00 | 2026-10-26T00:00:00 | 1 | 0 | 1 | 69.65 | 10308.2 | 55944 | USA | N45 | 1501 | ABB INDUSTRIAL CONNECTIONS AND SOLUTIONS | 27511 | AB31B | RLP BOX N1 31.5L X 20W | PUR | RLP BOX N1 31.5L X 20W | EA | EA |  | TRUE |  | P | B/W | DAYTON |  | 77411S-104
133959 | 1 | 119 | States | EGAN COMPANY | Hayley Fabian | TRUE | 2026-06-09T00:00:00 | 2026-10-26T00:00:00 | 2026-10-26T00:00:00 | 1 | 0 | 1 | 69.65 | 10308.2 | 55944 | USA | N45 | 1501 | ABB INDUSTRIAL CONNECTIONS AND SOLUTIONS | 27511 | AB31B | RLP BOX N1 31.5L X 20W | PUR | RLP BOX N1 31.5L X 20W | EA | EA |  | TRUE |  | P | B/W | DAYTON |  | 77411S-119
133959 | 4 | 116 | States | EGAN COMPANY | Hayley Fabian | TRUE | 2026-06-09T00:00:00 | 2026-10-29T00:00:00 | 2026-10-29T00:00:00 | 1 | 0 | 1 | 3903.97 | 577787.56 | 55944 | USA | N45 | 1501 | ABB INDUSTRIAL CONNECTIONS AND SOLUTIONS | 27511 | PPXT FA INT-S | PXT FA INT-S | PUR | PXT FA INT-S | EA | EA |  | TRUE |  | P | B/W | DAYTON |  | 77411S-116
133959 | 2 | 103 | States | EGAN COMPANY | Hayley Fabian | TRUE | 2026-06-09T00:00:00 | 2026-10-26T00:00:00 | 2026-10-26T00:00:00 | 1 | 0 | 1 | 108.54 | 16063.92 | 55944 | USA | N45 | 1501 | ABB INDUSTRIAL CONNECTIONS AND SOLUTIONS | 27511 | AF31SN | PRLP FRONT 31.5 X 20 SURF N | PUR | PRLP FRONT 31.5 X 20 SURF N | EA | EA |  | TRUE |  | P | B/W | DAYTON |  | 77411S-103
133959 | 3 | 131 | States | EGAN COMPANY | Hayley Fabian | TRUE | 2026-06-09T00:00:00 | 2026-10-29T00:00:00 | 2026-10-29T00:00:00 | 1 | 0 | 1 | 215.86 | 31947.28 | 55944 | USA | N45 | 1501 | ABB INDUSTRIAL CONNECTIONS AND SOLUTIONS | 27511 | PPXT FA BOX-S | 1B PPXT FA INT-S | PUR | PPXT FA INT-S | EA | EA |  | TRUE |  | P | B/W | DAYTON |  | 77411S-131
133959 | 5 | 144 | States | EGAN COMPANY | Hayley Fabian | TRUE | 2026-06-09T00:00:00 | 2026-11-20T00:00:00 | 2026-11-20T00:00:00 | 1 | 0 | 1 | 611.3 | 90472.4 | 55944 | USA | N45 | 1501 | ABB INDUSTRIAL CONNECTIONS AND SOLUTIONS | 27511 | RQF-INTERIOR-N | GENERIC RQ LP - NORMAL | PUR | GENERIC RQ LP - NORMAL | EA | EA |  | TRUE |  | P | B/W | DAYTON |  | 77411S-144
133959 | 4 | 128 | States | EGAN COMPANY | Hayley Fabian | TRUE | 2026-06-09T00:00:00 | 2026-10-29T00:00:00 | 2026-10-29T00:00:00 | 1 | 0 | 1 | 3903.97 | 577787.56 | 55944 | USA | N45 | 1501 | ABB INDUSTRIAL CONNECTIONS AND SOLUTIONS | 27511 | PPXT FA INT-S | PXT FA INT-S | PUR | PXT FA INT-S | EA | EA |  | TRUE |  | P | B/W | DAYTON |  | 77411S-128
133959 | 1 | 143 | States | EGAN COMPANY | Hayley Fabian | TRUE | 2026-06-09T00:00:00 | 2026-11-20T00:00:00 | 2026-11-20T00:00:00 | 1 | 0 | 1 | 69.65 | 10308.2 | 55944 | USA | N45 | 1501 | ABB INDUSTRIAL CONNECTIONS AND SOLUTIONS | 27511 | AB31B | RLP BOX N1 31.5L X 20W | PUR | RLP BOX N1 31.5L X 20W | EA | EA |  | TRUE |  | P | B/W | DAYTON |  | 77411S-143
133959 | 4 | 126 | States | EGAN COMPANY | Hayley Fabian | TRUE | 2026-06-09T00:00:00 | 2026-10-29T00:00:00 | 2026-10-29T00:00:00 | 1 | 0 | 1 | 3903.97 | 577787.56 | 55944 | USA | N45 | 1501 | ABB INDUSTRIAL CONNECTIONS AND SOLUTIONS | 27511 | PPXT FA INT-S | PXT FA INT-S | PUR | PXT FA INT-S | EA | EA |  | TRUE |  | P | B/W | DAYTON |  | 77411S-126
133959 | 2 | 50 | States | EGAN COMPANY | Hayley Fabian | TRUE | 2026-06-09T00:00:00 | 2026-10-08T00:00:00 | 2026-08-25T00:00:00 | 1 | 0 | 1 | 108.54 | 16063.92 | 55944 | USA | N45 | 1501 | ABB INDUSTRIAL CONNECTIONS AND SOLUTIONS | 27511 | AF31SN | PRLP FRONT 31.5 X 20 SURF N | PUR | PRLP FRONT 31.5 X 20 SURF N | EA | EA |  | TRUE |  | P | B/W | DAYTON |  | 77411S-50
133959 | 2 | 40 | States | EGAN COMPANY | Hayley Fabian | TRUE | 2026-06-09T00:00:00 | 2026-10-08T00:00:00 | 2026-08-25T00:00:00 | 1 | 0 | 1 | 108.54 | 16063.92 | 55944 | USA | N45 | 1501 | ABB INDUSTRIAL CONNECTIONS AND SOLUTIONS | 27511 | AF31SN | PRLP FRONT 31.5 X 20 SURF N | PUR | PRLP FRONT 31.5 X 20 SURF N | EA | EA |  | TRUE |  | P | B/W | DAYTON |  | 77411S-40
133959 | 5 | 63 | States | EGAN COMPANY | Hayley Fabian | TRUE | 2026-06-09T00:00:00 | 2026-10-08T00:00:00 | 2026-08-25T00:00:00 | 1 | 0 | 1 | 611.3 | 90472.4 | 55944 | USA | N45 | 1501 | ABB INDUSTRIAL CONNECTIONS AND SOLUTIONS | 27511 | RQF-INTERIOR-N | GENERIC RQ LP - NORMAL | PUR | GENERIC RQ LP - NORMAL | EA | EA |  | TRUE |  | P | B/W | DAYTON |  | 77411S-63
133959 | 4 | 135 | States | EGAN COMPANY | Hayley Fabian | TRUE | 2026-06-09T00:00:00 | 2026-10-29T00:00:00 | 2026-10-29T00:00:00 | 1 | 0 | 1 | 3903.97 | 577787.56 | 55944 | USA | N45 | 1501 | ABB INDUSTRIAL CONNECTIONS AND SOLUTIONS | 27511 | PPXT FA INT-S | PXT FA INT-S | PUR | PXT FA INT-S | EA | EA |  | TRUE |  | P | B/W | DAYTON |  | 77411S-135
133959 | 2 | 56 | States | EGAN COMPANY | Hayley Fabian | TRUE | 2026-06-09T00:00:00 | 2026-10-08T00:00:00 | 2026-08-25T00:00:00 | 1 | 0 | 1 | 108.54 | 16063.92 | 55944 | USA | N45 | 1501 | ABB INDUSTRIAL CONNECTIONS AND SOLUTIONS | 27511 | AF31SN | PRLP FRONT 31.5 X 20 SURF N | PUR | PRLP FRONT 31.5 X 20 SURF N | EA | EA |  | TRUE |  | P | B/W | DAYTON |  | 77411S-56
133959 | 4 | 131 | States | EGAN COMPANY | Hayley Fabian | TRUE | 2026-06-09T00:00:00 | 2026-10-29T00:00:00 | 2026-10-29T00:00:00 | 1 | 0 | 1 | 3903.97 | 577787.56 | 55944 | USA | N45 | 1501 | ABB INDUSTRIAL CONNECTIONS AND SOLUTIONS | 27511 | PPXT FA INT-S | PXT FA INT-S | PUR | PXT FA INT-S | EA | EA |  | TRUE |  | P | B/W | DAYTON |  | 77411S-131
133959 | 1 | 109 | States | EGAN COMPANY | Hayley Fabian | TRUE | 2026-06-09T00:00:00 | 2026-10-26T00:00:00 | 2026-10-26T00:00:00 | 1 | 0 | 1 | 69.65 | 10308.2 | 55944 | USA | N45 | 1501 | ABB INDUSTRIAL CONNECTIONS AND SOLUTIONS | 27511 | AB31B | RLP BOX N1 31.5L X 20W | PUR | RLP BOX N1 31.5L X 20W | EA | EA |  | TRUE |  | P | B/W | DAYTON |  | 77411S-109
133959 | 1 | 141 | States | EGAN COMPANY | Hayley Fabian | TRUE | 2026-06-09T00:00:00 | 2026-11-20T00:00:00 | 2026-11-20T00:00:00 | 1 | 0 | 1 | 69.65 | 10308.2 | 55944 | USA | N45 | 1501 | ABB INDUSTRIAL CONNECTIONS AND SOLUTIONS | 27511 | AB31B | RLP BOX N1 31.5L X 20W | PUR | RLP BOX N1 31.5L X 20W | EA | EA |  | TRUE |  | P | B/W | DAYTON |  | 77411S-141
133959 | 1 | 51 | States | EGAN COMPANY | Hayley Fabian | TRUE | 2026-06-09T00:00:00 | 2026-10-08T00:00:00 | 2026-08-25T00:00:00 | 1 | 0 | 1 | 69.65 | 10308.2 | 55944 | USA | N45 | 1501 | ABB INDUSTRIAL CONNECTIONS AND SOLUTIONS | 27511 | AB31B | RLP BOX N1 31.5L X 20W | PUR | RLP BOX N1 31.5L X 20W | EA | EA |  | TRUE |  | P | B/W | DAYTON |  | 77411S-51
133959 | 5 | 136 | States | EGAN COMPANY | Hayley Fabian | TRUE | 2026-06-09T00:00:00 | 2026-10-26T00:00:00 | 2026-10-26T00:00:00 | 1 | 0 | 1 | 611.3 | 90472.4 | 55944 | USA | N45 | 1501 | ABB INDUSTRIAL CONNECTIONS AND SOLUTIONS | 27511 | RQF-INTERIOR-N | GENERIC RQ LP - NORMAL | PUR | GENERIC RQ LP - NORMAL | EA | EA |  | TRUE |  | P | B/W | DAYTON |  | 77411S-136
133959 | 5 | 74 | States | EGAN COMPANY | Hayley Fabian | TRUE | 2026-06-09T00:00:00 | 2026-10-08T00:00:00 | 2026-09-24T00:00:00 | 1 | 0 | 1 | 611.3 | 90472.4 | 55944 | USA | N45 | 1501 | ABB INDUSTRIAL CONNECTIONS AND SOLUTIONS | 27511 | RQF-INTERIOR-N | GENERIC RQ LP - NORMAL | PUR | GENERIC RQ LP - NORMAL | EA | EA |  | TRUE |  | P | B/W | DAYTON |  | 77411S-74
133959 | 5 | 93 | States | EGAN COMPANY | Hayley Fabian | TRUE | 2026-06-09T00:00:00 | 2026-10-26T00:00:00 | 2026-10-26T00:00:00 | 1 | 0 | 1 | 611.3 | 90472.4 | 55944 | USA | N45 | 1501 | ABB INDUSTRIAL CONNECTIONS AND SOLUTIONS | 27511 | RQF-INTERIOR-N | GENERIC RQ LP - NORMAL | PUR | GENERIC RQ LP - NORMAL | EA | EA |  | TRUE |  | P | B/W | DAYTON |  | 77411S-93
133959 | 1 | 117 | States | EGAN COMPANY | Hayley Fabian | TRUE | 2026-06-09T00:00:00 | 2026-10-26T00:00:00 | 2026-10-26T00:00:00 | 1 | 0 | 1 | 69.65 | 10308.2 | 55944 | USA | N45 | 1501 | ABB INDUSTRIAL CONNECTIONS AND SOLUTIONS | 27511 | AB31B | RLP BOX N1 31.5L X 20W | PUR | RLP BOX N1 31.5L X 20W | EA | EA |  | TRUE |  | P | B/W | DAYTON |  | 77411S-117
133959 | 2 | 67 | States | EGAN COMPANY | Hayley Fabian | TRUE | 2026-06-09T00:00:00 | 2026-10-08T00:00:00 | 2026-09-24T00:00:00 | 1 | 0 | 1 | 108.54 | 16063.92 | 55944 | USA | N45 | 1501 | ABB INDUSTRIAL CONNECTIONS AND SOLUTIONS | 27511 | AF31SN | PRLP FRONT 31.5 X 20 SURF N | PUR | PRLP FRONT 31.5 X 20 SURF N | EA | EA |  | TRUE |  | P | B/W | DAYTON |  | 77411S-67
133959 | 3 | 129 | States | EGAN COMPANY | Hayley Fabian | TRUE | 2026-06-09T00:00:00 | 2026-10-29T00:00:00 | 2026-10-29T00:00:00 | 1 | 0 | 1 | 215.86 | 31947.28 | 55944 | USA | N45 | 1501 | ABB INDUSTRIAL CONNECTIONS AND SOLUTIONS | 27511 | PPXT FA BOX-S | 1B PPXT FA INT-S | PUR | PPXT FA INT-S | EA | EA |  | TRUE |  | P | B/W | DAYTON |  | 77411S-129
133959 | 3 | 78 | States | EGAN COMPANY | Hayley Fabian | TRUE | 2026-06-09T00:00:00 | 2026-09-29T00:00:00 | 2026-09-29T00:00:00 | 1 | 0 | 1 | 215.86 | 31947.28 | 55944 | USA | N45 | 1501 | ABB INDUSTRIAL CONNECTIONS AND SOLUTIONS | 27511 | PPXT FA BOX-S | 1B PPXT FA INT-S | PUR | PPXT FA INT-S | EA | EA |  | TRUE |  | P | B/W | DAYTON |  | 77411S-78
133959 | 4 | 112 | States | EGAN COMPANY | Hayley Fabian | TRUE | 2026-06-09T00:00:00 | 2026-10-29T00:00:00 | 2026-10-29T00:00:00 | 1 | 0 | 1 | 3903.97 | 577787.56 | 55944 | USA | N45 | 1501 | ABB INDUSTRIAL CONNECTIONS AND SOLUTIONS | 27511 | PPXT FA INT-S | PXT FA INT-S | PUR | PXT FA INT-S | EA | EA |  | TRUE |  | P | B/W | DAYTON |  | 77411S-112
133959 | 3 | 73 | States | EGAN COMPANY | Hayley Fabian | TRUE | 2026-06-09T00:00:00 | 2026-09-29T00:00:00 | 2026-09-29T00:00:00 | 1 | 0 | 1 | 215.86 | 31947.28 | 55944 | USA | N45 | 1501 | ABB INDUSTRIAL CONNECTIONS AND SOLUTIONS | 27511 | PPXT FA BOX-S | 1B PPXT FA INT-S | PUR | PPXT FA INT-S | EA | EA |  | TRUE |  | P | B/W | DAYTON |  | 77411S-73
133959 | 4 | 109 | States | EGAN COMPANY | Hayley Fabian | TRUE | 2026-06-09T00:00:00 | 2026-10-29T00:00:00 | 2026-10-29T00:00:00 | 1 | 0 | 1 | 3903.97 | 577787.56 | 55944 | USA | N45 | 1501 | ABB INDUSTRIAL CONNECTIONS AND SOLUTIONS | 27511 | PPXT FA INT-S | PXT FA INT-S | PUR | PXT FA INT-S | EA | EA |  | TRUE |  | P | B/W | DAYTON |  | 77411S-109
133959 | 3 | 106 | States | EGAN COMPANY | Hayley Fabian | TRUE | 2026-06-09T00:00:00 | 2026-10-29T00:00:00 | 2026-10-29T00:00:00 | 1 | 0 | 1 | 215.86 | 31947.28 | 55944 | USA | N45 | 1501 | ABB INDUSTRIAL CONNECTIONS AND SOLUTIONS | 27511 | PPXT FA BOX-S | 1B PPXT FA INT-S | PUR | PPXT FA INT-S | EA | EA |  | TRUE |  | P | B/W | DAYTON |  | 77411S-106
133959 | 2 | 144 | States | EGAN COMPANY | Hayley Fabian | TRUE | 2026-06-09T00:00:00 | 2026-11-20T00:00:00 | 2026-11-20T00:00:00 | 1 | 0 | 1 | 108.54 | 16063.92 | 55944 | USA | N45 | 1501 | ABB INDUSTRIAL CONNECTIONS AND SOLUTIONS | 27511 | AF31SN | PRLP FRONT 31.5 X 20 SURF N | PUR | PRLP FRONT 31.5 X 20 SURF N | EA | EA |  | TRUE |  | P | B/W | DAYTON |  | 77411S-144
133959 | 5 | 112 | States | EGAN COMPANY | Hayley Fabian | TRUE | 2026-06-09T00:00:00 | 2026-10-26T00:00:00 | 2026-10-26T00:00:00 | 1 | 0 | 1 | 611.3 | 90472.4 | 55944 | USA | N45 | 1501 | ABB INDUSTRIAL CONNECTIONS AND SOLUTIONS | 27511 | RQF-INTERIOR-N | GENERIC RQ LP - NORMAL | PUR | GENERIC RQ LP - NORMAL | EA | EA |  | TRUE |  | P | B/W | DAYTON |  | 77411S-112
133959 | 2 | 65 | States | EGAN COMPANY | Hayley Fabian | TRUE | 2026-06-09T00:00:00 | 2026-10-08T00:00:00 | 2026-09-24T00:00:00 | 1 | 0 | 1 | 108.54 | 16063.92 | 55944 | USA | N45 | 1501 | ABB INDUSTRIAL CONNECTIONS AND SOLUTIONS | 27511 | AF31SN | PRLP FRONT 31.5 X 20 SURF N | PUR | PRLP FRONT 31.5 X 20 SURF N | EA | EA |  | TRUE |  | P | B/W | DAYTON |  | 77411S-65
133959 | 2 | 41 | States | EGAN COMPANY | Hayley Fabian | TRUE | 2026-06-09T00:00:00 | 2026-10-08T00:00:00 | 2026-08-25T00:00:00 | 1 | 0 | 1 | 108.54 | 16063.92 | 55944 | USA | N45 | 1501 | ABB INDUSTRIAL CONNECTIONS AND SOLUTIONS | 27511 | AF31SN | PRLP FRONT 31.5 X 20 SURF N | PUR | PRLP FRONT 31.5 X 20 SURF N | EA | EA |  | TRUE |  | P | B/W | DAYTON |  | 77411S-41
133959 | 2 | 70 | States | EGAN COMPANY | Hayley Fabian | TRUE | 2026-06-09T00:00:00 | 2026-10-08T00:00:00 | 2026-09-24T00:00:00 | 1 | 0 | 1 | 108.54 | 16063.92 | 55944 | USA | N45 | 1501 | ABB INDUSTRIAL CONNECTIONS AND SOLUTIONS | 27511 | AF31SN | PRLP FRONT 31.5 X 20 SURF N | PUR | PRLP FRONT 31.5 X 20 SURF N | EA | EA |  | TRUE |  | P | B/W | DAYTON |  | 77411S-70
133959 | 5 | 82 | States | EGAN COMPANY | Hayley Fabian | TRUE | 2026-06-09T00:00:00 | 2026-10-08T00:00:00 | 2026-09-24T00:00:00 | 1 | 0 | 1 | 611.3 | 90472.4 | 55944 | USA | N45 | 1501 | ABB INDUSTRIAL CONNECTIONS AND SOLUTIONS | 27511 | RQF-INTERIOR-N | GENERIC RQ LP - NORMAL | PUR | GENERIC RQ LP - NORMAL | EA | EA |  | TRUE |  | P | B/W | DAYTON |  | 77411S-82
133959 | 5 | 70 | States | EGAN COMPANY | Hayley Fabian | TRUE | 2026-06-09T00:00:00 | 2026-10-08T00:00:00 | 2026-09-24T00:00:00 | 1 | 0 | 1 | 611.3 | 90472.4 | 55944 | USA | N45 | 1501 | ABB INDUSTRIAL CONNECTIONS AND SOLUTIONS | 27511 | RQF-INTERIOR-N | GENERIC RQ LP - NORMAL | PUR | GENERIC RQ LP - NORMAL | EA | EA |  | TRUE |  | P | B/W | DAYTON |  | 77411S-70
133959 | 5 | 87 | States | EGAN COMPANY | Hayley Fabian | TRUE | 2026-06-09T00:00:00 | 2026-10-08T00:00:00 | 2026-09-24T00:00:00 | 1 | 0 | 1 | 611.3 | 90472.4 | 55944 | USA | N45 | 1501 | ABB INDUSTRIAL CONNECTIONS AND SOLUTIONS | 27511 | RQF-INTERIOR-N | GENERIC RQ LP - NORMAL | PUR | GENERIC RQ LP - NORMAL | EA | EA |  | TRUE |  | P | B/W | DAYTON |  | 77411S-87
133959 | 1 | 59 | States | EGAN COMPANY | Hayley Fabian | TRUE | 2026-06-09T00:00:00 | 2026-10-08T00:00:00 | 2026-08-25T00:00:00 | 1 | 0 | 1 | 69.65 | 10308.2 | 55944 | USA | N45 | 1501 | ABB INDUSTRIAL CONNECTIONS AND SOLUTIONS | 27511 | AB31B | RLP BOX N1 31.5L X 20W | PUR | RLP BOX N1 31.5L X 20W | EA | EA |  | TRUE |  | P | B/W | DAYTON |  | 77411S-59
133959 | 4 | 119 | States | EGAN COMPANY | Hayley Fabian | TRUE | 2026-06-09T00:00:00 | 2026-10-29T00:00:00 | 2026-10-29T00:00:00 | 1 | 0 | 1 | 3903.97 | 577787.56 | 55944 | USA | N45 | 1501 | ABB INDUSTRIAL CONNECTIONS AND SOLUTIONS | 27511 | PPXT FA INT-S | PXT FA INT-S | PUR | PXT FA INT-S | EA | EA |  | TRUE |  | P | B/W | DAYTON |  | 77411S-119
133959 | 1 | 139 | States | EGAN COMPANY | Hayley Fabian | TRUE | 2026-06-09T00:00:00 | 2026-11-20T00:00:00 | 2026-11-20T00:00:00 | 1 | 0 | 1 | 69.65 | 10308.2 | 55944 | USA | N45 | 1501 | ABB INDUSTRIAL CONNECTIONS AND SOLUTIONS | 27511 | AB31B | RLP BOX N1 31.5L X 20W | PUR | RLP BOX N1 31.5L X 20W | EA | EA |  | TRUE |  | P | B/W | DAYTON |  | 77411S-139
133959 | 5 | 40 | States | EGAN COMPANY | Hayley Fabian | TRUE | 2026-06-09T00:00:00 | 2026-10-08T00:00:00 | 2026-08-25T00:00:00 | 1 | 0 | 1 | 611.3 | 90472.4 | 55944 | USA | N45 | 1501 | ABB INDUSTRIAL CONNECTIONS AND SOLUTIONS | 27511 | RQF-INTERIOR-N | GENERIC RQ LP - NORMAL | PUR | GENERIC RQ LP - NORMAL | EA | EA |  | TRUE |  | P | B/W | DAYTON |  | 77411S-40
133959 | 2 | 117 | States | EGAN COMPANY | Hayley Fabian | TRUE | 2026-06-09T00:00:00 | 2026-10-26T00:00:00 | 2026-10-26T00:00:00 | 1 | 0 | 1 | 108.54 | 16063.92 | 55944 | USA | N45 | 1501 | ABB INDUSTRIAL CONNECTIONS AND SOLUTIONS | 27511 | AF31SN | PRLP FRONT 31.5 X 20 SURF N | PUR | PRLP FRONT 31.5 X 20 SURF N | EA | EA |  | TRUE |  | P | B/W | DAYTON |  | 77411S-117
133959 | 1 | 73 | States | EGAN COMPANY | Hayley Fabian | TRUE | 2026-06-09T00:00:00 | 2026-10-08T00:00:00 | 2026-09-24T00:00:00 | 1 | 0 | 1 | 69.65 | 10308.2 | 55944 | USA | N45 | 1501 | ABB INDUSTRIAL CONNECTIONS AND SOLUTIONS | 27511 | AB31B | RLP BOX N1 31.5L X 20W | PUR | RLP BOX N1 31.5L X 20W | EA | EA |  | TRUE |  | P | B/W | DAYTON |  | 77411S-73
133959 | 1 | 90 | States | EGAN COMPANY | Hayley Fabian | TRUE | 2026-06-09T00:00:00 | 2026-10-08T00:00:00 | 2026-09-24T00:00:00 | 1 | 0 | 1 | 69.65 | 10308.2 | 55944 | USA | N45 | 1501 | ABB INDUSTRIAL CONNECTIONS AND SOLUTIONS | 27511 | AB31B | RLP BOX N1 31.5L X 20W | PUR | RLP BOX N1 31.5L X 20W | EA | EA |  | TRUE |  | P | B/W | DAYTON |  | 77411S-90
133959 | 3 | 124 | States | EGAN COMPANY | Hayley Fabian | TRUE | 2026-06-09T00:00:00 | 2026-10-29T00:00:00 | 2026-10-29T00:00:00 | 1 | 0 | 1 | 215.86 | 31947.28 | 55944 | USA | N45 | 1501 | ABB INDUSTRIAL CONNECTIONS AND SOLUTIONS | 27511 | PPXT FA BOX-S | 1B PPXT FA INT-S | PUR | PPXT FA INT-S | EA | EA |  | TRUE |  | P | B/W | DAYTON |  | 77411S-124
133959 | 1 | 144 | States | EGAN COMPANY | Hayley Fabian | TRUE | 2026-06-09T00:00:00 | 2026-11-20T00:00:00 | 2026-11-20T00:00:00 | 1 | 0 | 1 | 69.65 | 10308.2 | 55944 | USA | N45 | 1501 | ABB INDUSTRIAL CONNECTIONS AND SOLUTIONS | 27511 | AB31B | RLP BOX N1 31.5L X 20W | PUR | RLP BOX N1 31.5L X 20W | EA | EA |  | TRUE |  | P | B/W | DAYTON |  | 77411S-144
133959 | 5 | 146 | States | EGAN COMPANY | Hayley Fabian | TRUE | 2026-06-09T00:00:00 | 2026-11-20T00:00:00 | 2026-11-20T00:00:00 | 1 | 0 | 1 | 611.3 | 90472.4 | 55944 | USA | N45 | 1501 | ABB INDUSTRIAL CONNECTIONS AND SOLUTIONS | 27511 | RQF-INTERIOR-N | GENERIC RQ LP - NORMAL | PUR | GENERIC RQ LP - NORMAL | EA | EA |  | TRUE |  | P | B/W | DAYTON |  | 77411S-146
133959 | 1 | 95 | States | EGAN COMPANY | Hayley Fabian | TRUE | 2026-06-09T00:00:00 | 2026-10-26T00:00:00 | 2026-10-26T00:00:00 | 1 | 0 | 1 | 69.65 | 10308.2 | 55944 | USA | N45 | 1501 | ABB INDUSTRIAL CONNECTIONS AND SOLUTIONS | 27511 | AB31B | RLP BOX N1 31.5L X 20W | PUR | RLP BOX N1 31.5L X 20W | EA | EA |  | TRUE |  | P | B/W | DAYTON |  | 77411S-95
133959 | 3 | 95 | States | EGAN COMPANY | Hayley Fabian | TRUE | 2026-06-09T00:00:00 | 2026-10-29T00:00:00 | 2026-10-29T00:00:00 | 1 | 0 | 1 | 215.86 | 31947.28 | 55944 | USA | N45 | 1501 | ABB INDUSTRIAL CONNECTIONS AND SOLUTIONS | 27511 | PPXT FA BOX-S | 1B PPXT FA INT-S | PUR | PPXT FA INT-S | EA | EA |  | TRUE |  | P | B/W | DAYTON |  | 77411S-95
133959 | 2 | 111 | States | EGAN COMPANY | Hayley Fabian | TRUE | 2026-06-09T00:00:00 | 2026-10-26T00:00:00 | 2026-10-26T00:00:00 | 1 | 0 | 1 | 108.54 | 16063.92 | 55944 | USA | N45 | 1501 | ABB INDUSTRIAL CONNECTIONS AND SOLUTIONS | 27511 | AF31SN | PRLP FRONT 31.5 X 20 SURF N | PUR | PRLP FRONT 31.5 X 20 SURF N | EA | EA |  | TRUE |  | P | B/W | DAYTON |  | 77411S-111
133959 | 3 | 92 | States | EGAN COMPANY | Hayley Fabian | TRUE | 2026-06-09T00:00:00 | 2026-10-29T00:00:00 | 2026-10-29T00:00:00 | 1 | 0 | 1 | 215.86 | 31947.28 | 55944 | USA | N45 | 1501 | ABB INDUSTRIAL CONNECTIONS AND SOLUTIONS | 27511 | PPXT FA BOX-S | 1B PPXT FA INT-S | PUR | PPXT FA INT-S | EA | EA |  | TRUE |  | P | B/W | DAYTON |  | 77411S-92
133959 | 1 | 81 | States | EGAN COMPANY | Hayley Fabian | TRUE | 2026-06-09T00:00:00 | 2026-10-08T00:00:00 | 2026-09-24T00:00:00 | 1 | 0 | 1 | 69.65 | 10308.2 | 55944 | USA | N45 | 1501 | ABB INDUSTRIAL CONNECTIONS AND SOLUTIONS | 27511 | AB31B | RLP BOX N1 31.5L X 20W | PUR | RLP BOX N1 31.5L X 20W | EA | EA |  | TRUE |  | P | B/W | DAYTON |  | 77411S-81
133959 | 5 | 111 | States | EGAN COMPANY | Hayley Fabian | TRUE | 2026-06-09T00:00:00 | 2026-10-26T00:00:00 | 2026-10-26T00:00:00 | 1 | 0 | 1 | 611.3 | 90472.4 | 55944 | USA | N45 | 1501 | ABB INDUSTRIAL CONNECTIONS AND SOLUTIONS | 27511 | RQF-INTERIOR-N | GENERIC RQ LP - NORMAL | PUR | GENERIC RQ LP - NORMAL | EA | EA |  | TRUE |  | P | B/W | DAYTON |  | 77411S-111
133959 | 5 | 124 | States | EGAN COMPANY | Hayley Fabian | TRUE | 2026-06-09T00:00:00 | 2026-10-26T00:00:00 | 2026-10-26T00:00:00 | 1 | 0 | 1 | 611.3 | 90472.4 | 55944 | USA | N45 | 1501 | ABB INDUSTRIAL CONNECTIONS AND SOLUTIONS | 27511 | RQF-INTERIOR-N | GENERIC RQ LP - NORMAL | PUR | GENERIC RQ LP - NORMAL | EA | EA |  | TRUE |  | P | B/W | DAYTON |  | 77411S-124
133959 | 5 | 75 | States | EGAN COMPANY | Hayley Fabian | TRUE | 2026-06-09T00:00:00 | 2026-10-08T00:00:00 | 2026-09-24T00:00:00 | 1 | 0 | 1 | 611.3 | 90472.4 | 55944 | USA | N45 | 1501 | ABB INDUSTRIAL CONNECTIONS AND SOLUTIONS | 27511 | RQF-INTERIOR-N | GENERIC RQ LP - NORMAL | PUR | GENERIC RQ LP - NORMAL | EA | EA |  | TRUE |  | P | B/W | DAYTON |  | 77411S-75
133959 | 1 | 98 | States | EGAN COMPANY | Hayley Fabian | TRUE | 2026-06-09T00:00:00 | 2026-10-26T00:00:00 | 2026-10-26T00:00:00 | 1 | 0 | 1 | 69.65 | 10308.2 | 55944 | USA | N45 | 1501 | ABB INDUSTRIAL CONNECTIONS AND SOLUTIONS | 27511 | AB31B | RLP BOX N1 31.5L X 20W | PUR | RLP BOX N1 31.5L X 20W | EA | EA |  | TRUE |  | P | B/W | DAYTON |  | 77411S-98
133959 | 5 | 128 | States | EGAN COMPANY | Hayley Fabian | TRUE | 2026-06-09T00:00:00 | 2026-10-26T00:00:00 | 2026-10-26T00:00:00 | 1 | 0 | 1 | 611.3 | 90472.4 | 55944 | USA | N45 | 1501 | ABB INDUSTRIAL CONNECTIONS AND SOLUTIONS | 27511 | RQF-INTERIOR-N | GENERIC RQ LP - NORMAL | PUR | GENERIC RQ LP - NORMAL | EA | EA |  | TRUE |  | P | B/W | DAYTON |  | 77411S-128
133959 | 2 | 108 | States | EGAN COMPANY | Hayley Fabian | TRUE | 2026-06-09T00:00:00 | 2026-10-26T00:00:00 | 2026-09-26T00:00:00 | 1 | 0 | 1 | 108.54 | 16063.92 | 55944 | USA | N45 | 1501 | ABB INDUSTRIAL CONNECTIONS AND SOLUTIONS | 27511 | AF31SN | PRLP FRONT 31.5 X 20 SURF N | PUR | PRLP FRONT 31.5 X 20 SURF N | EA | EA |  | TRUE |  | P | B/W | DAYTON |  | 77411S-108
133959 | 1 | 70 | States | EGAN COMPANY | Hayley Fabian | TRUE | 2026-06-09T00:00:00 | 2026-10-08T00:00:00 | 2026-09-24T00:00:00 | 1 | 0 | 1 | 69.65 | 10308.2 | 55944 | USA | N45 | 1501 | ABB INDUSTRIAL CONNECTIONS AND SOLUTIONS | 27511 | AB31B | RLP BOX N1 31.5L X 20W | PUR | RLP BOX N1 31.5L X 20W | EA | EA |  | TRUE |  | P | B/W | DAYTON |  | 77411S-70
133959 | 5 | 72 | States | EGAN COMPANY | Hayley Fabian | TRUE | 2026-06-09T00:00:00 | 2026-10-08T00:00:00 | 2026-09-24T00:00:00 | 1 | 0 | 1 | 611.3 | 90472.4 | 55944 | USA | N45 | 1501 | ABB INDUSTRIAL CONNECTIONS AND SOLUTIONS | 27511 | RQF-INTERIOR-N | GENERIC RQ LP - NORMAL | PUR | GENERIC RQ LP - NORMAL | EA | EA |  | TRUE |  | P | B/W | DAYTON |  | 77411S-72
133959 | 3 | 136 | States | EGAN COMPANY | Hayley Fabian | TRUE | 2026-06-09T00:00:00 | 2026-10-29T00:00:00 | 2026-10-29T00:00:00 | 1 | 0 | 1 | 215.86 | 31947.28 | 55944 | USA | N45 | 1501 | ABB INDUSTRIAL CONNECTIONS AND SOLUTIONS | 27511 | PPXT FA BOX-S | 1B PPXT FA INT-S | PUR | PPXT FA INT-S | EA | EA |  | TRUE |  | P | B/W | DAYTON |  | 77411S-136
133959 | 1 | 113 | States | EGAN COMPANY | Hayley Fabian | TRUE | 2026-06-09T00:00:00 | 2026-10-26T00:00:00 | 2026-10-26T00:00:00 | 1 | 0 | 1 | 69.65 | 10308.2 | 55944 | USA | N45 | 1501 | ABB INDUSTRIAL CONNECTIONS AND SOLUTIONS | 27511 | AB31B | RLP BOX N1 31.5L X 20W | PUR | RLP BOX N1 31.5L X 20W | EA | EA |  | TRUE |  | P | B/W | DAYTON |  | 77411S-113
133959 | 2 | 92 | States | EGAN COMPANY | Hayley Fabian | TRUE | 2026-06-09T00:00:00 | 2026-10-26T00:00:00 | 2026-10-26T00:00:00 | 1 | 0 | 1 | 108.54 | 16063.92 | 55944 | USA | N45 | 1501 | ABB INDUSTRIAL CONNECTIONS AND SOLUTIONS | 27511 | AF31SN | PRLP FRONT 31.5 X 20 SURF N | PUR | PRLP FRONT 31.5 X 20 SURF N | EA | EA |  | TRUE |  | P | B/W | DAYTON |  | 77411S-92
133959 | 2 | 106 | States | EGAN COMPANY | Hayley Fabian | TRUE | 2026-06-09T00:00:00 | 2026-10-26T00:00:00 | 2026-10-26T00:00:00 | 1 | 0 | 1 | 108.54 | 16063.92 | 55944 | USA | N45 | 1501 | ABB INDUSTRIAL CONNECTIONS AND SOLUTIONS | 27511 | AF31SN | PRLP FRONT 31.5 X 20 SURF N | PUR | PRLP FRONT 31.5 X 20 SURF N | EA | EA |  | TRUE |  | P | B/W | DAYTON |  | 77411S-106
133959 | 5 | 53 | States | EGAN COMPANY | Hayley Fabian | TRUE | 2026-06-09T00:00:00 | 2026-10-08T00:00:00 | 2026-08-25T00:00:00 | 1 | 0 | 1 | 611.3 | 90472.4 | 55944 | USA | N45 | 1501 | ABB INDUSTRIAL CONNECTIONS AND SOLUTIONS | 27511 | RQF-INTERIOR-N | GENERIC RQ LP - NORMAL | PUR | GENERIC RQ LP - NORMAL | EA | EA |  | TRUE |  | P | B/W | DAYTON |  | 77411S-53
133959 | 5 | 108 | States | EGAN COMPANY | Hayley Fabian | TRUE | 2026-06-09T00:00:00 | 2026-10-26T00:00:00 | 2026-10-26T00:00:00 | 1 | 0 | 1 | 611.3 | 90472.4 | 55944 | USA | N45 | 1501 | ABB INDUSTRIAL CONNECTIONS AND SOLUTIONS | 27511 | RQF-INTERIOR-N | GENERIC RQ LP - NORMAL | PUR | GENERIC RQ LP - NORMAL | EA | EA |  | TRUE |  | P | B/W | DAYTON |  | 77411S-108
133959 | 4 | 146 | States | EGAN COMPANY | Hayley Fabian | TRUE | 2026-06-09T00:00:00 | 2026-11-25T00:00:00 | 2026-11-25T00:00:00 | 1 | 0 | 1 | 3903.97 | 577787.56 | 55944 | USA | N45 | 1501 | ABB INDUSTRIAL CONNECTIONS AND SOLUTIONS | 27511 | PPXT FA INT-S | PXT FA INT-S | PUR | PXT FA INT-S | EA | EA |  | TRUE |  | P | B/W | DAYTON |  | 77411S-146
133959 | 3 | 100 | States | EGAN COMPANY | Hayley Fabian | TRUE | 2026-06-09T00:00:00 | 2026-10-29T00:00:00 | 2026-10-29T00:00:00 | 1 | 0 | 1 | 215.86 | 31947.28 | 55944 | USA | N45 | 1501 | ABB INDUSTRIAL CONNECTIONS AND SOLUTIONS | 27511 | PPXT FA BOX-S | 1B PPXT FA INT-S | PUR | PPXT FA INT-S | EA | EA |  | TRUE |  | P | B/W | DAYTON |  | 77411S-100
133959 | 5 | 52 | States | EGAN COMPANY | Hayley Fabian | TRUE | 2026-06-09T00:00:00 | 2026-10-08T00:00:00 | 2026-08-25T00:00:00 | 1 | 0 | 1 | 611.3 | 90472.4 | 55944 | USA | N45 | 1501 | ABB INDUSTRIAL CONNECTIONS AND SOLUTIONS | 27511 | RQF-INTERIOR-N | GENERIC RQ LP - NORMAL | PUR | GENERIC RQ LP - NORMAL | EA | EA |  | TRUE |  | P | B/W | DAYTON |  | 77411S-52
133959 | 2 | 134 | States | EGAN COMPANY | Hayley Fabian | TRUE | 2026-06-09T00:00:00 | 2026-10-26T00:00:00 | 2026-10-26T00:00:00 | 1 | 0 | 1 | 108.54 | 16063.92 | 55944 | USA | N45 | 1501 | ABB INDUSTRIAL CONNECTIONS AND SOLUTIONS | 27511 | AF31SN | PRLP FRONT 31.5 X 20 SURF N | PUR | PRLP FRONT 31.5 X 20 SURF N | EA | EA |  | TRUE |  | P | B/W | DAYTON |  | 77411S-134
133959 | 2 | 29 | States | EGAN COMPANY | Hayley Fabian | TRUE | 2026-06-09T00:00:00 | 2026-10-08T00:00:00 | 2026-08-12T00:00:00 | 1 | 0 | 1 | 108.54 | 16063.92 | 55944 | USA | N45 | 1501 | ABB INDUSTRIAL CONNECTIONS AND SOLUTIONS | 27511 | AF31SN | PRLP FRONT 31.5 X 20 SURF N | PUR | PRLP FRONT 31.5 X 20 SURF N | EA | EA |  | TRUE |  | P | B/W | DAYTON |  | 77411S-29
133959 | 1 | 85 | States | EGAN COMPANY | Hayley Fabian | TRUE | 2026-06-09T00:00:00 | 2026-10-08T00:00:00 | 2026-09-24T00:00:00 | 1 | 0 | 1 | 69.65 | 10308.2 | 55944 | USA | N45 | 1501 | ABB INDUSTRIAL CONNECTIONS AND SOLUTIONS | 27511 | AB31B | RLP BOX N1 31.5L X 20W | PUR | RLP BOX N1 31.5L X 20W | EA | EA |  | TRUE |  | P | B/W | DAYTON |  | 77411S-85
133959 | 4 | 142 | States | EGAN COMPANY | Hayley Fabian | TRUE | 2026-06-09T00:00:00 | 2026-11-25T00:00:00 | 2026-11-25T00:00:00 | 1 | 0 | 1 | 3903.97 | 577787.56 | 55944 | USA | N45 | 1501 | ABB INDUSTRIAL CONNECTIONS AND SOLUTIONS | 27511 | PPXT FA INT-S | PXT FA INT-S | PUR | PXT FA INT-S | EA | EA |  | TRUE |  | P | B/W | DAYTON |  | 77411S-142
133959 | 1 | 60 | States | EGAN COMPANY | Hayley Fabian | TRUE | 2026-06-09T00:00:00 | 2026-10-08T00:00:00 | 2026-08-25T00:00:00 | 1 | 0 | 1 | 69.65 | 10308.2 | 55944 | USA | N45 | 1501 | ABB INDUSTRIAL CONNECTIONS AND SOLUTIONS | 27511 | AB31B | RLP BOX N1 31.5L X 20W | PUR | RLP BOX N1 31.5L X 20W | EA | EA |  | TRUE |  | P | B/W | DAYTON |  | 77411S-60
133959 | 2 | 72 | States | EGAN COMPANY | Hayley Fabian | TRUE | 2026-06-09T00:00:00 | 2026-10-08T00:00:00 | 2026-09-24T00:00:00 | 1 | 0 | 1 | 108.54 | 16063.92 | 55944 | USA | N45 | 1501 | ABB INDUSTRIAL CONNECTIONS AND SOLUTIONS | 27511 | AF31SN | PRLP FRONT 31.5 X 20 SURF N | PUR | PRLP FRONT 31.5 X 20 SURF N | EA | EA |  | TRUE |  | P | B/W | DAYTON |  | 77411S-72
133959 | 2 | 147 | States | EGAN COMPANY | Hayley Fabian | TRUE | 2026-06-09T00:00:00 | 2026-11-20T00:00:00 | 2026-11-20T00:00:00 | 1 | 0 | 1 | 108.54 | 16063.92 | 55944 | USA | N45 | 1501 | ABB INDUSTRIAL CONNECTIONS AND SOLUTIONS | 27511 | AF31SN | PRLP FRONT 31.5 X 20 SURF N | PUR | PRLP FRONT 31.5 X 20 SURF N | EA | EA |  | TRUE |  | P | B/W | DAYTON |  | 77411S-147
133959 | 3 | 111 | States | EGAN COMPANY | Hayley Fabian | TRUE | 2026-06-09T00:00:00 | 2026-10-29T00:00:00 | 2026-10-29T00:00:00 | 1 | 0 | 1 | 215.86 | 31947.28 | 55944 | USA | N45 | 1501 | ABB INDUSTRIAL CONNECTIONS AND SOLUTIONS | 27511 | PPXT FA BOX-S | 1B PPXT FA INT-S | PUR | PPXT FA INT-S | EA | EA |  | TRUE |  | P | B/W | DAYTON |  | 77411S-111
133959 | 3 | 146 | States | EGAN COMPANY | Hayley Fabian | TRUE | 2026-06-09T00:00:00 | 2026-11-25T00:00:00 | 2026-11-25T00:00:00 | 1 | 0 | 1 | 215.86 | 31947.28 | 55944 | USA | N45 | 1501 | ABB INDUSTRIAL CONNECTIONS AND SOLUTIONS | 27511 | PPXT FA BOX-S | 1B PPXT FA INT-S | PUR | PPXT FA INT-S | EA | EA |  | TRUE |  | P | B/W | DAYTON |  | 77411S-146
133959 | 1 | 75 | States | EGAN COMPANY | Hayley Fabian | TRUE | 2026-06-09T00:00:00 | 2026-10-08T00:00:00 | 2026-09-24T00:00:00 | 1 | 0 | 1 | 69.65 | 10308.2 | 55944 | USA | N45 | 1501 | ABB INDUSTRIAL CONNECTIONS AND SOLUTIONS | 27511 | AB31B | RLP BOX N1 31.5L X 20W | PUR | RLP BOX N1 31.5L X 20W | EA | EA |  | TRUE |  | P | B/W | DAYTON |  | 77411S-75
133959 | 5 | 100 | States | EGAN COMPANY | Hayley Fabian | TRUE | 2026-06-09T00:00:00 | 2026-10-26T00:00:00 | 2026-10-26T00:00:00 | 1 | 0 | 1 | 611.3 | 90472.4 | 55944 | USA | N45 | 1501 | ABB INDUSTRIAL CONNECTIONS AND SOLUTIONS | 27511 | RQF-INTERIOR-N | GENERIC RQ LP - NORMAL | PUR | GENERIC RQ LP - NORMAL | EA | EA |  | TRUE |  | P | B/W | DAYTON |  | 77411S-100
133959 | 1 | 127 | States | EGAN COMPANY | Hayley Fabian | TRUE | 2026-06-09T00:00:00 | 2026-10-26T00:00:00 | 2026-10-26T00:00:00 | 1 | 0 | 1 | 69.65 | 10308.2 | 55944 | USA | N45 | 1501 | ABB INDUSTRIAL CONNECTIONS AND SOLUTIONS | 27511 | AB31B | RLP BOX N1 31.5L X 20W | PUR | RLP BOX N1 31.5L X 20W | EA | EA |  | TRUE |  | P | B/W | DAYTON |  | 77411S-127
133959 | 1 | 88 | States | EGAN COMPANY | Hayley Fabian | TRUE | 2026-06-09T00:00:00 | 2026-10-08T00:00:00 | 2026-09-24T00:00:00 | 1 | 0 | 1 | 69.65 | 10308.2 | 55944 | USA | N45 | 1501 | ABB INDUSTRIAL CONNECTIONS AND SOLUTIONS | 27511 | AB31B | RLP BOX N1 31.5L X 20W | PUR | RLP BOX N1 31.5L X 20W | EA | EA |  | TRUE |  | P | B/W | DAYTON |  | 77411S-88
133959 | 1 | 133 | States | EGAN COMPANY | Hayley Fabian | TRUE | 2026-06-09T00:00:00 | 2026-10-26T00:00:00 | 2026-10-26T00:00:00 | 1 | 0 | 1 | 69.65 | 10308.2 | 55944 | USA | N45 | 1501 | ABB INDUSTRIAL CONNECTIONS AND SOLUTIONS | 27511 | AB31B | RLP BOX N1 31.5L X 20W | PUR | RLP BOX N1 31.5L X 20W | EA | EA |  | TRUE |  | P | B/W | DAYTON |  | 77411S-133
133959 | 4 | 138 | States | EGAN COMPANY | Hayley Fabian | TRUE | 2026-06-09T00:00:00 | 2026-11-25T00:00:00 | 2026-11-25T00:00:00 | 1 | 0 | 1 | 3903.97 | 577787.56 | 55944 | USA | N45 | 1501 | ABB INDUSTRIAL CONNECTIONS AND SOLUTIONS | 27511 | PPXT FA INT-S | PXT FA INT-S | PUR | PXT FA INT-S | EA | EA |  | TRUE |  | P | B/W | DAYTON |  | 77411S-138
133959 | 5 | 109 | States | EGAN COMPANY | Hayley Fabian | TRUE | 2026-06-09T00:00:00 | 2026-10-26T00:00:00 | 2026-10-26T00:00:00 | 1 | 0 | 1 | 611.3 | 90472.4 | 55944 | USA | N45 | 1501 | ABB INDUSTRIAL CONNECTIONS AND SOLUTIONS | 27511 | RQF-INTERIOR-N | GENERIC RQ LP - NORMAL | PUR | GENERIC RQ LP - NORMAL | EA | EA |  | TRUE |  | P | B/W | DAYTON |  | 77411S-109
133959 | 3 | 75 | States | EGAN COMPANY | Hayley Fabian | TRUE | 2026-06-09T00:00:00 | 2026-09-29T00:00:00 | 2026-09-29T00:00:00 | 1 | 0 | 1 | 215.86 | 31947.28 | 55944 | USA | N45 | 1501 | ABB INDUSTRIAL CONNECTIONS AND SOLUTIONS | 27511 | PPXT FA BOX-S | 1B PPXT FA INT-S | PUR | PPXT FA INT-S | EA | EA |  | TRUE |  | P | B/W | DAYTON |  | 77411S-75
133959 | 2 | 42 | States | EGAN COMPANY | Hayley Fabian | TRUE | 2026-06-09T00:00:00 | 2026-10-08T00:00:00 | 2026-08-25T00:00:00 | 1 | 0 | 1 | 108.54 | 16063.92 | 55944 | USA | N45 | 1501 | ABB INDUSTRIAL CONNECTIONS AND SOLUTIONS | 27511 | AF31SN | PRLP FRONT 31.5 X 20 SURF N | PUR | PRLP FRONT 31.5 X 20 SURF N | EA | EA |  | TRUE |  | P | B/W | DAYTON |  | 77411S-42
133959 | 2 | 145 | States | EGAN COMPANY | Hayley Fabian | TRUE | 2026-06-09T00:00:00 | 2026-11-20T00:00:00 | 2026-11-20T00:00:00 | 1 | 0 | 1 | 108.54 | 16063.92 | 55944 | USA | N45 | 1501 | ABB INDUSTRIAL CONNECTIONS AND SOLUTIONS | 27511 | AF31SN | PRLP FRONT 31.5 X 20 SURF N | PUR | PRLP FRONT 31.5 X 20 SURF N | EA | EA |  | TRUE |  | P | B/W | DAYTON |  | 77411S-145
133959 | 3 | 97 | States | EGAN COMPANY | Hayley Fabian | TRUE | 2026-06-09T00:00:00 | 2026-10-29T00:00:00 | 2026-10-29T00:00:00 | 1 | 0 | 1 | 215.86 | 31947.28 | 55944 | USA | N45 | 1501 | ABB INDUSTRIAL CONNECTIONS AND SOLUTIONS | 27511 | PPXT FA BOX-S | 1B PPXT FA INT-S | PUR | PPXT FA INT-S | EA | EA |  | TRUE |  | P | B/W | DAYTON |  | 77411S-97
133959 | 4 | 133 | States | EGAN COMPANY | Hayley Fabian | TRUE | 2026-06-09T00:00:00 | 2026-10-29T00:00:00 | 2026-10-29T00:00:00 | 1 | 0 | 1 | 3903.97 | 577787.56 | 55944 | USA | N45 | 1501 | ABB INDUSTRIAL CONNECTIONS AND SOLUTIONS | 27511 | PPXT FA INT-S | PXT FA INT-S | PUR | PXT FA INT-S | EA | EA |  | TRUE |  | P | B/W | DAYTON |  | 77411S-133
133959 | 2 | 74 | States | EGAN COMPANY | Hayley Fabian | TRUE | 2026-06-09T00:00:00 | 2026-10-08T00:00:00 | 2026-09-24T00:00:00 | 1 | 0 | 1 | 108.54 | 16063.92 | 55944 | USA | N45 | 1501 | ABB INDUSTRIAL CONNECTIONS AND SOLUTIONS | 27511 | AF31SN | PRLP FRONT 31.5 X 20 SURF N | PUR | PRLP FRONT 31.5 X 20 SURF N | EA | EA |  | TRUE |  | P | B/W | DAYTON |  | 77411S-74
133959 | 5 | 60 | States | EGAN COMPANY | Hayley Fabian | TRUE | 2026-06-09T00:00:00 | 2026-10-08T00:00:00 | 2026-08-25T00:00:00 | 1 | 0 | 1 | 611.3 | 90472.4 | 55944 | USA | N45 | 1501 | ABB INDUSTRIAL CONNECTIONS AND SOLUTIONS | 27511 | RQF-INTERIOR-N | GENERIC RQ LP - NORMAL | PUR | GENERIC RQ LP - NORMAL | EA | EA |  | TRUE |  | P | B/W | DAYTON |  | 77411S-60
133959 | 3 | 94 | States | EGAN COMPANY | Hayley Fabian | TRUE | 2026-06-09T00:00:00 | 2026-10-29T00:00:00 | 2026-10-29T00:00:00 | 1 | 0 | 1 | 215.86 | 31947.28 | 55944 | USA | N45 | 1501 | ABB INDUSTRIAL CONNECTIONS AND SOLUTIONS | 27511 | PPXT FA BOX-S | 1B PPXT FA INT-S | PUR | PPXT FA INT-S | EA | EA |  | TRUE |  | P | B/W | DAYTON |  | 77411S-94
133959 | 3 | 99 | States | EGAN COMPANY | Hayley Fabian | TRUE | 2026-06-09T00:00:00 | 2026-10-29T00:00:00 | 2026-10-29T00:00:00 | 1 | 0 | 1 | 215.86 | 31947.28 | 55944 | USA | N45 | 1501 | ABB INDUSTRIAL CONNECTIONS AND SOLUTIONS | 27511 | PPXT FA BOX-S | 1B PPXT FA INT-S | PUR | PPXT FA INT-S | EA | EA |  | TRUE |  | P | B/W | DAYTON |  | 77411S-99
133959 | 2 | 26 | States | EGAN COMPANY | Hayley Fabian | TRUE | 2026-06-09T00:00:00 | 2026-10-08T00:00:00 | 2026-08-12T00:00:00 | 1 | 0 | 1 | 108.54 | 16063.92 | 55944 | USA | N45 | 1501 | ABB INDUSTRIAL CONNECTIONS AND SOLUTIONS | 27511 | AF31SN | PRLP FRONT 31.5 X 20 SURF N | PUR | PRLP FRONT 31.5 X 20 SURF N | EA | EA |  | TRUE |  | P | B/W | DAYTON |  | 77411S-26
133959 | 2 | 135 | States | EGAN COMPANY | Hayley Fabian | TRUE | 2026-06-09T00:00:00 | 2026-10-26T00:00:00 | 2026-10-26T00:00:00 | 1 | 0 | 1 | 108.54 | 16063.92 | 55944 | USA | N45 | 1501 | ABB INDUSTRIAL CONNECTIONS AND SOLUTIONS | 27511 | AF31SN | PRLP FRONT 31.5 X 20 SURF N | PUR | PRLP FRONT 31.5 X 20 SURF N | EA | EA |  | TRUE |  | P | B/W | DAYTON |  | 77411S-135
133959 | 5 | 57 | States | EGAN COMPANY | Hayley Fabian | TRUE | 2026-06-09T00:00:00 | 2026-10-08T00:00:00 | 2026-08-25T00:00:00 | 1 | 0 | 1 | 611.3 | 90472.4 | 55944 | USA | N45 | 1501 | ABB INDUSTRIAL CONNECTIONS AND SOLUTIONS | 27511 | RQF-INTERIOR-N | GENERIC RQ LP - NORMAL | PUR | GENERIC RQ LP - NORMAL | EA | EA |  | TRUE |  | P | B/W | DAYTON |  | 77411S-57
133959 | 1 | 126 | States | EGAN COMPANY | Hayley Fabian | TRUE | 2026-06-09T00:00:00 | 2026-10-26T00:00:00 | 2026-10-26T00:00:00 | 1 | 0 | 1 | 69.65 | 10308.2 | 55944 | USA | N45 | 1501 | ABB INDUSTRIAL CONNECTIONS AND SOLUTIONS | 27511 | AB31B | RLP BOX N1 31.5L X 20W | PUR | RLP BOX N1 31.5L X 20W | EA | EA |  | TRUE |  | P | B/W | DAYTON |  | 77411S-126
133959 | 3 | 123 | States | EGAN COMPANY | Hayley Fabian | TRUE | 2026-06-09T00:00:00 | 2026-10-29T00:00:00 | 2026-10-29T00:00:00 | 1 | 0 | 1 | 215.86 | 31947.28 | 55944 | USA | N45 | 1501 | ABB INDUSTRIAL CONNECTIONS AND SOLUTIONS | 27511 | PPXT FA BOX-S | 1B PPXT FA INT-S | PUR | PPXT FA INT-S | EA | EA |  | TRUE |  | P | B/W | DAYTON |  | 77411S-123
133959 | 5 | 140 | States | EGAN COMPANY | Hayley Fabian | TRUE | 2026-06-09T00:00:00 | 2026-11-20T00:00:00 | 2026-11-20T00:00:00 | 1 | 0 | 1 | 611.3 | 90472.4 | 55944 | USA | N45 | 1501 | ABB INDUSTRIAL CONNECTIONS AND SOLUTIONS | 27511 | RQF-INTERIOR-N | GENERIC RQ LP - NORMAL | PUR | GENERIC RQ LP - NORMAL | EA | EA |  | TRUE |  | P | B/W | DAYTON |  | 77411S-140
133959 | 1 | 55 | States | EGAN COMPANY | Hayley Fabian | TRUE | 2026-06-09T00:00:00 | 2026-10-08T00:00:00 | 2026-08-25T00:00:00 | 1 | 0 | 1 | 69.65 | 10308.2 | 55944 | USA | N45 | 1501 | ABB INDUSTRIAL CONNECTIONS AND SOLUTIONS | 27511 | AB31B | RLP BOX N1 31.5L X 20W | PUR | RLP BOX N1 31.5L X 20W | EA | EA |  | TRUE |  | P | B/W | DAYTON |  | 77411S-55
133959 | 2 | 52 | States | EGAN COMPANY | Hayley Fabian | TRUE | 2026-06-09T00:00:00 | 2026-10-08T00:00:00 | 2026-08-25T00:00:00 | 1 | 0 | 1 | 108.54 | 16063.92 | 55944 | USA | N45 | 1501 | ABB INDUSTRIAL CONNECTIONS AND SOLUTIONS | 27511 | AF31SN | PRLP FRONT 31.5 X 20 SURF N | PUR | PRLP FRONT 31.5 X 20 SURF N | EA | EA |  | TRUE |  | P | B/W | DAYTON |  | 77411S-52
133959 | 5 | 130 | States | EGAN COMPANY | Hayley Fabian | TRUE | 2026-06-09T00:00:00 | 2026-10-26T00:00:00 | 2026-10-26T00:00:00 | 1 | 0 | 1 | 611.3 | 90472.4 | 55944 | USA | N45 | 1501 | ABB INDUSTRIAL CONNECTIONS AND SOLUTIONS | 27511 | RQF-INTERIOR-N | GENERIC RQ LP - NORMAL | PUR | GENERIC RQ LP - NORMAL | EA | EA |  | TRUE |  | P | B/W | DAYTON |  | 77411S-130
133959 | 2 | 143 | States | EGAN COMPANY | Hayley Fabian | TRUE | 2026-06-09T00:00:00 | 2026-11-20T00:00:00 | 2026-11-20T00:00:00 | 1 | 0 | 1 | 108.54 | 16063.92 | 55944 | USA | N45 | 1501 | ABB INDUSTRIAL CONNECTIONS AND SOLUTIONS | 27511 | AF31SN | PRLP FRONT 31.5 X 20 SURF N | PUR | PRLP FRONT 31.5 X 20 SURF N | EA | EA |  | TRUE |  | P | B/W | DAYTON |  | 77411S-143
133959 | 5 | 97 | States | EGAN COMPANY | Hayley Fabian | TRUE | 2026-06-09T00:00:00 | 2026-10-26T00:00:00 | 2026-10-26T00:00:00 | 1 | 0 | 1 | 611.3 | 90472.4 | 55944 | USA | N45 | 1501 | ABB INDUSTRIAL CONNECTIONS AND SOLUTIONS | 27511 | RQF-INTERIOR-N | GENERIC RQ LP - NORMAL | PUR | GENERIC RQ LP - NORMAL | EA | EA |  | TRUE |  | P | B/W | DAYTON |  | 77411S-97
133959 | 5 | 116 | States | EGAN COMPANY | Hayley Fabian | TRUE | 2026-06-09T00:00:00 | 2026-10-26T00:00:00 | 2026-10-26T00:00:00 | 1 | 0 | 1 | 611.3 | 90472.4 | 55944 | USA | N45 | 1501 | ABB INDUSTRIAL CONNECTIONS AND SOLUTIONS | 27511 | RQF-INTERIOR-N | GENERIC RQ LP - NORMAL | PUR | GENERIC RQ LP - NORMAL | EA | EA |  | TRUE |  | P | B/W | DAYTON |  | 77411S-116
133959 | 3 | 110 | States | EGAN COMPANY | Hayley Fabian | TRUE | 2026-06-09T00:00:00 | 2026-10-29T00:00:00 | 2026-10-29T00:00:00 | 1 | 0 | 1 | 215.86 | 31947.28 | 55944 | USA | N45 | 1501 | ABB INDUSTRIAL CONNECTIONS AND SOLUTIONS | 27511 | PPXT FA BOX-S | 1B PPXT FA INT-S | PUR | PPXT FA INT-S | EA | EA |  | TRUE |  | P | B/W | DAYTON |  | 77411S-110
133959 | 5 | 96 | States | EGAN COMPANY | Hayley Fabian | TRUE | 2026-06-09T00:00:00 | 2026-10-26T00:00:00 | 2026-10-26T00:00:00 | 1 | 0 | 1 | 611.3 | 90472.4 | 55944 | USA | N45 | 1501 | ABB INDUSTRIAL CONNECTIONS AND SOLUTIONS | 27511 | RQF-INTERIOR-N | GENERIC RQ LP - NORMAL | PUR | GENERIC RQ LP - NORMAL | EA | EA |  | TRUE |  | P | B/W | DAYTON |  | 77411S-96
133959 | 5 | 81 | States | EGAN COMPANY | Hayley Fabian | TRUE | 2026-06-09T00:00:00 | 2026-10-08T00:00:00 | 2026-09-24T00:00:00 | 1 | 0 | 1 | 611.3 | 90472.4 | 55944 | USA | N45 | 1501 | ABB INDUSTRIAL CONNECTIONS AND SOLUTIONS | 27511 | RQF-INTERIOR-N | GENERIC RQ LP - NORMAL | PUR | GENERIC RQ LP - NORMAL | EA | EA |  | TRUE |  | P | B/W | DAYTON |  | 77411S-81
133959 | 1 | 96 | States | EGAN COMPANY | Hayley Fabian | TRUE | 2026-06-09T00:00:00 | 2026-10-26T00:00:00 | 2026-10-26T00:00:00 | 1 | 0 | 1 | 69.65 | 10308.2 | 55944 | USA | N45 | 1501 | ABB INDUSTRIAL CONNECTIONS AND SOLUTIONS | 27511 | AB31B | RLP BOX N1 31.5L X 20W | PUR | RLP BOX N1 31.5L X 20W | EA | EA |  | TRUE |  | P | B/W | DAYTON |  | 77411S-96
133959 | 2 | 141 | States | EGAN COMPANY | Hayley Fabian | TRUE | 2026-06-09T00:00:00 | 2026-11-20T00:00:00 | 2026-11-20T00:00:00 | 1 | 0 | 1 | 108.54 | 16063.92 | 55944 | USA | N45 | 1501 | ABB INDUSTRIAL CONNECTIONS AND SOLUTIONS | 27511 | AF31SN | PRLP FRONT 31.5 X 20 SURF N | PUR | PRLP FRONT 31.5 X 20 SURF N | EA | EA |  | TRUE |  | P | B/W | DAYTON |  | 77411S-141
133959 | 2 | 105 | States | EGAN COMPANY | Hayley Fabian | TRUE | 2026-06-09T00:00:00 | 2026-10-26T00:00:00 | 2026-10-26T00:00:00 | 1 | 0 | 1 | 108.54 | 16063.92 | 55944 | USA | N45 | 1501 | ABB INDUSTRIAL CONNECTIONS AND SOLUTIONS | 27511 | AF31SN | PRLP FRONT 31.5 X 20 SURF N | PUR | PRLP FRONT 31.5 X 20 SURF N | EA | EA |  | TRUE |  | P | B/W | DAYTON |  | 77411S-105
133959 | 1 | 58 | States | EGAN COMPANY | Hayley Fabian | TRUE | 2026-06-09T00:00:00 | 2026-10-08T00:00:00 | 2026-08-25T00:00:00 | 1 | 0 | 1 | 69.65 | 10308.2 | 55944 | USA | N45 | 1501 | ABB INDUSTRIAL CONNECTIONS AND SOLUTIONS | 27511 | AB31B | RLP BOX N1 31.5L X 20W | PUR | RLP BOX N1 31.5L X 20W | EA | EA |  | TRUE |  | P | B/W | DAYTON |  | 77411S-58
133959 | 5 | 45 | States | EGAN COMPANY | Hayley Fabian | TRUE | 2026-06-09T00:00:00 | 2026-10-08T00:00:00 | 2026-08-25T00:00:00 | 1 | 0 | 1 | 611.3 | 90472.4 | 55944 | USA | N45 | 1501 | ABB INDUSTRIAL CONNECTIONS AND SOLUTIONS | 27511 | RQF-INTERIOR-N | GENERIC RQ LP - NORMAL | PUR | GENERIC RQ LP - NORMAL | EA | EA |  | TRUE |  | P | B/W | DAYTON |  | 77411S-45
133959 | 4 | 100 | States | EGAN COMPANY | Hayley Fabian | TRUE | 2026-06-09T00:00:00 | 2026-10-29T00:00:00 | 2026-10-29T00:00:00 | 1 | 0 | 1 | 3903.97 | 577787.56 | 55944 | USA | N45 | 1501 | ABB INDUSTRIAL CONNECTIONS AND SOLUTIONS | 27511 | PPXT FA INT-S | PXT FA INT-S | PUR | PXT FA INT-S | EA | EA |  | TRUE |  | P | B/W | DAYTON |  | 77411S-100
133959 | 3 | 121 | States | EGAN COMPANY | Hayley Fabian | TRUE | 2026-06-09T00:00:00 | 2026-10-29T00:00:00 | 2026-10-29T00:00:00 | 1 | 0 | 1 | 215.86 | 31947.28 | 55944 | USA | N45 | 1501 | ABB INDUSTRIAL CONNECTIONS AND SOLUTIONS | 27511 | PPXT FA BOX-S | 1B PPXT FA INT-S | PUR | PPXT FA INT-S | EA | EA |  | TRUE |  | P | B/W | DAYTON |  | 77411S-121
133959 | 2 | 110 | States | EGAN COMPANY | Hayley Fabian | TRUE | 2026-06-09T00:00:00 | 2026-10-26T00:00:00 | 2026-10-26T00:00:00 | 1 | 0 | 1 | 108.54 | 16063.92 | 55944 | USA | N45 | 1501 | ABB INDUSTRIAL CONNECTIONS AND SOLUTIONS | 27511 | AF31SN | PRLP FRONT 31.5 X 20 SURF N | PUR | PRLP FRONT 31.5 X 20 SURF N | EA | EA |  | TRUE |  | P | B/W | DAYTON |  | 77411S-110
133959 | 5 | 77 | States | EGAN COMPANY | Hayley Fabian | TRUE | 2026-06-09T00:00:00 | 2026-10-08T00:00:00 | 2026-09-24T00:00:00 | 1 | 0 | 1 | 611.3 | 90472.4 | 55944 | USA | N45 | 1501 | ABB INDUSTRIAL CONNECTIONS AND SOLUTIONS | 27511 | RQF-INTERIOR-N | GENERIC RQ LP - NORMAL | PUR | GENERIC RQ LP - NORMAL | EA | EA |  | TRUE |  | P | B/W | DAYTON |  | 77411S-77
133959 | 3 | 68 | States | EGAN COMPANY | Hayley Fabian | TRUE | 2026-06-09T00:00:00 | 2026-09-29T00:00:00 | 2026-09-29T00:00:00 | 1 | 0 | 1 | 215.86 | 31947.28 | 55944 | USA | N45 | 1501 | ABB INDUSTRIAL CONNECTIONS AND SOLUTIONS | 27511 | PPXT FA BOX-S | 1B PPXT FA INT-S | PUR | PPXT FA INT-S | EA | EA |  | TRUE |  | P | B/W | DAYTON |  | 77411S-68
133959 | 5 | 133 | States | EGAN COMPANY | Hayley Fabian | TRUE | 2026-06-09T00:00:00 | 2026-10-26T00:00:00 | 2026-10-26T00:00:00 | 1 | 0 | 1 | 611.3 | 90472.4 | 55944 | USA | N45 | 1501 | ABB INDUSTRIAL CONNECTIONS AND SOLUTIONS | 27511 | RQF-INTERIOR-N | GENERIC RQ LP - NORMAL | PUR | GENERIC RQ LP - NORMAL | EA | EA |  | TRUE |  | P | B/W | DAYTON |  | 77411S-133
133959 | 5 | 147 | States | EGAN COMPANY | Hayley Fabian | TRUE | 2026-06-09T00:00:00 | 2026-11-20T00:00:00 | 2026-11-20T00:00:00 | 1 | 0 | 1 | 611.3 | 90472.4 | 55944 | USA | N45 | 1501 | ABB INDUSTRIAL CONNECTIONS AND SOLUTIONS | 27511 | RQF-INTERIOR-N | GENERIC RQ LP - NORMAL | PUR | GENERIC RQ LP - NORMAL | EA | EA |  | TRUE |  | P | B/W | DAYTON |  | 77411S-147
133959 | 5 | 137 | States | EGAN COMPANY | Hayley Fabian | TRUE | 2026-06-09T00:00:00 | 2026-11-20T00:00:00 | 2026-11-20T00:00:00 | 1 | 0 | 1 | 611.3 | 90472.4 | 55944 | USA | N45 | 1501 | ABB INDUSTRIAL CONNECTIONS AND SOLUTIONS | 27511 | RQF-INTERIOR-N | GENERIC RQ LP - NORMAL | PUR | GENERIC RQ LP - NORMAL | EA | EA |  | TRUE |  | P | B/W | DAYTON |  | 77411S-137
134817 | 4 | 1 | States | Champlin | Holly Davis | TRUE | 2026-07-16T00:00:00 | 2026-08-27T00:00:00 | 2026-08-27T00:00:00 | 400 | 0 | 400 | 7.12 | 2848 | 55316-3157 | USA | N30 | 1503 | THYSSEN KRUPP | 19170-7500 | 2TSE133020P1088 | 5.5" GPO CLOVER TUBE | LVS | 5.5" GPO CLOVER TUBE | EA | EA | MI | TRUE |  | P | B/W | 100
134817 | 1 | 1 | States | Champlin | Holly Davis | TRUE | 2026-07-16T00:00:00 | 2026-08-27T00:00:00 | 2026-08-27T00:00:00 | 700 | 0 | 700 | 3.46 | 2422 | 55316-3157 | USA | N30 | 1503 | THYSSEN KRUPP | 19170-7500 | 2TSE133020P1043 | 2.6875" GPO CLOVER TUBE | LVS | 2.6875" GPO CLOVER TUBE | EA | EA | MI | TRUE |  | P | B/W | 100
134817 | 3 | 1 | States | Champlin | Holly Davis | TRUE | 2026-07-16T00:00:00 | 2026-08-27T00:00:00 | 2026-08-27T00:00:00 | 2250 | 0 | 2250 | 5.35 | 12037.5 | 55316-3157 | USA | N30 | 1503 | THYSSEN KRUPP | 19170-7500 | 2TSE133020P1067 | 4.1875" GPO CLOVER TUBE | LVS | 4.1875" GPO CLOVER TUBE | EA | EA | MI | TRUE |  | P | B/W | 100
134817 | 2 | 1 | States | Champlin | Holly Davis | TRUE | 2026-07-16T00:00:00 | 2026-08-27T00:00:00 | 2026-08-27T00:00:00 | 500 | 0 | 500 | 4.6 | 2300 | 55316-3157 | USA | N30 | 1503 | THYSSEN KRUPP | 19170-7500 | 2TSE133020P1059 | 3.6875" GPO CLOVER TUBE | LVS | 3.6875" GPO CLOVER TUBE | EA | EA | MI | TRUE |  | P | B/W | 100
136089 | 1 | 1 | States | Champlin | Holly Davis | TRUE | 2026-09-14T00:00:00 | 2026-11-19T00:00:00 |  | 32 | 0 | 32 | 278.18 | 8901.76 | 55316 | USA | N30 | 1503 | THYSSEN KRUPP | 19170-7500 | GLS250 | RED GLASTIC .250 X 48 X 96 | ORM | RED GLASTIC .250 X 48 X 96 | SF | SH32 | MI | FALSE |  | P | B/W | 100
135660 | 1 | 4 | States | Champlin | Holly Davis | TRUE | 2026-08-21T00:00:00 | 2027-01-25T00:00:00 |  | 6 | 0 | 6 | 41.423 | 10604.29 | 55316 | USA | N30 | 1503 | THYSSEN KRUPP | 19170-7500 | GLS2X2X250 | RED GLASTIC ANGLE 2 X 2 X 1/4 X 10' | ORM | RED GLASTIC ANGLE 2 X 2 X 1/4 X 10' | FT | L10 | MI | FALSE |  | P | B/W | 100
135660 | 1 | 2 | States | Champlin | Holly Davis | TRUE | 2026-08-21T00:00:00 | 2027-01-15T00:00:00 |  | 93 | 0 | 93 | 41.423 | 10604.29 | 55316 | USA | N30 | 1503 | THYSSEN KRUPP | 19170-7500 | GLS2X2X250 | RED GLASTIC ANGLE 2 X 2 X 1/4 X 10' | ORM | RED GLASTIC ANGLE 2 X 2 X 1/4 X 10' | FT | L10 | MI | FALSE |  | P | B/W | 100
135660 | 1 | 3 | States | Champlin | Holly Davis | TRUE | 2026-08-21T00:00:00 | 2027-01-15T00:00:00 |  | 1 | 0 | 1 | 41.423 | 10604.29 | 55316 | USA | N30 | 1503 | THYSSEN KRUPP | 19170-7500 | GLS2X2X250 | RED GLASTIC ANGLE 2 X 2 X 1/4 X 10' | ORM | RED GLASTIC ANGLE 2 X 2 X 1/4 X 10' | FT | L10 | MI | FALSE |  | P | B/W | 100
135660 | 1 | 1 | States | Champlin | Holly Davis | TRUE | 2026-08-21T00:00:00 | 2027-01-15T00:00:00 |  | 156 | 0 | 156 | 41.423 | 10604.29 | 55316 | USA | N30 | 1503 | THYSSEN KRUPP | 19170-7500 | GLS2X2X250 | RED GLASTIC ANGLE 2 X 2 X 1/4 X 10' | ORM | RED GLASTIC ANGLE 2 X 2 X 1/4 X 10' | FT | L10 | MI | FALSE |  | P | B/W | 100
131138 | 1 | 3 | States | Champlin | Holly Davis | TRUE | 2026-02-05T00:00:00 | 2027-12-07T00:00:00 |  | 84 | 0 | 84 | 2.39 | 430.2 | 55316 | USA | N60 | 1503 | THYSSEN KRUPP | 19170-7500 | INS-R-1.375 | 1.375" INSULATOR, 3/8-16 THREAD, ROUND SHAPED | INS | 1.375" Height (1.75" Dia) 3/8-16 x 3/8 UNC, Round Shaped - Standoff Insulator Aluminum Red R2137-A4 | EA | EA |  | TRUE |  | P | B/W | 100
131138 | 1 | 2 | States | Champlin | Holly Davis | TRUE | 2026-02-05T00:00:00 | 2027-09-16T00:00:00 |  | 72 | 0 | 72 | 2.39 | 430.2 | 55316 | USA | N60 | 1503 | THYSSEN KRUPP | 19170-7500 | INS-R-1.375 | 1.375" INSULATOR, 3/8-16 THREAD, ROUND SHAPED | INS | 1.375" Height (1.75" Dia) 3/8-16 x 3/8 UNC, Round Shaped - Standoff Insulator Aluminum Red R2137-A4 | EA | EA |  | TRUE |  | P | B/W | 100
136088 | 1 | 1 | States | Champlin | Holly Davis | TRUE | 2026-09-14T00:00:00 | 2026-09-21T00:00:00 |  | 1 | 0 | 1 | 80 | 240 | 55316 | USA | N30 | 1503 | THYSSEN KRUPP | 19170-7500 | LES125 | LEXAN SHEET .125 X 48 X 96 | ORM | LEXAN SHEET .125 X 48 X 96 | SF | SH32 |  | FALSE |  | P | B/W | 100
136088 | 2 | 2 | States | Champlin | Holly Davis | TRUE | 2026-09-14T00:00:00 | 2026-09-21T00:00:00 |  | 3 | 0 | 3 | 9.4 | 56.4 | 55316 | USA | N30 | 1503 | THYSSEN KRUPP | 19170-7500 | SWG-CT-MP-04 | NEMA ANGLE GPO-3 UTR-1494 546368 - .250 THICK X 3" WIDE X 2" LEG X 8" LONG #2885 JW PROCESSING 3" (+-0) X 0.25" (+-0) | SWGF | NEMA ANGLE GPO-3 UTR-1494 546368 - .250 THICK X 3" WIDE X 2" LEG X 8" LONG #2885 JW PROCESSING 3" (+-0) X 0.25" (+-0) | EA | EA |  | FALSE |  | P | B/W | 100
136088 | 2 | 1 | States | Champlin | Holly Davis | TRUE | 2026-09-14T00:00:00 | 2026-09-21T00:00:00 |  | 3 | 0 | 3 | 9.4 | 56.4 | 55316 | USA | N30 | 1503 | THYSSEN KRUPP | 19170-7500 | SWG-CT-MP-04 | NEMA ANGLE GPO-3 UTR-1494 546368 - .250 THICK X 3" WIDE X 2" LEG X 8" LONG #2885 JW PROCESSING 3" (+-0) X 0.25" (+-0) | SWGF | NEMA ANGLE GPO-3 UTR-1494 546368 - .250 THICK X 3" WIDE X 2" LEG X 8" LONG #2885 JW PROCESSING 3" (+-0) X 0.25" (+-0) | EA | EA |  | FALSE |  | P | B/W | 100
136088 | 1 | 2 | States | Champlin | Holly Davis | TRUE | 2026-09-14T00:00:00 | 2026-10-05T00:00:00 |  | 2 | 0 | 2 | 80 | 240 | 55316 | USA | N30 | 1503 | THYSSEN KRUPP | 19170-7500 | LES125 | LEXAN SHEET .125 X 48 X 96 | ORM | LEXAN SHEET .125 X 48 X 96 | SF | SH32 |  | FALSE |  | P | B/W | 100
133124 | 2 | 6 | States | Champlin | Holly Davis | TRUE | 2026-05-08T00:00:00 | 2027-02-15T00:00:00 | 2027-02-15T00:00:00 | 10000 | 0 | 10000 | 2.42 | 145200 | 55316-3157 | USA | N30 | 1503 | THYSSEN KRUPP | 19170-7500 | INS-R-2 | 2" INSULATOR, 3/8-16 THREAD, ROUND SHAPED | INS | 2" Height (1.75" Dia) 3/8-16 x 9/16 UNC, Round Shaped - Standoff Insulator Aluminum Red R4200-A5 | EA | EA |  | TRUE |  | P | B/W | 100
133124 | 2 | 3 | States | Champlin | Holly Davis | TRUE | 2026-05-08T00:00:00 | 2026-08-14T00:00:00 | 2026-08-14T00:00:00 | 10000 | 6000 | 4000 | 2.42 | 145200 | 55316-3157 | USA | N30 | 1503 | THYSSEN KRUPP | 19170-7500 | INS-R-2 | 2" INSULATOR, 3/8-16 THREAD, ROUND SHAPED | INS | 2" Height (1.75" Dia) 3/8-16 x 9/16 UNC, Round Shaped - Standoff Insulator Aluminum Red R4200-A5 | EA | EA |  | TRUE |  | P | B/W | 100
133124 | 2 | 4 | States | Champlin | Holly Davis | TRUE | 2026-05-08T00:00:00 | 2026-10-30T00:00:00 | 2026-10-30T00:00:00 | 10000 | 0 | 10000 | 2.42 | 145200 | 55316-3157 | USA | N30 | 1503 | THYSSEN KRUPP | 19170-7500 | INS-R-2 | 2" INSULATOR, 3/8-16 THREAD, ROUND SHAPED | INS | 2" Height (1.75" Dia) 3/8-16 x 9/16 UNC, Round Shaped - Standoff Insulator Aluminum Red R4200-A5 | EA | EA |  | TRUE |  | P | B/W | 100
133124 | 2 | 5 | States | Champlin | Holly Davis | TRUE | 2026-05-08T00:00:00 | 2027-01-05T00:00:00 | 2027-01-05T00:00:00 | 10000 | 0 | 10000 | 2.42 | 145200 | 55316-3157 | USA | N30 | 1503 | THYSSEN KRUPP | 19170-7500 | INS-R-2 | 2" INSULATOR, 3/8-16 THREAD, ROUND SHAPED | INS | 2" Height (1.75" Dia) 3/8-16 x 9/16 UNC, Round Shaped - Standoff Insulator Aluminum Red R4200-A5 | EA | EA |  | TRUE |  | P | B/W | 100
135788 | 1 | 1 | States | Dayton | Holly Davis | TRUE | 2026-08-31T00:00:00 | 2026-09-21T00:00:00 |  | 10 | 0 | 10 | 57.67 | 4094.57 | 55369 | USA | N30 | 1503 | THYSSEN KRUPP | 19170-7500 | GLS001 | RED GLASTIC CHANNEL 3 x 1-1/2 x ¼ x 10’ | ORM | RED GLASTIC CHANNEL 3 x 1-1/2 x ¼ x 10’ | FT | L10 | MI | FALSE |  | P | B/W | Dayton
135788 | 2 | 5 | States | Dayton | Holly Davis | TRUE | 2026-08-31T00:00:00 | 2026-10-14T00:00:00 |  | 10 | 0 | 10 | 278.18 | 35885.22 | 55369 | USA | N30 | 1503 | THYSSEN KRUPP | 19170-7500 | GLS250 | RED GLASTIC .250 X 48 X 96 | ORM | RED GLASTIC .250 X 48 X 96 | SF | SH32 | MI | FALSE |  | P | B/W | DAYTON
135788 | 2 | 4 | States | Dayton | Holly Davis | TRUE | 2026-08-31T00:00:00 | 2026-09-17T00:00:00 |  | 20 | 0 | 20 | 278.18 | 35885.22 | 55369 | USA | N30 | 1503 | THYSSEN KRUPP | 19170-7500 | GLS250 | RED GLASTIC .250 X 48 X 96 | ORM | RED GLASTIC .250 X 48 X 96 | SF | SH32 | MI | FALSE |  | P | B/W | DAYTON
135788 | 1 | 2 | States | Dayton | Holly Davis | TRUE | 2026-08-31T00:00:00 | 2026-09-21T00:00:00 |  | 61 | 0 | 61 | 57.67 | 4094.57 | 55369 | USA | N30 | 1503 | THYSSEN KRUPP | 19170-7500 | GLS001 | RED GLASTIC CHANNEL 3 x 1-1/2 x ¼ x 10’ | ORM | RED GLASTIC CHANNEL 3 x 1-1/2 x ¼ x 10’ | FT | L10 | MI | FALSE |  | P | B/W | Dayton
135788 | 3 | 1 | States | Dayton | Holly Davis | TRUE | 2026-08-31T00:00:00 | 2026-09-04T00:00:00 |  | 1 | 0 | 1 | 73.68 | 73.68 | 55369 | USA | N30 | 1503 | THYSSEN KRUPP | 19170-7500 | GLS004 | RED GLASTIC CHANNEL 4-3/4 X 1-5/8 X 3/16 X 10' | ORM | RED GLASTIC CHANNEL 4-3/4 X 1-5/8 X 3/16 X 10' | FT | L10 | MI | FALSE |  | P | B/W | 100
135788 | 2 | 2 | States | Dayton | Holly Davis | TRUE | 2026-08-31T00:00:00 | 2026-09-08T00:00:00 |  | 61 | 0 | 61 | 278.18 | 35885.22 | 55369 | USA | N30 | 1503 | THYSSEN KRUPP | 19170-7500 | GLS250 | RED GLASTIC .250 X 48 X 96 | ORM | RED GLASTIC .250 X 48 X 96 | SF | SH32 | MI | FALSE |  | P | B/W | DAYTON
135788 | 2 | 6 | States | Dayton | Holly Davis | TRUE | 2026-08-31T00:00:00 | 2026-10-28T00:00:00 |  | 10 | 0 | 10 | 278.18 | 35885.22 | 55369 | USA | N30 | 1503 | THYSSEN KRUPP | 19170-7500 | GLS250 | RED GLASTIC .250 X 48 X 96 | ORM | RED GLASTIC .250 X 48 X 96 | SF | SH32 | MI | FALSE |  | P | B/W | DAYTON
135788 | 2 | 1 | States | Dayton | Holly Davis | TRUE | 2026-08-31T00:00:00 | 2026-09-08T00:00:00 |  | 18 | 0 | 18 | 278.18 | 35885.22 | 55369 | USA | N30 | 1503 | THYSSEN KRUPP | 19170-7500 | GLS250 | RED GLASTIC .250 X 48 X 96 | ORM | RED GLASTIC .250 X 48 X 96 | SF | SH32 | MI | FALSE |  | P | B/W | DAYTON
135788 | 2 | 3 | States | Dayton | Holly Davis | TRUE | 2026-08-31T00:00:00 | 2026-09-09T00:00:00 |  | 10 | 0 | 10 | 278.18 | 35885.22 | 55369 | USA | N30 | 1503 | THYSSEN KRUPP | 19170-7500 | GLS250 | RED GLASTIC .250 X 48 X 96 | ORM | RED GLASTIC .250 X 48 X 96 | SF | SH32 | MI | FALSE |  | P | B/W | DAYTON
135575 | 2 | 1 | States | Champlin | Holly Davis | TRUE | 2026-08-19T00:00:00 | 2026-09-23T00:00:00 | 2026-09-23T00:00:00 | 1 | 0 | 1 | 80 | 80 | 55316-3157 | USA | N30 | 1503 | THYSSEN KRUPP | 19170-7500 | LES125 | LEXAN SHEET .125 X 48 X 96 | ORM | LEXAN SHEET .125 X 48 X 96 | SF | SH32 |  | TRUE |  | P | B/W | 100
134816 | 5 | 1 | States | Champlin | Holly Davis | TRUE | 2026-07-16T00:00:00 | 2026-08-20T00:00:00 | 2026-08-20T00:00:00 | 4 | 0 | 4 | 12.52 | 50.08 | 55316-3157 | USA | N30 | 1503 | THYSSEN KRUPP | 19170-7500 | SMCO-PNL-RGC-01 | Load Bus C-Channel Support Material: RGS - Glastic Fiber | SWGF | Load Bus C-Channel Support Material: RGS - Glastic Fiber | EA | EA |  | TRUE |  | P | B/W | 100
135309 | 1 | 1 | States | Champlin | Holly Davis | TRUE | 2026-08-10T00:00:00 | 2026-08-28T00:00:00 | 2026-08-28T00:00:00 | 3 | 0 | 3 | 39.22 | 117.66 | 55316-3157 | USA | N30 | 1503 | THYSSEN KRUPP | 19170-7500 | GLC-.250-1X2X1 | RED GLASTIC CHANNEL 2 x 1 x 1/4 x 10 INCH | ORM | RED GLASTIC CHANNEL 2 x 1 x 1/4 x 10 INCH | FT | L10 | MI | TRUE |  | P | B/W | 100
132946 | 1 | 1 | States | Dayton | Holly Davis | TRUE | 2026-05-02T00:00:00 | 2026-07-07T00:00:00 | 2026-07-07T00:00:00 | 1550 | 1600 | -50 | 88.92 | 173394 | 55369-6417 | USA | N30 | 1505 | COFLEX | 18458 | cubraid400 | 400A BRAIDED FLEX CONNECTOR | SWGF | 400Amp Braided Flexible Connector - 12" Assembly Length | EA | EA |  | TRUE |  | P | FXG | DAYTON
134429 | 1 | 3 | States | Dayton | Holly Davis | TRUE | 2026-06-29T00:00:00 | 2026-10-08T00:00:00 | 2026-10-08T00:00:00 | 544 | 0 | 544 | 92.67 | 161338.47 | 55369-6417 | USA | N30 | 1505 | COFLEX | 18458 | cubraid400 | 400A BRAIDED FLEX CONNECTOR | MFG | 400A BRAIDED FLEX CONNECTOR | EA | EA |  | TRUE |  | P | FXG | Dayton
135102 | 1 | 2 | States | Dayton | Hayley Fabian | TRUE | 2026-07-29T00:00:00 | 2026-10-09T00:00:00 | 2026-10-09T00:00:00 | 2 | 1 | 1 | 4470.57 | 13411.71 | 55369-6417 | USA | N45 | 1524 | ABB INC | 27511 | PP-01 | 200A Main, 2 80A 3 Pole, 1 50A 3 Pole feeders, NEMA 1, Top Entry, 65KAIC | PUR | 200A Main, 2 80A 3 Pole, 1 50A 3 Pole feeders, NEMA 1, Top Entry, 65KAIC | EA | EA |  | TRUE |  | P | B/W | DAYTON
135102 | 4 | 2 | States | Dayton | Hayley Fabian | TRUE | 2026-07-29T00:00:00 | 2026-10-09T00:00:00 | 2026-10-09T00:00:00 | 2 | 1 | 1 | 7025.62 | 21076.86 | 55369-6417 | USA | N45 | 1524 | ABB INC | 27511 | UP | 50A Main, 18 20A 1 Pole feeders, NEMA 1, Top Entry, 65KAIC | PUR | 50A Main, 18 20A 1 Pole feeders, NEMA 1, Top Entry, 65KAIC | EA | EA |  | TRUE |  | P | B/W | DAYTON
135102 | 2 | 2 | States | Dayton | Hayley Fabian | TRUE | 2026-07-29T00:00:00 | 2026-10-09T00:00:00 | 2026-10-09T00:00:00 | 2 | 0 | 2 | 7055.25 | 28221 | 55369-6417 | USA | N45 | 1524 | ABB INC | 27511 | PP-02 | 100A Main, 18 20A 1 Pole feeders, NEMA 1, Top Entry, 65KAIC | PUR | 100A Main, 18 20A 1 Pole feeders, NEMA 1, Top Entry, 65KAIC | EA | EA |  | TRUE |  | P | B/W | DAYTON
134063 | 3 | 4 | States | Dayton | Hayley Fabian | TRUE | 2026-06-12T00:00:00 | 2027-02-15T00:00:00 | 2027-02-15T00:00:00 | 72 | 0 | 72 | 330.3 | 130798.8 | 55369-6417 | USA | N45 | 1524 | ABB INC | 27511 | FT4A14T06CN4046 | Test Switch: 14 Pole, 6-Pontential, 8-Current, Clear Cover, Screw Terminals | PUR | Test Switch: 14 Pole, 6-Pontential, 8-Current, Clear Cover, Screw Terminals | EA | EA |  | TRUE |  | P | B/W | DAYTON
134063 | 3 | 3 | States | Dayton | Hayley Fabian | TRUE | 2026-06-12T00:00:00 | 2027-01-18T00:00:00 | 2027-01-18T00:00:00 | 72 | 0 | 72 | 330.3 | 130798.8 | 55369-6417 | USA | N45 | 1524 | ABB INC | 27511 | FT4A14T06CN4046 | Test Switch: 14 Pole, 6-Pontential, 8-Current, Clear Cover, Screw Terminals | PUR | Test Switch: 14 Pole, 6-Pontential, 8-Current, Clear Cover, Screw Terminals | EA | EA |  | TRUE |  | P | B/W | DAYTON
134063 | 1 | 5 | States | Dayton | Hayley Fabian | TRUE | 2026-06-12T00:00:00 | 2027-03-18T00:00:00 | 2027-03-18T00:00:00 | 12 | 0 | 12 | 211.65 | 13968.9 | 55369-6417 | USA | N45 | 1524 | ABB INC | 27511 | C129A501G01 | Test Switch: 10 Pole, 10-Potential, Clear Cover, Screw Terminals | PUR | Test Switch: 10 Pole, 10-Potential, Clear Cover, Screw Terminals | EA | EA |  | TRUE |  | P | B/W | DAYTON
134063 | 2 | 6 | States | Dayton | Hayley Fabian | TRUE | 2026-06-12T00:00:00 | 2027-04-19T00:00:00 | 2027-04-19T00:00:00 | 12 | 0 | 12 | 216.75 | 28611 | 55369-6417 | USA | N45 | 1524 | ABB INC | 27511 | C670B197G18 | Test Switch: 10 Pole, 4-Potential, 6-Current, Clear Cover, Screw Terminals | PUR | Test Switch: 10 Pole, 4-Potential, 6-Current, Clear Cover, Screw Terminals | EA | EA |  | TRUE |  | P | B/W | DAYTON
134063 | 1 | 3 | States | Dayton | Hayley Fabian | TRUE | 2026-06-12T00:00:00 | 2027-01-18T00:00:00 | 2027-01-18T00:00:00 | 12 | 0 | 12 | 211.65 | 13968.9 | 55369-6417 | USA | N45 | 1524 | ABB INC | 27511 | C129A501G01 | Test Switch: 10 Pole, 10-Potential, Clear Cover, Screw Terminals | PUR | Test Switch: 10 Pole, 10-Potential, Clear Cover, Screw Terminals | EA | EA |  | TRUE |  | P | B/W | DAYTON
134063 | 1 | 4 | States | Dayton | Hayley Fabian | TRUE | 2026-06-12T00:00:00 | 2027-02-15T00:00:00 | 2027-02-15T00:00:00 | 12 | 0 | 12 | 211.65 | 13968.9 | 55369-6417 | USA | N45 | 1524 | ABB INC | 27511 | C129A501G01 | Test Switch: 10 Pole, 10-Potential, Clear Cover, Screw Terminals | PUR | Test Switch: 10 Pole, 10-Potential, Clear Cover, Screw Terminals | EA | EA |  | TRUE |  | P | B/W | DAYTON
134063 | 2 | 2 | States | Dayton | Hayley Fabian | TRUE | 2026-06-12T00:00:00 | 2026-12-18T00:00:00 | 2026-12-18T00:00:00 | 24 | 0 | 24 | 216.75 | 28611 | 55369-6417 | USA | N45 | 1524 | ABB INC | 27511 | C670B197G18 | Test Switch: 10 Pole, 4-Potential, 6-Current, Clear Cover, Screw Terminals | PUR | Test Switch: 10 Pole, 4-Potential, 6-Current, Clear Cover, Screw Terminals | EA | EA |  | TRUE |  | P | B/W | DAYTON
134063 | 2 | 1 | States | Dayton | Hayley Fabian | TRUE | 2026-06-12T00:00:00 | 2026-11-17T00:00:00 | 2026-11-17T00:00:00 | 24 | 0 | 24 | 216.75 | 28611 | 55369-6417 | USA | N45 | 1524 | ABB INC | 27511 | C670B197G18 | Test Switch: 10 Pole, 4-Potential, 6-Current, Clear Cover, Screw Terminals | PUR | Test Switch: 10 Pole, 4-Potential, 6-Current, Clear Cover, Screw Terminals | EA | EA |  | TRUE |  | P | B/W | DAYTON
134063 | 1 | 2 | States | Dayton | Hayley Fabian | TRUE | 2026-06-12T00:00:00 | 2026-12-18T00:00:00 | 2026-12-18T00:00:00 | 12 | 0 | 12 | 211.65 | 13968.9 | 55369-6417 | USA | N45 | 1524 | ABB INC | 27511 | C129A501G01 | Test Switch: 10 Pole, 10-Potential, Clear Cover, Screw Terminals | PUR | Test Switch: 10 Pole, 10-Potential, Clear Cover, Screw Terminals | EA | EA |  | TRUE |  | P | B/W | DAYTON
134063 | 3 | 1 | States | Dayton | Hayley Fabian | TRUE | 2026-06-12T00:00:00 | 2026-11-17T00:00:00 | 2026-11-17T00:00:00 | 72 | 0 | 72 | 330.3 | 130798.8 | 55369-6417 | USA | N45 | 1524 | ABB INC | 27511 | FT4A14T06CN4046 | Test Switch: 14 Pole, 6-Pontential, 8-Current, Clear Cover, Screw Terminals | PUR | Test Switch: 14 Pole, 6-Pontential, 8-Current, Clear Cover, Screw Terminals | EA | EA |  | TRUE |  | P | B/W | DAYTON
134063 | 2 | 4 | States | Dayton | Hayley Fabian | TRUE | 2026-06-12T00:00:00 | 2027-02-15T00:00:00 | 2027-02-15T00:00:00 | 24 | 0 | 24 | 216.75 | 28611 | 55369-6417 | USA | N45 | 1524 | ABB INC | 27511 | C670B197G18 | Test Switch: 10 Pole, 4-Potential, 6-Current, Clear Cover, Screw Terminals | PUR | Test Switch: 10 Pole, 4-Potential, 6-Current, Clear Cover, Screw Terminals | EA | EA |  | TRUE |  | P | B/W | DAYTON
134063 | 3 | 5 | States | Dayton | Hayley Fabian | TRUE | 2026-06-12T00:00:00 | 2027-03-18T00:00:00 | 2027-03-18T00:00:00 | 72 | 0 | 72 | 330.3 | 130798.8 | 55369-6417 | USA | N45 | 1524 | ABB INC | 27511 | FT4A14T06CN4046 | Test Switch: 14 Pole, 6-Pontential, 8-Current, Clear Cover, Screw Terminals | PUR | Test Switch: 14 Pole, 6-Pontential, 8-Current, Clear Cover, Screw Terminals | EA | EA |  | TRUE |  | P | B/W | DAYTON
134063 | 1 | 1 | States | Dayton | Hayley Fabian | TRUE | 2026-06-12T00:00:00 | 2026-11-17T00:00:00 | 2026-11-17T00:00:00 | 12 | 0 | 12 | 211.65 | 13968.9 | 55369-6417 | USA | N45 | 1524 | ABB INC | 27511 | C129A501G01 | Test Switch: 10 Pole, 10-Potential, Clear Cover, Screw Terminals | PUR | Test Switch: 10 Pole, 10-Potential, Clear Cover, Screw Terminals | EA | EA |  | TRUE |  | P | B/W | DAYTON
134063 | 2 | 3 | States | Dayton | Hayley Fabian | TRUE | 2026-06-12T00:00:00 | 2027-01-18T00:00:00 | 2027-01-18T00:00:00 | 24 | 0 | 24 | 216.75 | 28611 | 55369-6417 | USA | N45 | 1524 | ABB INC | 27511 | C670B197G18 | Test Switch: 10 Pole, 4-Potential, 6-Current, Clear Cover, Screw Terminals | PUR | Test Switch: 10 Pole, 4-Potential, 6-Current, Clear Cover, Screw Terminals | EA | EA |  | TRUE |  | P | B/W | DAYTON
134063 | 1 | 6 | States | Dayton | Hayley Fabian | TRUE | 2026-06-12T00:00:00 | 2027-04-19T00:00:00 | 2027-04-19T00:00:00 | 6 | 0 | 6 | 211.65 | 13968.9 | 55369-6417 | USA | N45 | 1524 | ABB INC | 27511 | C129A501G01 | Test Switch: 10 Pole, 10-Potential, Clear Cover, Screw Terminals | PUR | Test Switch: 10 Pole, 10-Potential, Clear Cover, Screw Terminals | EA | EA |  | TRUE |  | P | B/W | DAYTON
134063 | 2 | 5 | States | Dayton | Hayley Fabian | TRUE | 2026-06-12T00:00:00 | 2027-03-18T00:00:00 | 2027-03-18T00:00:00 | 24 | 0 | 24 | 216.75 | 28611 | 55369-6417 | USA | N45 | 1524 | ABB INC | 27511 | C670B197G18 | Test Switch: 10 Pole, 4-Potential, 6-Current, Clear Cover, Screw Terminals | PUR | Test Switch: 10 Pole, 4-Potential, 6-Current, Clear Cover, Screw Terminals | EA | EA |  | TRUE |  | P | B/W | DAYTON
134063 | 3 | 2 | States | Dayton | Hayley Fabian | TRUE | 2026-06-12T00:00:00 | 2026-12-18T00:00:00 | 2026-12-18T00:00:00 | 72 | 0 | 72 | 330.3 | 130798.8 | 55369-6417 | USA | N45 | 1524 | ABB INC | 27511 | FT4A14T06CN4046 | Test Switch: 14 Pole, 6-Pontential, 8-Current, Clear Cover, Screw Terminals | PUR | Test Switch: 14 Pole, 6-Pontential, 8-Current, Clear Cover, Screw Terminals | EA | EA |  | TRUE |  | P | B/W | DAYTON
134063 | 3 | 6 | States | Dayton | Hayley Fabian | TRUE | 2026-06-12T00:00:00 | 2027-04-19T00:00:00 | 2027-04-19T00:00:00 | 36 | 0 | 36 | 330.3 | 130798.8 | 55369-6417 | USA | N45 | 1524 | ABB INC | 27511 | FT4A14T06CN4046 | Test Switch: 14 Pole, 6-Pontential, 8-Current, Clear Cover, Screw Terminals | PUR | Test Switch: 14 Pole, 6-Pontential, 8-Current, Clear Cover, Screw Terminals | EA | EA |  | TRUE |  | P | B/W | DAYTON
133230 | 1 | 139 | States | Egan Company | Hayley Fabian | TRUE | 2026-05-12T00:00:00 | 2026-11-20T00:00:00 | 2026-11-20T00:00:00 | 1 | 0 | 1 | 3957.89 | 585767.72 | 55944 | USA | N45 | 1524 | ABB INC | 27511 | ZGOJ3XX12-BX2XT2XX | Automatic Transfer Switch, ZTG T-Series, 30 A-260 A, ZGOJ3XX12-BX2XT2XX | PUR | Automatic Transfer Switch, ZTG T-Series, 30 A-260 A, ZGOJ3XX12-BX2XT2XX | EA | EA |  | TRUE |  | P | B/W | DAYTON |  | 77411S-139
133230 | 1 | 118 | States | Egan Company | Hayley Fabian | TRUE | 2026-05-12T00:00:00 | 2026-10-26T00:00:00 | 2026-10-26T00:00:00 | 1 | 0 | 1 | 3957.89 | 585767.72 | 55944 | USA | N45 | 1524 | ABB INC | 27511 | ZGOJ3XX12-BX2XT2XX | Automatic Transfer Switch, ZTG T-Series, 30 A-260 A, ZGOJ3XX12-BX2XT2XX | PUR | Automatic Transfer Switch, ZTG T-Series, 30 A-260 A, ZGOJ3XX12-BX2XT2XX | EA | EA |  | TRUE |  | P | B/W | DAYTON |  | 77411S-118
133230 | 1 | 148 | States | Egan Company | Hayley Fabian | TRUE | 2026-05-12T00:00:00 | 2026-11-20T00:00:00 | 2026-11-20T00:00:00 | 1 | 0 | 1 | 3957.89 | 585767.72 | 55944 | USA | N45 | 1524 | ABB INC | 27511 | ZGOJ3XX12-BX2XT2XX | Automatic Transfer Switch, ZTG T-Series, 30 A-260 A, ZGOJ3XX12-BX2XT2XX | PUR | Automatic Transfer Switch, ZTG T-Series, 30 A-260 A, ZGOJ3XX12-BX2XT2XX | EA | EA |  | TRUE |  | P | B/W | DAYTON |  | 77411S-148
133230 | 1 | 129 | States | Egan Company | Hayley Fabian | TRUE | 2026-05-12T00:00:00 | 2026-10-26T00:00:00 | 2026-10-26T00:00:00 | 1 | 0 | 1 | 3957.89 | 585767.72 | 55944 | USA | N45 | 1524 | ABB INC | 27511 | ZGOJ3XX12-BX2XT2XX | Automatic Transfer Switch, ZTG T-Series, 30 A-260 A, ZGOJ3XX12-BX2XT2XX | PUR | Automatic Transfer Switch, ZTG T-Series, 30 A-260 A, ZGOJ3XX12-BX2XT2XX | EA | EA |  | TRUE |  | P | B/W | DAYTON |  | 77411S-129
133230 | 1 | 127 | States | Egan Company | Hayley Fabian | TRUE | 2026-05-12T00:00:00 | 2026-10-26T00:00:00 | 2026-10-26T00:00:00 | 1 | 0 | 1 | 3957.89 | 585767.72 | 55944 | USA | N45 | 1524 | ABB INC | 27511 | ZGOJ3XX12-BX2XT2XX | Automatic Transfer Switch, ZTG T-Series, 30 A-260 A, ZGOJ3XX12-BX2XT2XX | PUR | Automatic Transfer Switch, ZTG T-Series, 30 A-260 A, ZGOJ3XX12-BX2XT2XX | EA | EA |  | TRUE |  | P | B/W | DAYTON |  | 77411S-127
133230 | 1 | 135 | States | Egan Company | Hayley Fabian | TRUE | 2026-05-12T00:00:00 | 2026-10-26T00:00:00 | 2026-10-26T00:00:00 | 1 | 0 | 1 | 3957.89 | 585767.72 | 55944 | USA | N45 | 1524 | ABB INC | 27511 | ZGOJ3XX12-BX2XT2XX | Automatic Transfer Switch, ZTG T-Series, 30 A-260 A, ZGOJ3XX12-BX2XT2XX | PUR | Automatic Transfer Switch, ZTG T-Series, 30 A-260 A, ZGOJ3XX12-BX2XT2XX | EA | EA |  | TRUE |  | P | B/W | DAYTON |  | 77411S-135
133230 | 1 | 134 | States | Egan Company | Hayley Fabian | TRUE | 2026-05-12T00:00:00 | 2026-10-26T00:00:00 | 2026-10-26T00:00:00 | 1 | 0 | 1 | 3957.89 | 585767.72 | 55944 | USA | N45 | 1524 | ABB INC | 27511 | ZGOJ3XX12-BX2XT2XX | Automatic Transfer Switch, ZTG T-Series, 30 A-260 A, ZGOJ3XX12-BX2XT2XX | PUR | Automatic Transfer Switch, ZTG T-Series, 30 A-260 A, ZGOJ3XX12-BX2XT2XX | EA | EA |  | TRUE |  | P | B/W | DAYTON |  | 77411S-134
133230 | 1 | 122 | States | Egan Company | Hayley Fabian | TRUE | 2026-05-12T00:00:00 | 2026-10-26T00:00:00 | 2026-10-26T00:00:00 | 1 | 0 | 1 | 3957.89 | 585767.72 | 55944 | USA | N45 | 1524 | ABB INC | 27511 | ZGOJ3XX12-BX2XT2XX | Automatic Transfer Switch, ZTG T-Series, 30 A-260 A, ZGOJ3XX12-BX2XT2XX | PUR | Automatic Transfer Switch, ZTG T-Series, 30 A-260 A, ZGOJ3XX12-BX2XT2XX | EA | EA |  | TRUE |  | P | B/W | DAYTON |  | 77411S-122
133230 | 1 | 138 | States | Egan Company | Hayley Fabian | TRUE | 2026-05-12T00:00:00 | 2026-11-20T00:00:00 | 2026-11-20T00:00:00 | 1 | 0 | 1 | 3957.89 | 585767.72 | 55944 | USA | N45 | 1524 | ABB INC | 27511 | ZGOJ3XX12-BX2XT2XX | Automatic Transfer Switch, ZTG T-Series, 30 A-260 A, ZGOJ3XX12-BX2XT2XX | PUR | Automatic Transfer Switch, ZTG T-Series, 30 A-260 A, ZGOJ3XX12-BX2XT2XX | EA | EA |  | TRUE |  | P | B/W | DAYTON |  | 77411S-138
133230 | 1 | 119 | States | Egan Company | Hayley Fabian | TRUE | 2026-05-12T00:00:00 | 2026-10-26T00:00:00 | 2026-10-26T00:00:00 | 1 | 0 | 1 | 3957.89 | 585767.72 | 55944 | USA | N45 | 1524 | ABB INC | 27511 | ZGOJ3XX12-BX2XT2XX | Automatic Transfer Switch, ZTG T-Series, 30 A-260 A, ZGOJ3XX12-BX2XT2XX | PUR | Automatic Transfer Switch, ZTG T-Series, 30 A-260 A, ZGOJ3XX12-BX2XT2XX | EA | EA |  | TRUE |  | P | B/W | DAYTON |  | 77411S-119
133230 | 1 | 133 | States | Egan Company | Hayley Fabian | TRUE | 2026-05-12T00:00:00 | 2026-10-26T00:00:00 | 2026-10-26T00:00:00 | 1 | 0 | 1 | 3957.89 | 585767.72 | 55944 | USA | N45 | 1524 | ABB INC | 27511 | ZGOJ3XX12-BX2XT2XX | Automatic Transfer Switch, ZTG T-Series, 30 A-260 A, ZGOJ3XX12-BX2XT2XX | PUR | Automatic Transfer Switch, ZTG T-Series, 30 A-260 A, ZGOJ3XX12-BX2XT2XX | EA | EA |  | TRUE |  | P | B/W | DAYTON |  | 77411S-133
133230 | 1 | 132 | States | Egan Company | Hayley Fabian | TRUE | 2026-05-12T00:00:00 | 2026-10-26T00:00:00 | 2026-10-26T00:00:00 | 1 | 0 | 1 | 3957.89 | 585767.72 | 55944 | USA | N45 | 1524 | ABB INC | 27511 | ZGOJ3XX12-BX2XT2XX | Automatic Transfer Switch, ZTG T-Series, 30 A-260 A, ZGOJ3XX12-BX2XT2XX | PUR | Automatic Transfer Switch, ZTG T-Series, 30 A-260 A, ZGOJ3XX12-BX2XT2XX | EA | EA |  | TRUE |  | P | B/W | DAYTON |  | 77411S-132
133230 | 1 | 116 | States | Egan Company | Hayley Fabian | TRUE | 2026-05-12T00:00:00 | 2026-10-26T00:00:00 | 2026-10-26T00:00:00 | 1 | 0 | 1 | 3957.89 | 585767.72 | 55944 | USA | N45 | 1524 | ABB INC | 27511 | ZGOJ3XX12-BX2XT2XX | Automatic Transfer Switch, ZTG T-Series, 30 A-260 A, ZGOJ3XX12-BX2XT2XX | PUR | Automatic Transfer Switch, ZTG T-Series, 30 A-260 A, ZGOJ3XX12-BX2XT2XX | EA | EA |  | TRUE |  | P | B/W | DAYTON |  | 77411S-116
133230 | 1 | 128 | States | Egan Company | Hayley Fabian | TRUE | 2026-05-12T00:00:00 | 2026-10-26T00:00:00 | 2026-10-26T00:00:00 | 1 | 0 | 1 | 3957.89 | 585767.72 | 55944 | USA | N45 | 1524 | ABB INC | 27511 | ZGOJ3XX12-BX2XT2XX | Automatic Transfer Switch, ZTG T-Series, 30 A-260 A, ZGOJ3XX12-BX2XT2XX | PUR | Automatic Transfer Switch, ZTG T-Series, 30 A-260 A, ZGOJ3XX12-BX2XT2XX | EA | EA |  | TRUE |  | P | B/W | DAYTON |  | 77411S-128
133230 | 1 | 125 | States | Egan Company | Hayley Fabian | TRUE | 2026-05-12T00:00:00 | 2026-10-26T00:00:00 | 2026-10-26T00:00:00 | 1 | 0 | 1 | 3957.89 | 585767.72 | 55944 | USA | N45 | 1524 | ABB INC | 27511 | ZGOJ3XX12-BX2XT2XX | Automatic Transfer Switch, ZTG T-Series, 30 A-260 A, ZGOJ3XX12-BX2XT2XX | PUR | Automatic Transfer Switch, ZTG T-Series, 30 A-260 A, ZGOJ3XX12-BX2XT2XX | EA | EA |  | TRUE |  | P | B/W | DAYTON |  | 77411S-125
133230 | 1 | 141 | States | Egan Company | Hayley Fabian | TRUE | 2026-05-12T00:00:00 | 2026-11-20T00:00:00 | 2026-11-20T00:00:00 | 1 | 0 | 1 | 3957.89 | 585767.72 | 55944 | USA | N45 | 1524 | ABB INC | 27511 | ZGOJ3XX12-BX2XT2XX | Automatic Transfer Switch, ZTG T-Series, 30 A-260 A, ZGOJ3XX12-BX2XT2XX | PUR | Automatic Transfer Switch, ZTG T-Series, 30 A-260 A, ZGOJ3XX12-BX2XT2XX | EA | EA |  | TRUE |  | P | B/W | DAYTON |  | 77411S-141
133230 | 1 | 130 | States | Egan Company | Hayley Fabian | TRUE | 2026-05-12T00:00:00 | 2026-10-26T00:00:00 | 2026-10-26T00:00:00 | 1 | 0 | 1 | 3957.89 | 585767.72 | 55944 | USA | N45 | 1524 | ABB INC | 27511 | ZGOJ3XX12-BX2XT2XX | Automatic Transfer Switch, ZTG T-Series, 30 A-260 A, ZGOJ3XX12-BX2XT2XX | PUR | Automatic Transfer Switch, ZTG T-Series, 30 A-260 A, ZGOJ3XX12-BX2XT2XX | EA | EA |  | TRUE |  | P | B/W | DAYTON |  | 77411S-130
133230 | 1 | 121 | States | Egan Company | Hayley Fabian | TRUE | 2026-05-12T00:00:00 | 2026-10-26T00:00:00 | 2026-10-26T00:00:00 | 1 | 0 | 1 | 3957.89 | 585767.72 | 55944 | USA | N45 | 1524 | ABB INC | 27511 | ZGOJ3XX12-BX2XT2XX | Automatic Transfer Switch, ZTG T-Series, 30 A-260 A, ZGOJ3XX12-BX2XT2XX | PUR | Automatic Transfer Switch, ZTG T-Series, 30 A-260 A, ZGOJ3XX12-BX2XT2XX | EA | EA |  | TRUE |  | P | B/W | DAYTON |  | 77411S-121
133230 | 1 | 120 | States | Egan Company | Hayley Fabian | TRUE | 2026-05-12T00:00:00 | 2026-10-26T00:00:00 | 2026-10-26T00:00:00 | 1 | 0 | 1 | 3957.89 | 585767.72 | 55944 | USA | N45 | 1524 | ABB INC | 27511 | ZGOJ3XX12-BX2XT2XX | Automatic Transfer Switch, ZTG T-Series, 30 A-260 A, ZGOJ3XX12-BX2XT2XX | PUR | Automatic Transfer Switch, ZTG T-Series, 30 A-260 A, ZGOJ3XX12-BX2XT2XX | EA | EA |  | TRUE |  | P | B/W | DAYTON |  | 77411S-120
133230 | 1 | 137 | States | Egan Company | Hayley Fabian | TRUE | 2026-05-12T00:00:00 | 2026-11-20T00:00:00 | 2026-11-20T00:00:00 | 1 | 0 | 1 | 3957.89 | 585767.72 | 55944 | USA | N45 | 1524 | ABB INC | 27511 | ZGOJ3XX12-BX2XT2XX | Automatic Transfer Switch, ZTG T-Series, 30 A-260 A, ZGOJ3XX12-BX2XT2XX | PUR | Automatic Transfer Switch, ZTG T-Series, 30 A-260 A, ZGOJ3XX12-BX2XT2XX | EA | EA |  | TRUE |  | P | B/W | DAYTON |  | 77411S-137
133230 | 1 | 143 | States | Egan Company | Hayley Fabian | TRUE | 2026-05-12T00:00:00 | 2026-11-20T00:00:00 | 2026-11-20T00:00:00 | 1 | 0 | 1 | 3957.89 | 585767.72 | 55944 | USA | N45 | 1524 | ABB INC | 27511 | ZGOJ3XX12-BX2XT2XX | Automatic Transfer Switch, ZTG T-Series, 30 A-260 A, ZGOJ3XX12-BX2XT2XX | PUR | Automatic Transfer Switch, ZTG T-Series, 30 A-260 A, ZGOJ3XX12-BX2XT2XX | EA | EA |  | TRUE |  | P | B/W | DAYTON |  | 77411S-143
133230 | 1 | 123 | States | Egan Company | Hayley Fabian | TRUE | 2026-05-12T00:00:00 | 2026-10-26T00:00:00 | 2026-10-26T00:00:00 | 1 | 0 | 1 | 3957.89 | 585767.72 | 55944 | USA | N45 | 1524 | ABB INC | 27511 | ZGOJ3XX12-BX2XT2XX | Automatic Transfer Switch, ZTG T-Series, 30 A-260 A, ZGOJ3XX12-BX2XT2XX | PUR | Automatic Transfer Switch, ZTG T-Series, 30 A-260 A, ZGOJ3XX12-BX2XT2XX | EA | EA |  | TRUE |  | P | B/W | DAYTON |  | 77411S-123
133230 | 1 | 136 | States | Egan Company | Hayley Fabian | TRUE | 2026-05-12T00:00:00 | 2026-10-26T00:00:00 | 2026-10-26T00:00:00 | 1 | 0 | 1 | 3957.89 | 585767.72 | 55944 | USA | N45 | 1524 | ABB INC | 27511 | ZGOJ3XX12-BX2XT2XX | Automatic Transfer Switch, ZTG T-Series, 30 A-260 A, ZGOJ3XX12-BX2XT2XX | PUR | Automatic Transfer Switch, ZTG T-Series, 30 A-260 A, ZGOJ3XX12-BX2XT2XX | EA | EA |  | TRUE |  | P | B/W | DAYTON |  | 77411S-136
133230 | 1 | 117 | States | Egan Company | Hayley Fabian | TRUE | 2026-05-12T00:00:00 | 2026-10-26T00:00:00 | 2026-10-26T00:00:00 | 1 | 0 | 1 | 3957.89 | 585767.72 | 55944 | USA | N45 | 1524 | ABB INC | 27511 | ZGOJ3XX12-BX2XT2XX | Automatic Transfer Switch, ZTG T-Series, 30 A-260 A, ZGOJ3XX12-BX2XT2XX | PUR | Automatic Transfer Switch, ZTG T-Series, 30 A-260 A, ZGOJ3XX12-BX2XT2XX | EA | EA |  | TRUE |  | P | B/W | DAYTON |  | 77411S-117
133230 | 1 | 147 | States | Egan Company | Hayley Fabian | TRUE | 2026-05-12T00:00:00 | 2026-11-20T00:00:00 | 2026-11-20T00:00:00 | 1 | 0 | 1 | 3957.89 | 585767.72 | 55944 | USA | N45 | 1524 | ABB INC | 27511 | ZGOJ3XX12-BX2XT2XX | Automatic Transfer Switch, ZTG T-Series, 30 A-260 A, ZGOJ3XX12-BX2XT2XX | PUR | Automatic Transfer Switch, ZTG T-Series, 30 A-260 A, ZGOJ3XX12-BX2XT2XX | EA | EA |  | TRUE |  | P | B/W | DAYTON |  | 77411S-147
133230 | 1 | 126 | States | Egan Company | Hayley Fabian | TRUE | 2026-05-12T00:00:00 | 2026-10-26T00:00:00 | 2026-10-26T00:00:00 | 1 | 0 | 1 | 3957.89 | 585767.72 | 55944 | USA | N45 | 1524 | ABB INC | 27511 | ZGOJ3XX12-BX2XT2XX | Automatic Transfer Switch, ZTG T-Series, 30 A-260 A, ZGOJ3XX12-BX2XT2XX | PUR | Automatic Transfer Switch, ZTG T-Series, 30 A-260 A, ZGOJ3XX12-BX2XT2XX | EA | EA |  | TRUE |  | P | B/W | DAYTON |  | 77411S-126
133230 | 1 | 124 | States | Egan Company | Hayley Fabian | TRUE | 2026-05-12T00:00:00 | 2026-10-26T00:00:00 | 2026-10-26T00:00:00 | 1 | 0 | 1 | 3957.89 | 585767.72 | 55944 | USA | N45 | 1524 | ABB INC | 27511 | ZGOJ3XX12-BX2XT2XX | Automatic Transfer Switch, ZTG T-Series, 30 A-260 A, ZGOJ3XX12-BX2XT2XX | PUR | Automatic Transfer Switch, ZTG T-Series, 30 A-260 A, ZGOJ3XX12-BX2XT2XX | EA | EA |  | TRUE |  | P | B/W | DAYTON |  | 77411S-124
133230 | 1 | 142 | States | Egan Company | Hayley Fabian | TRUE | 2026-05-12T00:00:00 | 2026-11-20T00:00:00 | 2026-11-20T00:00:00 | 1 | 0 | 1 | 3957.89 | 585767.72 | 55944 | USA | N45 | 1524 | ABB INC | 27511 | ZGOJ3XX12-BX2XT2XX | Automatic Transfer Switch, ZTG T-Series, 30 A-260 A, ZGOJ3XX12-BX2XT2XX | PUR | Automatic Transfer Switch, ZTG T-Series, 30 A-260 A, ZGOJ3XX12-BX2XT2XX | EA | EA |  | TRUE |  | P | B/W | DAYTON |  | 77411S-142
133230 | 1 | 140 | States | Egan Company | Hayley Fabian | TRUE | 2026-05-12T00:00:00 | 2026-11-20T00:00:00 | 2026-11-20T00:00:00 | 1 | 0 | 1 | 3957.89 | 585767.72 | 55944 | USA | N45 | 1524 | ABB INC | 27511 | ZGOJ3XX12-BX2XT2XX | Automatic Transfer Switch, ZTG T-Series, 30 A-260 A, ZGOJ3XX12-BX2XT2XX | PUR | Automatic Transfer Switch, ZTG T-Series, 30 A-260 A, ZGOJ3XX12-BX2XT2XX | EA | EA |  | TRUE |  | P | B/W | DAYTON |  | 77411S-140
133230 | 1 | 144 | States | Egan Company | Hayley Fabian | TRUE | 2026-05-12T00:00:00 | 2026-11-20T00:00:00 | 2026-11-20T00:00:00 | 1 | 0 | 1 | 3957.89 | 585767.72 | 55944 | USA | N45 | 1524 | ABB INC | 27511 | ZGOJ3XX12-BX2XT2XX | Automatic Transfer Switch, ZTG T-Series, 30 A-260 A, ZGOJ3XX12-BX2XT2XX | PUR | Automatic Transfer Switch, ZTG T-Series, 30 A-260 A, ZGOJ3XX12-BX2XT2XX | EA | EA |  | TRUE |  | P | B/W | DAYTON |  | 77411S-144
133230 | 1 | 131 | States | Egan Company | Hayley Fabian | TRUE | 2026-05-12T00:00:00 | 2026-10-26T00:00:00 | 2026-10-26T00:00:00 | 1 | 0 | 1 | 3957.89 | 585767.72 | 55944 | USA | N45 | 1524 | ABB INC | 27511 | ZGOJ3XX12-BX2XT2XX | Automatic Transfer Switch, ZTG T-Series, 30 A-260 A, ZGOJ3XX12-BX2XT2XX | PUR | Automatic Transfer Switch, ZTG T-Series, 30 A-260 A, ZGOJ3XX12-BX2XT2XX | EA | EA |  | TRUE |  | P | B/W | DAYTON |  | 77411S-131
133230 | 1 | 146 | States | Egan Company | Hayley Fabian | TRUE | 2026-05-12T00:00:00 | 2026-11-20T00:00:00 | 2026-11-20T00:00:00 | 1 | 0 | 1 | 3957.89 | 585767.72 | 55944 | USA | N45 | 1524 | ABB INC | 27511 | ZGOJ3XX12-BX2XT2XX | Automatic Transfer Switch, ZTG T-Series, 30 A-260 A, ZGOJ3XX12-BX2XT2XX | PUR | Automatic Transfer Switch, ZTG T-Series, 30 A-260 A, ZGOJ3XX12-BX2XT2XX | EA | EA |  | TRUE |  | P | B/W | DAYTON |  | 77411S-146
133230 | 1 | 145 | States | Egan Company | Hayley Fabian | TRUE | 2026-05-12T00:00:00 | 2026-11-20T00:00:00 | 2026-11-20T00:00:00 | 1 | 0 | 1 | 3957.89 | 585767.72 | 55944 | USA | N45 | 1524 | ABB INC | 27511 | ZGOJ3XX12-BX2XT2XX | Automatic Transfer Switch, ZTG T-Series, 30 A-260 A, ZGOJ3XX12-BX2XT2XX | PUR | Automatic Transfer Switch, ZTG T-Series, 30 A-260 A, ZGOJ3XX12-BX2XT2XX | EA | EA |  | TRUE |  | P | B/W | DAYTON |  | 77411S-145
135101 | 2 | 1 | States | Champlin | Hayley Fabian | TRUE | 2026-07-31T00:00:00 | 2026-10-02T00:00:00 | 2026-10-02T00:00:00 | 3 | 0 | 3 | 215.9 | 647.7 | 55316-3157 | USA | N45 | 1524 | ABB INC | 27511 | 991A235G01 | TEST SWITCH, 10 POLE, 8 P, 2 C-C | PUR | TEST SWITCH, 10 POLE, 8 P, 2 C-C | EA | EA |  | TRUE |  | P | B/W | 100
135101 | 1 | 1 | States | Champlin | Hayley Fabian | TRUE | 2026-07-31T00:00:00 | 2026-10-26T00:00:00 | 2026-10-26T00:00:00 | 1 | 0 | 1 | 321.3 | 321.3 | 55316-3157 | USA | N45 | 1524 | ABB INC | 27511 | FT4A14T14CN4018 | Test Switch: 14 pole, 3 sets CT, 8 test | MVMS | Test Switch: 14 pole, 3 sets CT, 8 test | EA | EA |  | TRUE |  | P | B/W | 100
134676 | 1 | 2 | States | Forgent 2700-B Plant 3 | Hayley Fabian | TRUE | 2026-07-10T00:00:00 | 2026-10-15T00:00:00 | 2026-10-15T00:00:00 | 2 | 0 | 2 | 22822.17 | 91288.68 | 76712-6921 | USA | N45 | 1524 | ABB INC | 27511 | ATSAX110 | Category: --- LV - Other --- Identifier: --- ATSAX110 ---------------------------------- - Enclosure Rating: --- Nema 1 --- - System voltage: --- 415V --- - Bus amperage: --- 2000A --- - Short Circuit Rating: --- 50KAIC --- - Sections: --- 0 | Buy | Category: --- LV - Other --- Identifier: --- ATSAX110 ---------------------------------- - Enclosure Rating: --- Nema 1 --- - System voltage: --- 415V --- - Bus amperage: --- 2000A --- - Short Circuit Rating: --- 50KAIC --- - Sections: --- 0 | EA | EA |  | TRUE |  | P | B/W | 100
134676 | 1 | 1 | States | Forgent 2700-B Plant 3 | Hayley Fabian | TRUE | 2026-07-10T00:00:00 | 2026-10-15T00:00:00 | 2026-10-15T00:00:00 | 2 | 0 | 2 | 22822.17 | 91288.68 | 76712-6921 | USA | N45 | 1524 | ABB INC | 27511 | ATSAX110 | Category: --- LV - Other --- Identifier: --- ATSAX110 ---------------------------------- - Enclosure Rating: --- Nema 1 --- - System voltage: --- 415V --- - Bus amperage: --- 2000A --- - Short Circuit Rating: --- 50KAIC --- - Sections: --- 0 | Buy | Category: --- LV - Other --- Identifier: --- ATSAX110 ---------------------------------- - Enclosure Rating: --- Nema 1 --- - System voltage: --- 415V --- - Bus amperage: --- 2000A --- - Short Circuit Rating: --- 50KAIC --- - Sections: --- 0 | EA | EA |  | TRUE |  | P | B/W | 100
135720 | 1 | 1 | States | Dayton | Hayley Fabian | TRUE | 2026-08-25T00:00:00 | 2027-01-27T00:00:00 | 2027-01-27T00:00:00 | 12 | 0 | 12 | 32031.5 | 1569543.5 | 55369 | USA | N45 | 1524 | ABB INC | 27511 | BA4JA777XX000U00 | ADVAC G; A - Drawout; J1 - 15kV, 1200A, 40kA; Charge Motor: 7 - 110-125VDC; Close Coil Voltage: 7 - 110-125VDC; Open Coil: 7 - 110-125VDC; Standard ABB Labels; Ground Contact: 0 – Lock Handle Kit; Motorized Truck: 0 – Manual Truck | PUR | ADVAC G; A - Drawout; J1 - 15kV, 1200A, 40kA; Charge Motor: 7 - 110-125VDC; Close Coil Voltage: 7 - 110-125VDC; Open Coil: 7 - 110-125VDC; Standard ABB Labels; Ground Contact: 0 – Lock Handle Kit; Motorized Truck: 0 – Manual Truck | EA | EA |  | TRUE |  | P | B/W | DAYTON
135720 | 2 | 1 | States | Dayton | Hayley Fabian | TRUE | 2026-08-25T00:00:00 | 2027-03-31T00:00:00 | 2027-03-31T00:00:00 | 2 | 0 | 2 | 3787.45 | 53024.3 | 55369 | USA | N45 | 1524 | ABB INC | 27511 | CP8A1W1NBY000U | Product Type: C - PT Compartment, Max Voltage: 15kV, Rated Voltage: 8 - 14.4 kV, Compartment Position: A - Position A, D, or E, Insulation Type: 1 - Polyester, Transformer Arrangement: W - (3) 1-Fuse Wye, Secondary Disconnect: 1 - With Secondary, PT and Fuse Equipment: N - Without PT and Fuse, Door Type: C - MPL Assembly, Door Stop: Y - Yes, Qualification: U - UL Recognized | PUR | Product Type: C - PT Compartment, Max Voltage: 15kV, Rated Voltage: 8 - 14.4 kV, Compartment Position: A - Position A, D, or E, Insulation Type: 1 - Polyester, Transformer Arrangement: W - (3) 1-Fuse Wye, Secondary Disconnect: 1 - With Secondary, PT and Fuse Equipment: N - Without PT and Fuse, Door Type: C - MPL Assembly, Door Stop: Y - Yes, Qualification: U - UL Recognized | EA | EA |  | TRUE |  | P | B/W | DAYTON
135720 | 6 | 3 | States | Dayton | Hayley Fabian | TRUE | 2026-08-25T00:00:00 | 2027-03-31T00:00:00 | 2027-03-31T00:00:00 | 2 | 0 | 2 | 460 | 14720 | 55369 | USA | N45 | 1524 | ABB INC | 27511 | 965121T30 | PT drawer harness for dual secondary PT: Wye-Dela | PUR | PT drawer harness for dual secondary PT: Wye-Dela | EA | EA |  | TRUE |  | P | B/W | DAYTON
135720 | 6 | 2 | States | Dayton | Hayley Fabian | TRUE | 2026-08-25T00:00:00 | 2027-01-27T00:00:00 | 2027-01-27T00:00:00 | 8 | 0 | 8 | 460 | 14720 | 55369 | USA | N45 | 1524 | ABB INC | 27511 | 965121T30 | PT drawer harness for dual secondary PT: Wye-Dela | PUR | PT drawer harness for dual secondary PT: Wye-Dela | EA | EA |  | TRUE |  | P | B/W | DAYTON
135720 | 5 | 1 | States | Dayton | Hayley Fabian | TRUE | 2026-08-25T00:00:00 | 2027-04-19T00:00:00 | 2027-04-19T00:00:00 | 18 | 0 | 18 | 410.47 | 7388.46 | 55369 | USA | N45 | 1524 | ABB INC | 27511 | 923A329G15-M | Feeder, Current Transformer, 2000:5A Single Ratio Donut type Class 200 | PUR | Feeder, Current Transformer, 2000:5A Single Ratio Donut type Class 200 | EA | EA |  | TRUE |  | P | B/W | Dayton
135720 | 6 | 1 | States | Dayton | Hayley Fabian | TRUE | 2026-08-25T00:00:00 | 2026-12-09T00:00:00 | 2026-12-09T00:00:00 | 10 | 0 | 10 | 460 | 14720 | 55369 | USA | N45 | 1524 | ABB INC | 27511 | 965121T30 | PT drawer harness for dual secondary PT: Wye-Dela | PUR | PT drawer harness for dual secondary PT: Wye-Dela | EA | EA |  | TRUE |  | P | B/W | DAYTON
135720 | 3 | 1 | States | Dayton | Hayley Fabian | TRUE | 2026-08-25T00:00:00 | 2027-04-19T00:00:00 | 2027-04-19T00:00:00 | 15 | 0 | 15 | 451.93 | 6778.95 | 55369 | USA | N45 | 1524 | ABB INC | 27511 | 923A329G17-M | CURRENT TRANSFORMER SAB-1, INDOOR application, 10 kV BIL, Nominal system voltage: 0.6 kV, Primary current: 3000 Amps, Secondary current: 5 Amps, Rating factor: 1.33, Metering accuracy: 0.3B-1.8, Relay accuracy: C400, Frequency: 50-400 Hertz; | PUR | CURRENT TRANSFORMER SAB-1, INDOOR application, 10 kV BIL, Nominal system voltage: 0.6 kV, Primary current: 3000 Amps, Secondary current: 5 Amps, Rating factor: 1.33, Metering accuracy: 0.3B-1.8, Relay accuracy: C400, Frequency: 50-400 Hertz; | EA | EA |  | TRUE |  | P | B/W | Dayton
135720 | 4 | 1 | States | Dayton | Hayley Fabian | TRUE | 2026-08-25T00:00:00 | 2027-04-19T00:00:00 | 2027-04-19T00:00:00 | 13 | 0 | 13 | 393.88 | 5120.44 | 55369 | USA | N45 | 1524 | ABB INC | 27511 | 923A329G13-M | CURRENT TRANSFORMER SAB-1, INDOOR application, 10 kV BIL, Nominal system voltage: 0.6 kV, Primary current: 1200 Amps, Secondary current: 5 Amps, Rating factor: 1.33, Metering accuracy: 0.3B-1.8, Relay accuracy: C200, Frequency: 50-400 Hertz; | CTRA | CURRENT TRANSFORMER SAB-1, INDOOR application, 10 kV BIL, Nominal system voltage: 0.6 kV, Primary current: 1200 Amps, Secondary current: 5 Amps, Rating factor: 1.33, Metering accuracy: 0.3B-1.8, Relay accuracy: C200, Frequency: 50-400 Hertz; | EA | EA |  | TRUE |  | P | B/W | Dayton
135720 | 1 | 2 | States | Dayton | Hayley Fabian | TRUE | 2026-08-25T00:00:00 | 2027-03-31T00:00:00 | 2027-03-31T00:00:00 | 1 | 0 | 1 | 32031.5 | 1569543.5 | 55369 | USA | N45 | 1524 | ABB INC | 27511 | BA4JA777XX000U00 | ADVAC G; A - Drawout; J1 - 15kV, 1200A, 40kA; Charge Motor: 7 - 110-125VDC; Close Coil Voltage: 7 - 110-125VDC; Open Coil: 7 - 110-125VDC; Standard ABB Labels; Ground Contact: 0 – Lock Handle Kit; Motorized Truck: 0 – Manual Truck | PUR | ADVAC G; A - Drawout; J1 - 15kV, 1200A, 40kA; Charge Motor: 7 - 110-125VDC; Close Coil Voltage: 7 - 110-125VDC; Open Coil: 7 - 110-125VDC; Standard ABB Labels; Ground Contact: 0 – Lock Handle Kit; Motorized Truck: 0 – Manual Truck | EA | EA |  | TRUE |  | P | B/W | DAYTON
135720 | 1 | 3 | States | Dayton | Hayley Fabian | TRUE | 2026-08-25T00:00:00 | 2027-04-19T00:00:00 | 2027-04-19T00:00:00 | 36 | 0 | 36 | 32031.5 | 1569543.5 | 55369 | USA | N45 | 1524 | ABB INC | 27511 | BA4JA777XX000U00 | ADVAC G; A - Drawout; J1 - 15kV, 1200A, 40kA; Charge Motor: 7 - 110-125VDC; Close Coil Voltage: 7 - 110-125VDC; Open Coil: 7 - 110-125VDC; Standard ABB Labels; Ground Contact: 0 – Lock Handle Kit; Motorized Truck: 0 – Manual Truck | PUR | ADVAC G; A - Drawout; J1 - 15kV, 1200A, 40kA; Charge Motor: 7 - 110-125VDC; Close Coil Voltage: 7 - 110-125VDC; Open Coil: 7 - 110-125VDC; Standard ABB Labels; Ground Contact: 0 – Lock Handle Kit; Motorized Truck: 0 – Manual Truck | EA | EA |  | TRUE |  | P | B/W | DAYTON
135720 | 2 | 2 | States | Dayton | Hayley Fabian | TRUE | 2026-08-25T00:00:00 | 2027-04-19T00:00:00 | 2027-04-19T00:00:00 | 12 | 0 | 12 | 3787.45 | 53024.3 | 55369 | USA | N45 | 1524 | ABB INC | 27511 | CP8A1W1NBY000U | Product Type: C - PT Compartment, Max Voltage: 15kV, Rated Voltage: 8 - 14.4 kV, Compartment Position: A - Position A, D, or E, Insulation Type: 1 - Polyester, Transformer Arrangement: W - (3) 1-Fuse Wye, Secondary Disconnect: 1 - With Secondary, PT and Fuse Equipment: N - Without PT and Fuse, Door Type: C - MPL Assembly, Door Stop: Y - Yes, Qualification: U - UL Recognized | PUR | Product Type: C - PT Compartment, Max Voltage: 15kV, Rated Voltage: 8 - 14.4 kV, Compartment Position: A - Position A, D, or E, Insulation Type: 1 - Polyester, Transformer Arrangement: W - (3) 1-Fuse Wye, Secondary Disconnect: 1 - With Secondary, PT and Fuse Equipment: N - Without PT and Fuse, Door Type: C - MPL Assembly, Door Stop: Y - Yes, Qualification: U - UL Recognized | EA | EA |  | TRUE |  | P | B/W | DAYTON
135720 | 6 | 4 | States | Dayton | Hayley Fabian | TRUE | 2026-08-25T00:00:00 | 2027-04-19T00:00:00 | 2027-04-19T00:00:00 | 12 | 0 | 12 | 460 | 14720 | 55369 | USA | N45 | 1524 | ABB INC | 27511 | 965121T30 | PT drawer harness for dual secondary PT: Wye-Dela | PUR | PT drawer harness for dual secondary PT: Wye-Dela | EA | EA |  | TRUE |  | P | B/W | DAYTON
135755 | 3 | 1 | States | Dayton | Hayley Fabian | TRUE | 2026-08-27T00:00:00 | 2027-02-22T00:00:00 | 2027-02-22T00:00:00 | 13 | 0 | 13 | 5707.55 | 74198.15 | 55369 | USA | N45 | 1524 | ABB INC | 27511 | CB11L1212CY00U | Product Type: C - Breaker Compartment, Cell Interface: 1 - Standard Drawout, Types Rating: 1 - 5-15kV at 50kA | PUR | Product Type: C - Breaker Compartment, Cell Interface: 1 - Standard Drawout, Types Rating: 1 - 5-15kV at 50kA | EA | EA |  | TRUE |  | P | B/W | DAYTON
135755 | 4 | 1 | States | Dayton | Hayley Fabian | TRUE | 2026-08-27T00:00:00 | 2026-11-30T00:00:00 | 2026-11-30T00:00:00 | 2 | 0 | 2 | 2046.7 | 4093.4 | 55369 | USA | N45 | 1524 | ABB INC | 27511 | CL2YCY0000000U | Product Type: C - LV Compartment, Compartment Height: 1 - 38 Inch, Bottom IT Pans: Y - Yes, Door Type: C - ODNWI Assembly, Door Stop: Y - Yes, Qualification: U - UL Recognized | PUR | Product Type: C - LV Compartment, Compartment Height: 1 - 38 Inch, Bottom IT Pans: Y - Yes, Door Type: C - ODNWI Assembly, Door Stop: Y - Yes, Qualification: U - UL Recognized | EA | EA |  | TRUE |  | P | B/W | DAYTON
135755 | 2 | 1 | States | Dayton | Hayley Fabian | TRUE | 2026-08-27T00:00:00 | 2026-11-30T00:00:00 | 2026-11-30T00:00:00 | 6 | 0 | 6 | 10043.68 | 60262.08 | 55369 | USA | N45 | 1524 | ABB INC | 27511 | AA4G1666X6000U00 | ADVAC; 4 - Model 4; A - Drawout; G1 - 15kV, 1200A, 25kA, 3 Cycle; CAP Switching: 630A C2 15kA PEAK 2.4 kHz; Charge Motor: 6 - 48VDC; Close Coil: 6 - 48VDC; Open Coil: 6 - 48VDC; 2nd Open Coil: X - None (Dual Secondary Disconnect); Undervoltage: 6 - 48VDC; Button Color: 0 - Standard (ANSI); Button Protection: 0 - None; UL: U - UL Recognized; Ground Contact: 0 - Ground pad stainless steel; Racking Mechanism: 0 - Manual Truck | PUR | ADVAC; 4 - Model 4; A - Drawout; G1 - 15kV, 1200A, 25kA, 3 Cycle; CAP Switching: 630A C2 15kA PEAK 2.4 kHz; Charge Motor: 6 - 48VDC; Close Coil: 6 - 48VDC; Open Coil: 6 - 48VDC; 2nd Open Coil: X - None (Dual Secondary Disconnect); Undervoltage: 6 - 48VDC; Button Color: 0 - Standard (ANSI); Button Protection: 0 - None; UL: U - UL Recognized; Ground Contact: 0 - Ground pad stainless steel; Racking Mechanism: 0 - Manual Truck | EA | EA |  | TRUE |  | P | B/W | DAYTON
135755 | 10 | 1 | States | Dayton | Hayley Fabian | TRUE | 2026-08-27T00:00:00 | 2027-01-28T00:00:00 | 2027-01-28T00:00:00 | 4 | 0 | 4 | 2437.05 | 9748.2 | 55369 | USA | N45 | 1524 | ABB INC | 27511 | CL3YCY0000000U | Product Type: C - LV Compartment, Compartment Height: 3 - 57 Inch, Bottom IT Pans: Y - Yes, Door Type: C - ODNWI Assembly, Door Stop: Y - Yes, Qualification: U - UL Recognized | PUR | Product Type: C - LV Compartment, Compartment Height: 3 - 57 Inch, Bottom IT Pans: Y - Yes, Door Type: C - ODNWI Assembly, Door Stop: Y - Yes, Qualification: U - UL Recognized | EA | EA |  | TRUE |  | P | B/W | DAYTON
135755 | 5 | 1 | States | Dayton | Hayley Fabian | TRUE | 2026-08-27T00:00:00 | 2026-11-30T00:00:00 | 2026-11-30T00:00:00 | 6 | 0 | 6 | 3998.45 | 23990.7 | 55369 | USA | N45 | 1524 | ABB INC | 27511 | CP8A1W1NCY000U | Product Type: C - PT Compartment, Max Voltage: 15kV, Rated Voltage: 8 - 14.4 kV, Compartment Position: A - Positions A, D and E, Insulation Type: 1 - Polyester, Transformer Arrangement: W - Wye, Secondary Disconnect: 1 - With Secondary, PT and Fuse Equipment: N - Without PT and Fuse, Types Rating: 15 / 14.4 - Wye - PT and Fuse Not Included, Door Type: C - ODNWI Assembly, Door Stop: Y - Yes, Qualification: U - UL Recognized | PUR | Product Type: C - PT Compartment, Max Voltage: 15kV, Rated Voltage: 8 - 14.4 kV, Compartment Position: A - Positions A, D and E, Insulation Type: 1 - Polyester, Transformer Arrangement: W - Wye, Secondary Disconnect: 1 - With Secondary, PT and Fuse Equipment: N - Without PT and Fuse, Types Rating: 15 / 14.4 - Wye - PT and Fuse Not Included, Door Type: C - ODNWI Assembly, Door Stop: Y - Yes, Qualification: U - UL Recognized | EA | EA |  | TRUE |  | P | B/W | DAYTON
135755 | 9 | 1 | States | Dayton | Hayley Fabian | TRUE | 2026-08-27T00:00:00 | 2026-11-30T00:00:00 | 2026-11-30T00:00:00 | 11 | 0 | 11 | 983.26 | 10815.86 | 55369 | USA | N45 | 1524 | ABB INC | 27511 | 931773T06 | Main, Bus, Support, Assy, 1200A | PUR | Main, Bus, Support, Assy, 1200A | EA | EA |  | TRUE |  | P | B/W | Dayton
135755 | 6 | 1 | States | Dayton | Hayley Fabian | TRUE | 2026-08-27T00:00:00 | 2026-11-30T00:00:00 | 2026-11-30T00:00:00 | 2 | 0 | 2 | 10128 | 20256 | 55369 | USA | N45 | 1524 | ABB INC | 27511 | CC1U72NCY0000U | Product Type: C - CPT Compartment, Max Voltage: 15kV, Rated Voltage: 7 - 12.47 kV, Stab Position: U - Upper, Insulation Type: 1 - Polyester, CPT Rating: 2 - 10 kVA 1-phase, Line-to-Line, CPT Equipment: N - Without CPT and Fuse, Types Rating: 15 / 12.47 kV - 10 kVA - CPT and Fuse Not Included, Door Type: C - ODNWI Assembly, Door Stop: Y - Yes, Qualification: U - UL Recognized | PUR | Product Type: C - CPT Compartment, Max Voltage: 15kV, Rated Voltage: 7 - 12.47 kV, Stab Position: U - Upper, Insulation Type: 1 - Polyester, CPT Rating: 2 - 10 kVA 1-phase, Line-to-Line, CPT Equipment: N - Without CPT and Fuse, Types Rating: 15 / 12.47 kV - 10 kVA - CPT and Fuse Not Included, Door Type: C - ODNWI Assembly, Door Stop: Y - Yes, Qualification: U - UL Recognized | EA | EA |  | TRUE |  | P | B/W | DAYTON
135755 | 11 | 1 | States | Dayton | Hayley Fabian | TRUE | 2026-08-27T00:00:00 | 2026-12-21T00:00:00 | 2026-12-21T00:00:00 | 18 | 0 | 18 | 1544.98 | 27809.64 | 55369 | USA | N45 | 1524 | ABB INC | 27511 | 7525A68G05 | Potential Transformer: 12470:120, VIZ-11, INDOOR application, 110 kV BIL, Nominal system voltage: 12.47kV, Connection type: LINE-LINE, Primary voltage: 17200/12470GY Volts, Secondary voltage: 120, Metering accuracy: 0.3Z, RVF: 1.1, Thermal rating: 1500, Frequency: 60, Ratio: 60:1 | PUR | Potential Transformer: 12470:120, VIZ-11, INDOOR application, 110 kV BIL, Nominal system voltage: 12.47kV, Connection type: LINE-LINE, Primary voltage: 17200/12470GY Volts, Secondary voltage: 120, Metering accuracy: 0.3Z, RVF: 1.1, Thermal rating: 1500, Frequency: 60, Ratio: 60:1 | EA | EA |  | TRUE |  | P | B/W | DAYTON
135755 | 7 | 1 | States | Dayton | Hayley Fabian | TRUE | 2026-08-27T00:00:00 | 2026-11-30T00:00:00 | 2026-11-30T00:00:00 | 1 | 0 | 1 | 9632.15 | 9632.15 | 55369 | USA | N45 | 1524 | ABB INC | 27511 | CC1L72NCY0000U | Product Type: C - CPT Compartment, Max Voltage: 15kV, Rated Voltage: 7 - 12.47 kV, Stab Position: L - Lower, Insulation Type: 1 - Polyester, CPT Rating: 2 - 10 kVA 1-phase, Line-to-Line, CPT Equipment: N - Without CPT and Fuse, Types Rating: 15 / 12.47 kV - 10 kVA - CPT and Fuse Not Included, Door Type: C - ODNWI Assembly, Door Stop: Y - Yes, Qualification: U - UL Recognized | PUR | Product Type: C - CPT Compartment, Max Voltage: 15kV, Rated Voltage: 7 - 12.47 kV, Stab Position: L - Lower, Insulation Type: 1 - Polyester, CPT Rating: 2 - 10 kVA 1-phase, Line-to-Line, CPT Equipment: N - Without CPT and Fuse, Types Rating: 15 / 12.47 kV - 10 kVA - CPT and Fuse Not Included, Door Type: C - ODNWI Assembly, Door Stop: Y - Yes, Qualification: U - UL Recognized | EA | EA |  | TRUE |  | P | B/W | DAYTON
135755 | 1 | 1 | States | Dayton | Hayley Fabian | TRUE | 2026-08-27T00:00:00 | 2026-11-30T00:00:00 | 2026-11-30T00:00:00 | 7 | 0 | 7 | 9190.3 | 64332.1 | 55369 | USA | N45 | 1524 | ABB INC | 27511 | AA4G1666XX000U00 | ADVAC; 4 - Model 4; A - Drawout; G1 - 15kV, 1200A, 25kA, 3 Cycle; CAP Switching: 630A C2 15kA PEAK 2.4 kHz; Charge Motor: 6 - 48VDC; Close Coil: 6 - 48VDC; Open Coil: 6 - 48VDC; 2nd Open Coil: X - None (Dual Secondary Disconnect); Undervoltage: X - None (Dual Secondary Disconnect); Button Color: 0 - Standard (ANSI); Button Protection: 0 - None; UL: U - UL Recognized; Ground Contact: 0 - Ground pad stainless steel; Racking Mechanism: 0 - Manual Truck | PUR | ADVAC; 4 - Model 4; A - Drawout; G1 - 15kV, 1200A, 25kA, 3 Cycle; CAP Switching: 630A C2 15kA PEAK 2.4 kHz; Charge Motor: 6 - 48VDC; Close Coil: 6 - 48VDC; Open Coil: 6 - 48VDC; 2nd Open Coil: X - None (Dual Secondary Disconnect); Undervoltage: X - None (Dual Secondary Disconnect); Button Color: 0 - Standard (ANSI); Button Protection: 0 - None; UL: U - UL Recognized; Ground Contact: 0 - Ground pad stainless steel; Racking Mechanism: 0 - Manual Truck | EA | EA |  | TRUE |  | P | B/W | DAYTON
135755 | 8 | 1 | States | Dayton | Hayley Fabian | TRUE | 2026-08-27T00:00:00 | 2027-01-18T00:00:00 | 2027-01-18T00:00:00 | 3 | 0 | 3 | 4700.35 | 14101.05 | 55369 | USA | N45 | 1524 | ABB INC | 27511 | CPTB951012470D151 | Control Power Transformer: 95 kV BIL, 10 kVA, 15 kV NSV, Primary voltage: 12470, Secondary voltage, 120/240 | PUR | Control Power Transformer: 95 kV BIL, 10 kVA, 15 kV NSV, Primary voltage: 12470, Secondary voltage, 120/240 | EA | EA |  | TRUE |  | P | B/W | DAYTON
132284 | 1 | 1 | States | Dayton | Hayley Fabian | TRUE | 2026-04-07T00:00:00 | 2026-09-30T00:00:00 | 2026-09-30T00:00:00 | 1 | 0 | 1 | 22200 | 22200 | 55369-6417 | USA | N45 | 1524 | ABB INC | 27511 | Level 4 & 5 Onsite testing for ABB UPS & STS | Category: --- Identifier: --- Level 4 & 5 Onsite testing for ABB UPS & STS ---------------------------------- - Enclosure Rating: --- - System voltage: --- - Bus amperage: --- - Short Circuit Rating: --- - Sections: --- 0 | PUR | "Category: --- Identifier: --- Level 4 & 5 Onsite testing for ABB UPS & STS ---------------------------------- - Enclosure Rating: --- - System voltage: --- - Bus amperage: --- - Short Circuit Rating: --- - Sections: --- 0" | EA | EA |  | TRUE |  | P | B/W
130512 | 1 | 6 | States | Dayton | Hayley Fabian | TRUE | 2025-12-31T00:00:00 | 2026-09-23T00:00:00 | 2026-03-18T00:00:00 | 18 | 16 | 2 | 2510.46 | 180753.12 | 55369 | USA | N60 | 1524 | ABB INC | 27511 | ZGOG3XX12-BX1XXXXX | Automatic Transfer Switch, ZTG T-Series, 30 A-260 A, ZGOG3XX12-BX1XXXXX (order per quote UM9-00026920) | PUR | Automatic Transfer Switch, ZTG T-Series, 30 A-260 A, ZGOG3XX12-BX1XXXXX (order per quote UM9-00026920) | EA | EA |  | TRUE |  | P | B/W | DAYTON
135853 | 2 | 1 | States | Forgent 2700-B Plant 3 | Hayley Fabian | TRUE | 2026-09-02T00:00:00 | 2027-05-28T00:00:00 | 2027-05-28T00:00:00 | 2 | 0 | 2 | 5100.02 | 10200.04 | 76712-6921 | USA | N45 | 1524 | ABB INC | 27511 | ZGDK3SX12-BX2XX2XX | Automatic Transfer Switch, ZTG T-Series, 400 A-600 A | PUR | Automatic Transfer Switch, ZTG T-Series, 400 A-600 A | EA | EA |  | TRUE |  | P | B/W | 100
135853 | 1 | 1 | States | Forgent 2700-B Plant 3 | Hayley Fabian | TRUE | 2026-09-02T00:00:00 | 2027-02-03T00:00:00 | 2027-02-03T00:00:00 | 2 | 0 | 2 | 0 | 0 | 76712-6921 | USA | N45 | 1524 | ABB INC | 27511 | ZGDK3SX12-BX2XX2XX | Automatic Transfer Switch, ZTG T-Series, 400 A-600 A | PUR | Automatic Transfer Switch, ZTG T-Series, 400 A-600 A | EA | EA |  | TRUE |  | P | B/W | 100
133432 | 9 | 2 | States | Caddell Construction | Hayley Fabian | TRUE | 2026-05-20T00:00:00 | 2027-06-30T00:00:00 | 2027-06-30T00:00:00 | 4 | 0 | 4 | 4000 | 32000 | 89506 | USA | N45 | 1524 | ABB INC | 27511 | FREIGHT_RIC | Freight: Incoterm FCA Factory - Freight allowed | PUR | Freight: Incoterm FCA Factory - Freight allowed | EA | EA |  | TRUE |  | P | B/W | 100 |  | 077404-10-1
133432 | 2 | 1 | States | Caddell Construction | Hayley Fabian | TRUE | 2026-05-20T00:00:00 | 2027-06-30T00:00:00 | 2027-06-30T00:00:00 | 32 | 0 | 32 | 31695.62 | 1014259.84 | 89506 | USA | N45 | 1524 | ABB INC | 27511 | 4NWP104024R36U2, 8 LiBC/UPS | Samsung 136S Lithium Battery Cabinets/UPS: - High cycle / High Power Density - UL9540/UL9540A Listed - Top Cable Entry - DC Breaker in each battery cabinet - DIM/BC: 25.5 in W x 21 in D x 87 in H; - Approx Weight/BC: 1125 lbs - Battery runtime: 7 minn BOL / 5 min EOL for 1579 kWb battery loads | PUR | Samsung 136S Lithium Battery Cabinets/UPS: - High cycle / High Power Density - UL9540/UL9540A Listed - Top Cable Entry - DC Breaker in each battery cabinet - DIM/BC: 25.5 in W x 21 in D x 87 in H; - Approx Weight/BC: 1125 lbs - Battery runtime: 7 minn BOL / 5 min EOL for 1579 kWb battery loads | EA | EA |  | TRUE |  | P | B/W | 100 |  | 077404-10-1
133432 | 6 | 1 | States | Caddell Construction | Hayley Fabian | TRUE | 2026-05-20T00:00:00 | 2027-06-30T00:00:00 | 2027-06-30T00:00:00 | 4 | 0 | 4 | 3252.38 | 13009.52 | 89506 | USA | N45 | 1524 | ABB INC | 27511 | 4NWR002253 | IntraPack Part No.: F012382-A02, Standard Primary top hat, Samsung Lithium-Ion UL9540A battery cabinet includes: - Cable management for Positive, Negative and Frame Ground Cables - Removable Front and Top Gland Plates - Paint color: Black - Data logger provided by ABB | PUR | IntraPack Part No.: F012382-A02, Standard Primary top hat, Samsung Lithium-Ion UL9540A battery cabinet includes: - Cable management for Positive, Negative and Frame Ground Cables - Removable Front and Top Gland Plates - Paint color: Black - Data logger provided by ABB | EA | EA |  | TRUE |  | P | B/W | 100 |  | 077404-10-1
133432 | 12 | 1 | States | Caddell Construction | Hayley Fabian | TRUE | 2026-05-20T00:00:00 | 2027-06-30T00:00:00 | 2027-06-30T00:00:00 | 1 | 0 | 1 | 4750 | 4750 | 89506 | USA | N45 | 1524 | ABB INC | 27511 | MOBILIZATION_UPS | Mobilization for UPS Pkg (assume startup at same time for both UPS's) | PUR | Mobilization for UPS Pkg (assume startup at same time for both UPS's) | EA | EA |  | TRUE |  | P | B/W | 100 |  | 077404-10-1
133432 | 21 | 1 | States | Caddell Construction | Hayley Fabian | TRUE | 2026-05-20T00:00:00 | 2027-06-30T00:00:00 | 2027-06-30T00:00:00 | 4 | 0 | 4 | 6441.69 | 25766.76 | 89506 | USA | N45 | 1524 | ABB INC | 27511 | UPS-FOBDEST | FCA Destination Charges Included | PUR | FCA Destination Charges Included | EA | EA |  | TRUE |  | P | B/W | 100 |  | 077404-10-1
133432 | 18 | 1 | States | Caddell Construction | Hayley Fabian | TRUE | 2026-05-20T00:00:00 | 2027-06-30T00:00:00 | 2027-06-30T00:00:00 | 8 | 0 | 8 | 1300 | 10400 | 89506 | USA | N45 | 1524 | ABB INC | 27511 | SERVICEFLATRATE-8HR | Provide 8 hours response time ($1300/annual rate) | PUR | Provide 8 hours response time ($1300/annual rate) | EA | EA |  | TRUE |  | P | B/W | 100 |  | 077404-10-1
133432 | 9 | 1 | States | Caddell Construction | Hayley Fabian | TRUE | 2026-05-20T00:00:00 | 2027-06-30T00:00:00 | 2027-06-30T00:00:00 | 4 | 0 | 4 | 4000 | 32000 | 89506 | USA | N45 | 1524 | ABB INC | 27511 | FREIGHT_RIC | Freight: Incoterm FCA Factory - Freight allowed | PUR | Freight: Incoterm FCA Factory - Freight allowed | EA | EA |  | TRUE |  | P | B/W | 100 |  | 077404-10-1
133432 | 23 | 1 | States | Caddell Construction | Hayley Fabian | TRUE | 2026-05-20T00:00:00 | 2027-06-30T00:00:00 | 2027-06-30T00:00:00 | 4 | 0 | 4 | 34500 | 138000 | 89506 | USA | N45 | 1524 | ABB INC | 27511 | WARMEG-2.2 | Provide 2 year extended warranty with annual PM of UPS & batteries | PUR | Provide 2 year extended warranty with annual PM of UPS & batteries | EA | EA |  | TRUE |  | P | B/W | 100 |  | 077404-10-1
133432 | 8 | 1 | States | Caddell Construction | Hayley Fabian | TRUE | 2026-05-20T00:00:00 | 2027-06-30T00:00:00 | 2027-06-30T00:00:00 | 8 | 0 | 8 | 1750.5 | 14004 | 89506 | USA | N45 | 1524 | ABB INC | 27511 | 7GSP017351R0001 | UPS OPT IM0171E CUSTOMER INTERFAIEC_1605 | PUR | CIC Communication Card | EA | EA |  | TRUE |  | P | B/W | 100 |  | 077404-10-1
133432 | 15 | 1 | States | Caddell Construction | Hayley Fabian | TRUE | 2026-05-20T00:00:00 | 2027-06-30T00:00:00 | 2027-06-30T00:00:00 | 8 | 0 | 8 | 4750 | 38000 | 89506 | USA | N45 | 1524 | ABB INC | 27511 | S-CM1_UPS 3.5.D | (Customer to decide) Spec 263353, Par 3.5.D Level-4 Performance Testing per system Par 3.5.D: Exploratory period - 1st 2 days onsite Note: Customer to decide if this step is necessary | PUR | (Customer to decide) Spec 263353, Par 3.5.D Level-4 Performance Testing per system Par 3.5.D: Exploratory period - 1st 2 days onsite Note: Customer to decide if this step is necessary | EA | EA |  | TRUE |  | P | B/W | 100 |  | 077404-10-1
133432 | 19 | 1 | States | Caddell Construction | Hayley Fabian | TRUE | 2026-05-20T00:00:00 | 2027-06-30T00:00:00 | 2027-06-30T00:00:00 | 4 | 0 | 4 | 4750 | 19000 | 89506 | USA | N45 | 1524 | ABB INC | 27511 | S-IST | (1 day/UPS is recommended) Spec 263353, Par 3.6A Level-5 Integration System Testing (IST) (1 day included + daily rate applied if exceeds) | PUR | (1 day/UPS is recommended) Spec 263353, Par 3.6A Level-5 Integration System Testing (IST) (1 day included + daily rate applied if exceeds) | EA | EA |  | TRUE |  | P | B/W | 100 |  | 077404-10-1
133432 | 10 | 1 | States | Caddell Construction | Hayley Fabian | TRUE | 2026-05-20T00:00:00 | 2027-06-30T00:00:00 | 2027-06-30T00:00:00 | 4 | 0 | 4 | 9500 | 38000 | 89506 | USA | N45 | 1524 | ABB INC | 27511 | FSULITHI136X8P1 | Level-3 Startup of Lithium-Ion Batteries Note: Installation & connecting of batteries in the cabinets are by others (per adder above) | PUR | Level-3 Startup of Lithium-Ion Batteries Note: Installation & connecting of batteries in the cabinets are by others (per adder above) | EA | EA |  | TRUE |  | P | B/W | 100 |  | 077404-10-1
133432 | 7 | 1 | States | Caddell Construction | Hayley Fabian | TRUE | 2026-05-20T00:00:00 | 2027-06-30T00:00:00 | 2027-06-30T00:00:00 | 4 | 0 | 4 | 13880.48 | 55521.92 | 89506 | USA | N45 | 1524 | ABB INC | 27511 | 79-5000-00000047 | 4000A DC Junction Cabinet: - NEMA-1 enclosure - Dim: 30"W x 24"D x 87"H - Front access; - Installed end cap of battery lineup closer to UPS I/O section - Accommodates up to 10 DC battery cabinet landings - Installed by contractor - see ABB installation drawing; | PUR | 4000A DC Junction Cabinet: - NEMA-1 enclosure - Dim: 30"W x 24"D x 87"H - Front access; - Installed end cap of battery lineup closer to UPS I/O section - Accommodates up to 10 DC battery cabinet landings - Installed by contractor - see ABB installation drawing; | EA | EA |  | TRUE |  | P | B/W | 100 |  | 077404-10-1
133432 | 11 | 1 | States | Caddell Construction | Hayley Fabian | TRUE | 2026-05-20T00:00:00 | 2027-06-30T00:00:00 | 2027-06-30T00:00:00 | 4 | 0 | 4 | 14250 | 57000 | 89506 | USA | N45 | 1524 | ABB INC | 27511 | FSUMEG1600P1 | Level-3 Startup of MegaFlex UPS | PUR | Level-3 Startup of MegaFlex UPS | EA | EA |  | TRUE |  | P | B/W | 100 |  | 077404-10-1
133432 | 20 | 1 | States | Caddell Construction | Hayley Fabian | TRUE | 2026-05-20T00:00:00 | 2027-06-30T00:00:00 | 2027-06-30T00:00:00 | 1 | 0 | 1 | 4750 | 4750 | 89506 | USA | N45 | 1524 | ABB INC | 27511 | S-OST | Par 3.4.K - Onsite Training after startup/commissioning completion, contiguous US only (1 day / site + daily rate applied if exceeds) | PUR | Par 3.4.K - Onsite Training after startup/commissioning completion, contiguous US only (1 day / site + daily rate applied if exceeds) | EA | EA |  | TRUE |  | P | B/W | 100 |  | 077404-10-1
133432 | 3 | 1 | States | Caddell Construction | Hayley Fabian | TRUE | 2026-05-20T00:00:00 | 2027-06-30T00:00:00 | 2027-06-30T00:00:00 | 4 | 0 | 4 | 317079.24 | 1268316.96 | 89506 | USA | N45 | 1524 | ABB INC | 27511 | 4NWP106511R0002 | MegaFlex 1.5MW UPS 480V 60Hz: Static Bypass - 100% rated continuous duty; Cabinet color: RAL 9005 (black); Single or dual AC feed; Short circuit withstand rating: 100kAIC; Input Voltage: 480V 3-Phase + Gnd , +/- 15% voltage tolerance, Frequency: 60Hz +/- 10%, PF = 0.99; Output: 480V, 3W + Gnd, Frequency: 60Hz & PF = 1.0; Efficiency: Up to 97% Double Conversion (VFI) & Up to 99% eBoost mode (VFD); Compatible Battery Technologies: LiB, NiZn, VRLA | PUR | MegaFlex 1.5MW UPS 480V 60Hz: Static Bypass - 100% rated continuous duty; Cabinet color: RAL 9005 (black); Single or dual AC feed; Short circuit withstand rating: 100kAIC; Input Voltage: 480V 3-Phase + Gnd , +/- 15% voltage tolerance, Frequency: 60Hz +/- 10%, PF = 0.99; Output: 480V, 3W + Gnd, Frequency: 60Hz & PF = 1.0; Efficiency: Up to 97% Double Conversion (VFI) & Up to 99% eBoost mode (VFD); Compatible Battery Technologies: LiB, NiZn, VRLA | EA | EA |  | TRUE |  | P | B/W | 100 |  | 077404-10-1
133432 | 14 | 1 | States | Caddell Construction | Hayley Fabian | TRUE | 2026-05-20T00:00:00 | 2027-06-30T00:00:00 | 2027-06-30T00:00:00 | 8 | 0 | 8 | 4750 | 38000 | 89506 | USA | N45 | 1524 | ABB INC | 27511 | S-CM1_UPS 3.5.B | Spec 263353, Par 3.5.B Level-4 Performance Testing per system Par 3.5.B: 2 days onsite (Deviate from 10 to 2 days per Customer Request) | PUR | Spec 263353, Par 3.5.B Level-4 Performance Testing per system Par 3.5.B: 2 days onsite (Deviate from 10 to 2 days per Customer Request) | EA | EA |  | TRUE |  | P | B/W | 100 |  | 077404-10-1
133432 | 17 | 1 | States | Caddell Construction | Hayley Fabian | TRUE | 2026-05-20T00:00:00 | 2027-06-30T00:00:00 | 2027-06-30T00:00:00 | 16 | 0 | 16 | 4750 | 76000 | 89506 | USA | N45 | 1524 | ABB INC | 27511 | SERVICEFLATRATE Spec | Spec 263353.1, Par 3.2.B - Battery installation by UPS Manufacturer | PUR | Spec 263353.1, Par 3.2.B - Battery installation by UPS Manufacturer | EA | EA |  | TRUE |  | P | B/W | 100 |  | 077404-10-1
133432 | 13 | 1 | States | Caddell Construction | Hayley Fabian | TRUE | 2026-05-20T00:00:00 | 2027-06-30T00:00:00 | 2027-06-30T00:00:00 | 1 | 0 | 1 | 4750 | 4750 | 89506 | USA | N45 | 1524 | ABB INC | 27511 | MOBILIZATION_UPS PKG | Mobilization for UPS Pkg (for L4/L5/L6T Tasks) | PUR | Mobilization for UPS Pkg (for L4/L5/L6T Tasks) | EA | EA |  | TRUE |  | P | B/W | 100 |  | 077404-10-1
133432 | 16 | 1 | States | Caddell Construction | Hayley Fabian | TRUE | 2026-05-20T00:00:00 | 2027-06-30T00:00:00 | 2027-06-30T00:00:00 | 2 | 0 | 2 | 4750 | 9500 | 89506 | USA | N45 | 1524 | ABB INC | 27511 | SERVICEFLATRATE | Level-3 Startup: Additional startup time - interfacing with and checking of Maintenance Bypass Switchboards (not actual SU of MBC or MBS) | PUR | Level-3 Startup: Additional startup time - interfacing with and checking of Maintenance Bypass Switchboards (not actual SU of MBC or MBS) | EA | EA |  | TRUE |  | P | B/W | 100 |  | 077404-10-1
133432 | 4 | 1 | States | Caddell Construction | Hayley Fabian | TRUE | 2026-05-20T00:00:00 | 2027-06-30T00:00:00 | 2027-06-30T00:00:00 | 4 | 0 | 4 | 1864.75 | 7459 | 89506 | USA | N45 | 1524 | ABB INC | 27511 | 4NWPN7574R0001 | Data Logger (w/o top hat), provided by ABB to be installed by IntraPack in the Primary Top hat | PUR | Data Logger (w/o top hat), provided by ABB to be installed by IntraPack in the Primary Top hat | EA | EA |  | TRUE |  | P | B/W | 100 |  | 077404-10-1
133432 | 22 | 1 | States | Caddell Construction | Hayley Fabian | TRUE | 2026-05-20T00:00:00 | 2027-06-30T00:00:00 | 2027-06-30T00:00:00 | 4 | 0 | 4 | 5682.78 | 22731.12 | 89506 | USA | N45 | 1524 | ABB INC | 27511 | UPS-FOBDEST_ | FCA Destination Charges Included | PUR | FCA Destination Charges Included | EA | EA |  | TRUE |  | P | B/W | 100 |  | 077404-10-1
133432 | 5 | 1 | States | Caddell Construction | Hayley Fabian | TRUE | 2026-05-20T00:00:00 | 2027-06-30T00:00:00 | 2027-06-30T00:00:00 | 28 | 0 | 28 | 1653.75 | 46305 | 89506 | USA | N45 | 1524 | ABB INC | 27511 | 4NWR002204 | IntraPack Part No.: F012384-A02, Secondary top hat, Samsung Lithium-Ion UL9540A battery cabinet includes: - Cable management for Positive, Negative and Frame Ground Cables - Removable Front and Top Gland Plates - Paint color: Black | PUR | IntraPack Part No.: F012384-A02, Secondary top hat, Samsung Lithium-Ion UL9540A battery cabinet includes: - Cable management for Positive, Negative and Frame Ground Cables - Removable Front and Top Gland Plates - Paint color: Black | EA | EA |  | TRUE |  | P | B/W | 100 |  | 077404-10-1
133432 | 1 | 1 | States | Caddell Construction | Hayley Fabian | TRUE | 2026-05-20T00:00:00 | 2027-06-30T00:00:00 | 2027-06-30T00:00:00 | 4 | 0 | 4 | 1504.2 | 6016.8 | 89506 | USA | N45 | 1524 | ABB INC | 27511 | 4NWA7000321568A | MegaFlex Seismic Bracket | PUR | MegaFlex Seismic Bracket | EA | EA |  | TRUE |  | P | B/W | 100 |  | 077404-10-1
135337 | 1 | 1 | States | Dayton | Hayley Fabian | TRUE | 2026-08-10T00:00:00 | 2026-11-18T00:00:00 | 2026-11-18T00:00:00 | 1 | 0 | 1 | 2437.05 | 2437.05 | 55369-6417 | USA | N45 | 1524 | ABB INC | 27511 | CL3YCY0000000U | Product Type: C - LV Compartment, Compartment Height: 3 - 57 Inch, Bottom IT Pans: Y - Yes, Door Type: C - ODNWI Assembly, Door Stop: Y - Yes, Qualification: U - UL Recognized | PUR | Product Type: C - LV Compartment, Compartment Height: 3 - 57 Inch, Bottom IT Pans: Y - Yes, Door Type: C - ODNWI Assembly, Door Stop: Y - Yes, Qualification: U - UL Recognized | EA | EA |  | TRUE |  | P | B/W | DAYTON
133942 | 1 | 1 | States | Champlin | Hayley Fabian | TRUE | 2026-06-08T00:00:00 | 2026-12-02T00:00:00 | 2026-12-02T00:00:00 | 1 | 0 | 1 | 4838.4 | 4838.4 | 55316-3157 | USA | N45 | 1524 | ABB INC | 27511 | GE-1000 | Lift Truck | PUR | Lift Truck | EA | EA |  | TRUE |  | P | B/W | 100
133418 | 17 | 1 | States | Oppidan Prineville | Hayley Fabian | TRUE | 2026-05-20T00:00:00 | 2027-09-30T00:00:00 | 2027-09-30T00:00:00 | 16 | 0 | 16 | 4750 | 76000 | 97754 | USA | N45 | 1524 | ABB INC | 27511 | SERVICEFLATRATE Spec | Spec 263353.1, Par 3.2.B - Battery installation by UPS Manufacturer | PUR | Spec 263353.1, Par 3.2.B - Battery installation by UPS Manufacturer | EA | EA |  | TRUE |  | P | B/W | 100 |  | 077401-10-1
133418 | 6 | 1 | States | Oppidan Prineville | Hayley Fabian | TRUE | 2026-05-20T00:00:00 | 2027-09-30T00:00:00 | 2027-09-30T00:00:00 | 4 | 0 | 4 | 3252.38 | 13009.52 | 97754 | USA | N45 | 1524 | ABB INC | 27511 | 4NWR002253 | IntraPack Part No.: F012382-A02, Standard Primary top hat, Samsung Lithium-Ion UL9540A battery cabinet includes: - Cable management for Positive, Negative and Frame Ground Cables - Removable Front and Top Gland Plates - Paint color: Black - Data logger provided by ABB | PUR | IntraPack Part No.: F012382-A02, Standard Primary top hat, Samsung Lithium-Ion UL9540A battery cabinet includes: - Cable management for Positive, Negative and Frame Ground Cables - Removable Front and Top Gland Plates - Paint color: Black - Data logger provided by ABB | EA | EA |  | TRUE |  | P | B/W | 100 |  | 077401-10-1
133418 | 9 | 1 | States | Oppidan Prineville | Hayley Fabian | TRUE | 2026-05-20T00:00:00 | 2027-09-30T00:00:00 | 2027-09-30T00:00:00 | 4 | 0 | 4 | 4000 | 32000 | 97754 | USA | N45 | 1524 | ABB INC | 27511 | FREIGHT_RIC | Freight: Incoterm FCA Factory - Freight allowed | PUR | Freight: Incoterm FCA Factory - Freight allowed | EA | EA |  | TRUE |  | P | B/W | 100 |  | 077401-10-1
133418 | 8 | 1 | States | Oppidan Prineville | Hayley Fabian | TRUE | 2026-05-20T00:00:00 | 2027-09-30T00:00:00 | 2027-09-30T00:00:00 | 8 | 0 | 8 | 1750.5 | 14004 | 97754 | USA | N45 | 1524 | ABB INC | 27511 | 7GSP017351R0001 | UPS OPT IM0171E CUSTOMER INTERFAIEC_1605 | PUR | CIC Communication Card | EA | EA |  | TRUE |  | P | B/W | 100 |  | 077401-10-1
133418 | 7 | 1 | States | Oppidan Prineville | Hayley Fabian | TRUE | 2026-05-20T00:00:00 | 2027-09-30T00:00:00 | 2027-09-30T00:00:00 | 4 | 0 | 4 | 13880.48 | 55521.92 | 97754 | USA | N45 | 1524 | ABB INC | 27511 | 79-5000-00000047 | 4000A DC Junction Cabinet: - NEMA-1 enclosure - Dim: 30"W x 24"D x 87"H - Front access; - Installed end cap of battery lineup closer to UPS I/O section - Accommodates up to 10 DC battery cabinet landings - Installed by contractor - see ABB installation drawing; | PUR | 4000A DC Junction Cabinet: - NEMA-1 enclosure - Dim: 30"W x 24"D x 87"H - Front access; - Installed end cap of battery lineup closer to UPS I/O section - Accommodates up to 10 DC battery cabinet landings - Installed by contractor - see ABB installation drawing; | EA | EA |  | TRUE |  | P | B/W | 100 |  | 077401-10-1
133418 | 21 | 1 | States | Oppidan Prineville | Hayley Fabian | TRUE | 2026-05-20T00:00:00 | 2027-09-30T00:00:00 | 2027-09-30T00:00:00 | 4 | 0 | 4 | 6441.69 | 25766.76 | 97754 | USA | N45 | 1524 | ABB INC | 27511 | UPS-FOBDEST | FCA Destination Charges Included | PUR | FCA Destination Charges Included | EA | EA |  | TRUE |  | P | B/W | 100 |  | 077401-10-1
133418 | 16 | 1 | States | Oppidan Prineville | Hayley Fabian | TRUE | 2026-05-20T00:00:00 | 2027-09-30T00:00:00 | 2027-09-30T00:00:00 | 2 | 0 | 2 | 4750 | 9500 | 97754 | USA | N45 | 1524 | ABB INC | 27511 | SERVICEFLATRATE | Level-3 Startup: Additional startup time - interfacing with and checking of Maintenance Bypass Switchboards (not actual SU of MBC or MBS) | PUR | Level-3 Startup: Additional startup time - interfacing with and checking of Maintenance Bypass Switchboards (not actual SU of MBC or MBS) | EA | EA |  | TRUE |  | P | B/W | 100 |  | 077401-10-1
133418 | 4 | 1 | States | Oppidan Prineville | Hayley Fabian | TRUE | 2026-05-20T00:00:00 | 2027-09-30T00:00:00 | 2027-09-30T00:00:00 | 4 | 0 | 4 | 1864.75 | 7459 | 97754 | USA | N45 | 1524 | ABB INC | 27511 | 4NWPN7574R0001 | Data Logger (w/o top hat), provided by ABB to be installed by IntraPack in the Primary Top hat | PUR | Data Logger (w/o top hat), provided by ABB to be installed by IntraPack in the Primary Top hat | EA | EA |  | TRUE |  | P | B/W | 100 |  | 077401-10-1
133418 | 22 | 1 | States | Oppidan Prineville | Hayley Fabian | TRUE | 2026-05-20T00:00:00 | 2027-09-30T00:00:00 | 2027-09-30T00:00:00 | 4 | 0 | 4 | 5682.78 | 22731.12 | 97754 | USA | N45 | 1524 | ABB INC | 27511 | UPS-FOBDEST_ | FCA Destination Charges Included | PUR | FCA Destination Charges Included | EA | EA |  | TRUE |  | P | B/W | 100 |  | 077401-10-1
133418 | 5 | 1 | States | Oppidan Prineville | Hayley Fabian | TRUE | 2026-05-20T00:00:00 | 2027-09-30T00:00:00 | 2027-09-30T00:00:00 | 28 | 0 | 28 | 1653.75 | 46305 | 97754 | USA | N45 | 1524 | ABB INC | 27511 | 4NWR002204 | IntraPack Part No.: F012384-A02, Secondary top hat, Samsung Lithium-Ion UL9540A battery cabinet includes: - Cable management for Positive, Negative and Frame Ground Cables - Removable Front and Top Gland Plates - Paint color: Black | PUR | IntraPack Part No.: F012384-A02, Secondary top hat, Samsung Lithium-Ion UL9540A battery cabinet includes: - Cable management for Positive, Negative and Frame Ground Cables - Removable Front and Top Gland Plates - Paint color: Black | EA | EA |  | TRUE |  | P | B/W | 100 |  | 077401-10-1
133418 | 23 | 1 | States | Oppidan Prineville | Hayley Fabian | TRUE | 2026-05-20T00:00:00 | 2027-09-30T00:00:00 | 2027-09-30T00:00:00 | 4 | 0 | 4 | 34500 | 138000 | 97754 | USA | N45 | 1524 | ABB INC | 27511 | WARMEG-2.2 | Provide 2 year extended warranty with annual PM of UPS & batteries | PUR | Provide 2 year extended warranty with annual PM of UPS & batteries | EA | EA |  | TRUE |  | P | B/W | 100 |  | 077401-10-1
133418 | 18 | 1 | States | Oppidan Prineville | Hayley Fabian | TRUE | 2026-05-20T00:00:00 | 2027-09-30T00:00:00 | 2027-09-30T00:00:00 | 8 | 0 | 8 | 1300 | 10400 | 97754 | USA | N45 | 1524 | ABB INC | 27511 | SERVICEFLATRATE-8HR | Provide 8 hours response time ($1300/annual rate) | PUR | Provide 8 hours response time ($1300/annual rate) | EA | EA |  | TRUE |  | P | B/W | 100 |  | 077401-10-1
133418 | 19 | 1 | States | Oppidan Prineville | Hayley Fabian | TRUE | 2026-05-20T00:00:00 | 2027-09-30T00:00:00 | 2027-09-30T00:00:00 | 4 | 0 | 4 | 4750 | 19000 | 97754 | USA | N45 | 1524 | ABB INC | 27511 | S-IST | (1 day/UPS is recommended) Spec 263353, Par 3.6A Level-5 Integration System Testing (IST) (1 day included + daily rate applied if exceeds) | PUR | (1 day/UPS is recommended) Spec 263353, Par 3.6A Level-5 Integration System Testing (IST) (1 day included + daily rate applied if exceeds) | EA | EA |  | TRUE |  | P | B/W | 100 |  | 077401-10-1
133418 | 1 | 1 | States | Oppidan Prineville | Hayley Fabian | TRUE | 2026-05-20T00:00:00 | 2027-09-30T00:00:00 | 2027-09-30T00:00:00 | 4 | 0 | 4 | 1504.2 | 6016.8 | 97754 | USA | N45 | 1524 | ABB INC | 27511 | 4NWA7000321568A | MegaFlex Seismic Bracket | PUR | MegaFlex Seismic Bracket | EA | EA |  | TRUE |  | P | B/W | 100 |  | 077401-10-1
133418 | 20 | 1 | States | Oppidan Prineville | Hayley Fabian | TRUE | 2026-05-20T00:00:00 | 2027-09-30T00:00:00 | 2027-09-30T00:00:00 | 1 | 0 | 1 | 4750 | 4750 | 97754 | USA | N45 | 1524 | ABB INC | 27511 | S-OST | Par 3.4.K - Onsite Training after startup/commissioning completion, contiguous US only (1 day / site + daily rate applied if exceeds) | PUR | Par 3.4.K - Onsite Training after startup/commissioning completion, contiguous US only (1 day / site + daily rate applied if exceeds) | EA | EA |  | TRUE |  | P | B/W | 100 |  | 077401-10-1
133418 | 15 | 1 | States | Oppidan Prineville | Hayley Fabian | TRUE | 2026-05-20T00:00:00 | 2027-09-30T00:00:00 | 2027-09-30T00:00:00 | 8 | 0 | 8 | 4750 | 38000 | 97754 | USA | N45 | 1524 | ABB INC | 27511 | S-CM1_UPS 3.5.D | (Customer to decide) Spec 263353, Par 3.5.D Level-4 Performance Testing per system Par 3.5.D: Exploratory period - 1st 2 days onsite Note: Customer to decide if this step is necessary | PUR | (Customer to decide) Spec 263353, Par 3.5.D Level-4 Performance Testing per system Par 3.5.D: Exploratory period - 1st 2 days onsite Note: Customer to decide if this step is necessary | EA | EA |  | TRUE |  | P | B/W | 100 |  | 077401-10-1
133418 | 11 | 1 | States | Oppidan Prineville | Hayley Fabian | TRUE | 2026-05-20T00:00:00 | 2027-09-30T00:00:00 | 2027-09-30T00:00:00 | 4 | 0 | 4 | 14250 | 57000 | 97754 | USA | N45 | 1524 | ABB INC | 27511 | FSUMEG1600P1 | Level-3 Startup of MegaFlex UPS | PUR | Level-3 Startup of MegaFlex UPS | EA | EA |  | TRUE |  | P | B/W | 100 |  | 077401-10-1
133418 | 2 | 1 | States | Oppidan Prineville | Hayley Fabian | TRUE | 2026-05-20T00:00:00 | 2027-09-30T00:00:00 | 2027-09-30T00:00:00 | 32 | 0 | 32 | 31695.62 | 1014259.84 | 97754 | USA | N45 | 1524 | ABB INC | 27511 | 4NWP104024R36U2, 8 LiBC/UPS | Samsung 136S Lithium Battery Cabinets/UPS: - High cycle / High Power Density - UL9540/UL9540A Listed - Top Cable Entry - DC Breaker in each battery cabinet - DIM/BC: 25.5 in W x 21 in D x 87 in H; - Approx Weight/BC: 1125 lbs - Battery runtime: 7 minn BOL / 5 min EOL for 1579 kWb battery loads | PUR | Samsung 136S Lithium Battery Cabinets/UPS: - High cycle / High Power Density - UL9540/UL9540A Listed - Top Cable Entry - DC Breaker in each battery cabinet - DIM/BC: 25.5 in W x 21 in D x 87 in H; - Approx Weight/BC: 1125 lbs - Battery runtime: 7 minn BOL / 5 min EOL for 1579 kWb battery loads | EA | EA |  | TRUE |  | P | B/W | 100 |  | 077401-10-1
133418 | 13 | 1 | States | Oppidan Prineville | Hayley Fabian | TRUE | 2026-05-20T00:00:00 | 2027-09-30T00:00:00 | 2027-09-30T00:00:00 | 1 | 0 | 1 | 4750 | 4750 | 97754 | USA | N45 | 1524 | ABB INC | 27511 | MOBILIZATION_UPS PKG | Mobilization for UPS Pkg (for L4/L5/L6T Tasks) | PUR | Mobilization for UPS Pkg (for L4/L5/L6T Tasks) | EA | EA |  | TRUE |  | P | B/W | 100 |  | 077401-10-1
133418 | 3 | 1 | States | Oppidan Prineville | Hayley Fabian | TRUE | 2026-05-20T00:00:00 | 2027-09-30T00:00:00 | 2027-09-30T00:00:00 | 4 | 0 | 4 | 317079.24 | 1268316.96 | 97754 | USA | N45 | 1524 | ABB INC | 27511 | 4NWP106511R0002 | MegaFlex 1.5MW UPS 480V 60Hz: Static Bypass - 100% rated continuous duty; Cabinet color: RAL 9005 (black); Single or dual AC feed; Short circuit withstand rating: 100kAIC; Input Voltage: 480V 3-Phase + Gnd , +/- 15% voltage tolerance, Frequency: 60Hz +/- 10%, PF = 0.99; Output: 480V, 3W + Gnd, Frequency: 60Hz & PF = 1.0; Efficiency: Up to 97% Double Conversion (VFI) & Up to 99% eBoost mode (VFD); Compatible Battery Technologies: LiB, NiZn, VRLA | PUR | MegaFlex 1.5MW UPS 480V 60Hz: Static Bypass - 100% rated continuous duty; Cabinet color: RAL 9005 (black); Single or dual AC feed; Short circuit withstand rating: 100kAIC; Input Voltage: 480V 3-Phase + Gnd , +/- 15% voltage tolerance, Frequency: 60Hz +/- 10%, PF = 0.99; Output: 480V, 3W + Gnd, Frequency: 60Hz & PF = 1.0; Efficiency: Up to 97% Double Conversion (VFI) & Up to 99% eBoost mode (VFD); Compatible Battery Technologies: LiB, NiZn, VRLA | EA | EA |  | TRUE |  | P | B/W | 100 |  | 077401-10-1
133418 | 14 | 1 | States | Oppidan Prineville | Hayley Fabian | TRUE | 2026-05-20T00:00:00 | 2027-09-30T00:00:00 | 2027-09-30T00:00:00 | 8 | 0 | 8 | 4750 | 38000 | 97754 | USA | N45 | 1524 | ABB INC | 27511 | S-CM1_UPS 3.5.B | Spec 263353, Par 3.5.B Level-4 Performance Testing per system Par 3.5.B: 2 days onsite (Deviate from 10 to 2 days per Customer Request) | PUR | Spec 263353, Par 3.5.B Level-4 Performance Testing per system Par 3.5.B: 2 days onsite (Deviate from 10 to 2 days per Customer Request) | EA | EA |  | TRUE |  | P | B/W | 100 |  | 077401-10-1
133418 | 10 | 1 | States | Oppidan Prineville | Hayley Fabian | TRUE | 2026-05-20T00:00:00 | 2027-09-30T00:00:00 | 2027-09-30T00:00:00 | 4 | 0 | 4 | 9500 | 38000 | 97754 | USA | N45 | 1524 | ABB INC | 27511 | FSULITHI136X8P1 | Level-3 Startup of Lithium-Ion Batteries Note: Installation & connecting of batteries in the cabinets are by others (per adder above) | PUR | Level-3 Startup of Lithium-Ion Batteries Note: Installation & connecting of batteries in the cabinets are by others (per adder above) | EA | EA |  | TRUE |  | P | B/W | 100 |  | 077401-10-1
133418 | 9 | 2 | States | Oppidan Prineville | Hayley Fabian | TRUE | 2026-05-20T00:00:00 | 2027-09-30T00:00:00 | 2027-09-30T00:00:00 | 4 | 0 | 4 | 4000 | 32000 | 97754 | USA | N45 | 1524 | ABB INC | 27511 | FREIGHT_RIC | Freight: Incoterm FCA Factory - Freight allowed | PUR | Freight: Incoterm FCA Factory - Freight allowed | EA | EA |  | TRUE |  | P | B/W | 100 |  | 077401-10-1
133418 | 12 | 1 | States | Oppidan Prineville | Hayley Fabian | TRUE | 2026-05-20T00:00:00 | 2027-09-30T00:00:00 | 2027-09-30T00:00:00 | 1 | 0 | 1 | 4750 | 4750 | 97754 | USA | N45 | 1524 | ABB INC | 27511 | MOBILIZATION_UPS | Mobilization for UPS Pkg (assume startup at same time for both UPS's) | PUR | Mobilization for UPS Pkg (assume startup at same time for both UPS's) | EA | EA |  | TRUE |  | P | B/W | 100 |  | 077401-10-1
132288 | 2 | 1 | States | Dayton | Hayley Fabian | TRUE | 2026-04-07T00:00:00 | 2026-11-19T00:00:00 | 2026-11-19T00:00:00 | 2 | 0 | 2 | 5760.95 | 11521.9 | 55369-6417 | USA | N45 | 1524 | ABB INC | 27511 | BTO ATS 400A-600A | ZGDK3XX12-CX2XT4XX Automatic Transfer Switch, ZTG T-Series, 400 A-600 A "ZTG DT 400A3PH No Neu N1 General Purpose Commercial and Industrial Automatic Transfer Switch 400 A, 3 Phase (3 Pole), Delayed Transition NEMA 1 Enclosure 4 NO (Normally Open) and 4 NC (Normally Closed) Auxiliary Contacts No Neutral No Meters GB2 - (6)#8-1/0 Ground Bar Modbus TCP communications Additional 4 I/O, programmable T1-Panel Voltage agnostic, Rated for 200 to 480V line to line voltage Standard Application-Sources on Bottom UL 1008 listed up To 480VAC at 50/60Hz Seismic certified To IEEE-693-2005 at HIGH level With 2.5 amplification factor Seismic certified To IBC-2015 at Ip=1.5 For z/h less than Or equal To 1 Microprocessor activated Momentary test switch Programmable exerciser daily, 7-14-28-365 days user- selectable, with or without load Event log of last 250 events Adjustable over/under frequency sensor-Source 2-and Source 1 Frequency Indication - on the controller LED Source -2 - Position indication LED Source -1 - Position indication LED Source -2 - Source availability indication LED Source -1 - Source availability indication" "Engine start timer -adjustable up to 60sec Phase rotation sensing of Source 1 and Source 2 Under voltage sensing 3-phase Source 2 In Phase Monitor between Source 1 and Source 2 to allow transfer-with enable/disable Over voltage sensing-3 phase Source 2 Microprocessor activated Commit/no commit on transferring to Source 2-with enable/disable Time Delay from Neutral Position to Source 1 on Retransfer Time Delay from Neutral Position to Source 2 on Retransfer. Adjustable time delay on transfer to Source 1 Engine stop/cool adjustable cool down timer Voltage imbalance between phases-applies to 3-phase only Adjustable time delay on transfer to Source 2 Bypass transfer timer function-soft switch in controller Programmable Input Modules: (Must be configured by user upon installation) E-Stop Remote Control to S1 (R15 Load Shed) Remote Control to S2 Remote Control to OFF (R15D Load Shed) Inhibit Transfer Manual-Auto Mode Programmable Output Modules: (Must be configured by user upon installation) Alarm / Product Availability Load Connected to S1 Load Disconnected Load Connected to S2 Elevator Pre-transfer Signal (T3/W3)" | PUR | "Category: --- LV - Other --- Identifier: --- BTO ATS 400A-600A ---------------------------------- - Enclosure Rating: --- - System voltage: --- - Bus amperage: --- - Short Circuit Rating: --- - Sections: --- 0" | EA | EA |  | TRUE |  | P | B/W | Dayton
132288 | 4 | 1 | States | Dayton | Hayley Fabian | TRUE | 2026-04-07T00:00:00 | 2026-11-19T00:00:00 | 2026-11-19T00:00:00 | 2 | 0 | 2 | 4556.84 | 9113.68 | 55369-6417 | USA | N45 | 1524 | ABB INC | 27511 | BTO ATS 30A-260A | ZGDJ3XX12-CX2XT4XX - Automatic Transfer Switch, ZTG T-Series, 30 A-260 A "ZTG DT 260A3PH No Neu N1 General Purpose Commercial and Industrial Automatic Transfer Switch 260 A, 3 Phase (3 Pole), Delayed Transition NEMA 1 Enclosure 4 NO (Normally Open) and 4 NC (Normally Closed) Auxiliary Contacts No Neutral No Meters GB2 - (6)#8-1/0 Ground Bar Modbus TCP communications Additional 4 I/O, programmable T1-Panel Voltage agnostic, Rated for 200 to 480V line to line voltage Standard Application-Sources on Bottom UL 1008 listed up To 480VAC at 50/60Hz Seismic certified To IEEE-693-2005 at HIGH level With 2.5 amplification factor Seismic certified To IBC-2015 at Ip=1.5 For z/h less than Or equal To 1 Microprocessor activated Momentary test switch Programmable exerciser daily, 7-14-28-365 days user- selectable, with or without load Event log of last 250 events Adjustable over/under frequency sensor-Source 2-and Source 1 Frequency Indication - on the controller LED Source -2 - Position indication LED Source -1 - Position indication LED Source -2 - Source availability indication LED Source -1 - Source availability indication" "Engine start timer -adjustable up to 60sec Phase rotation sensing of Source 1 and Source 2 Under voltage sensing 3-phase Source 2 In Phase Monitor between Source 1 and Source 2 to allow transfer-with enable/disable Over voltage sensing-3 phase Source 2 Microprocessor activated Commit/no commit on transferring to Source 2-with enable/disable Time Delay from Neutral Position to Source 1 on Retransfer Time Delay from Neutral Position to Source 2 on Retransfer. Adjustable time delay on transfer to Source 1 Engine stop/cool adjustable cool down timer Voltage imbalance between phases-applies to 3-phase only Adjustable time delay on transfer to Source 2 Bypass transfer timer function-soft switch in controller Programmable Input Modules: (Must be configured by user upon installation) E-Stop Remote Control to S1 (R15 Load Shed) Remote Control to S2 Remote Control to OFF (R15D Load Shed) Inhibit Transfer Manual-Auto Mode Programmable Output Modules: (Must be configured by user upon installation) Alarm / Product Availability Load Connected to S1 Load Disconnected Load Connected to S2 Elevator Pre-transfer Signal (T3/W3)" | PUR | "Category: --- LV - Other --- Identifier: --- BTO ATS 30A-260A ---------------------------------- - Enclosure Rating: --- - System voltage: --- - Bus amperage: --- - Short Circuit Rating: --- - Sections: --- 0" | EA | EA |  | TRUE |  | P | B/W | Dayton
132288 | 3 | 1 | States | Dayton | Hayley Fabian | TRUE | 2026-04-07T00:00:00 | 2026-11-30T00:00:00 | 2026-11-30T00:00:00 | 5 | 0 | 5 | 5406.51 | 27032.55 | 55369-6417 | USA | N45 | 1524 | ABB INC | 27511 | BTO ATS 400A-600A | ZGDK3XX12-CX2XT4XX Automatic Transfer Switch, ZTG T-Series, 400 A-600 A "ZTG DT 400A3PH No Neu N1 General Purpose Commercial and Industrial Automatic Transfer Switch 400 A, 3 Phase (3 Pole), Delayed Transition NEMA 1 Enclosure 4 NO (Normally Open) and 4 NC (Normally Closed) Auxiliary Contacts No Neutral No Meters GB2 - (6)#8-1/0 Ground Bar Modbus TCP communications Additional 4 I/O, programmable T1-Panel Voltage agnostic, Rated for 200 to 480V line to line voltage Standard Application-Sources on Bottom UL 1008 listed up To 480VAC at 50/60Hz Seismic certified To IEEE-693-2005 at HIGH level With 2.5 amplification factor Seismic certified To IBC-2015 at Ip=1.5 For z/h less than Or equal To 1 Microprocessor activated Momentary test switch Programmable exerciser daily, 7-14-28-365 days user- selectable, with or without load Event log of last 250 events Adjustable over/under frequency sensor-Source 2-and Source 1 Frequency Indication - on the controller LED Source -2 - Position indication LED Source -1 - Position indication LED Source -2 - Source availability indication LED Source -1 - Source availability indication" "Engine start timer -adjustable up to 60sec Phase rotation sensing of Source 1 and Source 2 Under voltage sensing 3-phase Source 2 In Phase Monitor between Source 1 and Source 2 to allow transfer-with enable/disable Over voltage sensing-3 phase Source 2 Microprocessor activated Commit/no commit on transferring to Source 2-with enable/disable Time Delay from Neutral Position to Source 1 on Retransfer Time Delay from Neutral Position to Source 2 on Retransfer. Adjustable time delay on transfer to Source 1 Engine stop/cool adjustable cool down timer Voltage imbalance between phases-applies to 3-phase only Adjustable time delay on transfer to Source 2 Bypass transfer timer function-soft switch in controller Programmable Input Modules: (Must be configured by user upon installation) E-Stop Remote Control to S1 (R15 Load Shed) Remote Control to S2 Remote Control to OFF (R15D Load Shed) Inhibit Transfer Manual-Auto Mode Programmable Output Modules: (Must be configured by user upon installation) Alarm / Product Availability Load Connected to S1 Load Disconnected Load Connected to S2 Elevator Pre-transfer Signal (T3/W3)" | PUR | ZGDK3XX12-CX2XT4XX Automatic Transfer Switch, ZTG T-Series, 400 A-600 A "ZTG DT 400A3PH No Neu N1 General Purpose Commercial and Industrial Automatic Transfer Switch 400 A, 3 Phase (3 Pole), Delayed Transition NEMA 1 Enclosure 4 NO (Normally Open) and 4 NC (Normally Closed) Auxiliary Contacts No Neutral No Meters GB2 - (6)#8-1/0 Ground Bar Modbus TCP communications Additional 4 I/O, programmable T1-Panel Voltage agnostic, Rated for 200 to 480V line to line voltage Standard Application-Sources on Bottom UL 1008 listed up To 480VAC at 50/60Hz Seismic certified To IEEE-693-2005 at HIGH level With 2.5 amplification factor Seismic certified To IBC-2015 at Ip=1.5 For z/h less than Or equal To 1 Microprocessor activated Momentary test switch Programmable exerciser daily, 7-14-28-365 days user- selectable, with or without load Event log of last 250 events Adjustable over/under frequency sensor-Source 2-and Source 1 Frequency Indication - on the controller LED Source -2 - Position indication LED Source -1 - Position indication LED Source -2 - Source availability indication LED Source -1 - Source availability indication" "Engine start timer -adjustable up to 60sec Phase rotation sensing of Source 1 and Source 2 Under voltage sensing 3-phase Source 2 In Phase Monitor between Source 1 and Source 2 to allow transfer-with enable/disable Over voltage sensing-3 phase Source 2 Microprocessor activated Commit/no commit on transferring to Source 2-with enable/disable Time Delay from Neutral Position to Source 1 on Retransfer Time Delay from Neutral Position to Source 2 on Retransfer. Adjustable time delay on transfer to Source 1 Engine stop/cool adjustable cool down timer Voltage imbalance between phases-applies to 3-phase only Adjustable time delay on transfer to Source 2 Bypass transfer timer function-soft switch in controller Programmable Input Modules: (Must be configured by user upon installation) E-Stop Remote Control to S1 (R15 Load Shed) Remote Control to S2 Remote Control to OFF (R15D Load Shed) Inhibit Transfer Manual-Auto Mode Programmable Output Modules: (Must be configured by user upon installation) Alarm / Product Availability Load Connected to S1 Load Disconnected Load Connected to S2 Elevator Pre-transfer Signal (T3/W3)" | EA | EA |  | TRUE |  | P | B/W | Dayton
132415 | 11 | 1 | States | Oppidan | Hayley Fabian | TRUE | 2026-04-10T00:00:00 | 2027-05-06T00:00:00 | 2027-05-06T00:00:00 | 4 | 0 | 4 | 9500 | 38000 | 53916 | USA | N45 | 1524 | ABB INC | 27511 | FSULITHI136X8P1 | Level-3 Startup of Lithium-Ion Batteries Note: Installation & connecting of batteries in the cabinets are by others (per adder above) | PUR | Level-3 Startup of Lithium-Ion Batteries Note: Installation & connecting of batteries in the cabinets are by others (per adder above) | EA | EA |  | TRUE |  | P | B/W | 100 |  | 077374-1-1
132415 | 25 | 1 | States | Oppidan | Hayley Fabian | TRUE | 2026-04-10T00:00:00 | 2027-05-06T00:00:00 | 2027-05-06T00:00:00 | 8 | 0 | 8 | 1300 | 10400 | 53916 | USA | N45 | 1524 | ABB INC | 27511 | SERVICEFLATRATE | Level-3 Startup: Additional startup time - interfacing with and checking of Maintenance Bypass Switchboards (not actual SU of MBC or MBS) | PUR | Provide 8 hours response time ($1300/annual rate) | EA | EA |  | TRUE |  | P | B/W | 100 |  | 077374-1-1
132415 | 7 | 1 | States | Oppidan | Hayley Fabian | TRUE | 2026-04-10T00:00:00 | 2027-05-06T00:00:00 | 2027-05-06T00:00:00 | 4 | 0 | 4 | 3252.38 | 13009.52 | 53916 | USA | N45 | 1524 | ABB INC | 27511 | 4NWR002253 | IntraPack Part No.: F012382-A02, Standard Primary top hat, Samsung Lithium-Ion UL9540A battery cabinet includes: - Cable management for Positive, Negative and Frame Ground Cables - Removable Front and Top Gland Plates - Paint color: Black - Data logger provided by ABB | PUR | IntraPack Part No.: F012382-A02, Standard Primary top hat, Samsung Lithium-Ion UL9540A battery cabinet includes: - Cable management for Positive, Negative and Frame Ground Cables - Removable Front and Top Gland Plates - Paint color: Black - Data logger provided by ABB | EA | EA |  | TRUE |  | P | B/W | 100 |  | 077374-1-1
132415 | 23 | 1 | States | Oppidan | Hayley Fabian | TRUE | 2026-04-10T00:00:00 | 2027-05-06T00:00:00 | 2027-05-06T00:00:00 | 4 | 0 | 4 | 5682.78 | 22731.12 | 53916 | USA | N45 | 1524 | ABB INC | 27511 | UPS-FOBDEST_ | FCA Destination Charges Included | PUR | FCA Destination Charges Included | EA | EA |  | TRUE |  | P | B/W | 100 |  | 077374-1-1
132415 | 14 | 1 | States | Oppidan | Hayley Fabian | TRUE | 2026-04-10T00:00:00 | 2027-05-06T00:00:00 | 2027-05-06T00:00:00 | 1 | 0 | 1 | 4750 | 4750 | 53916 | USA | N45 | 1524 | ABB INC | 27511 | MOBILIZATION_UPS PKG | Mobilization for UPS Pkg (for L4/L5/L6T Tasks) | PUR | Mobilization for UPS Pkg (for L4/L5/L6T Tasks) | EA | EA |  | TRUE |  | P | B/W | 100 |  | 077374-1-1
132415 | 2 | 1 | States | Oppidan | Hayley Fabian | TRUE | 2026-04-10T00:00:00 | 2027-05-06T00:00:00 | 2027-05-06T00:00:00 | 32 | 0 | 32 | 31695.62 | 1014259.84 | 53916 | USA | N45 | 1524 | ABB INC | 27511 | 4NWP104024R36U2, 8 LiBC/UPS | Samsung 136S Lithium Battery Cabinets/UPS: - High cycle / High Power Density - UL9540/UL9540A Listed - Top Cable Entry - DC Breaker in each battery cabinet - DIM/BC: 25.5 in W x 21 in D x 87 in H; - Approx Weight/BC: 1125 lbs - Battery runtime: 7 minn BOL / 5 min EOL for 1579 kWb battery loads | PUR | Samsung 136S Lithium Battery Cabinets/UPS: - High cycle / High Power Density - UL9540/UL9540A Listed - Top Cable Entry - DC Breaker in each battery cabinet - DIM/BC: 25.5 in W x 21 in D x 87 in H; - Approx Weight/BC: 1125 lbs - Battery runtime: 7 minn BOL / 5 min EOL for 1579 kWb battery loads | EA | EA |  | TRUE |  | P | B/W | 100 |  | 077374-1-1
132415 | 13 | 1 | States | Oppidan | Hayley Fabian | TRUE | 2026-04-10T00:00:00 | 2027-05-06T00:00:00 | 2027-05-06T00:00:00 | 1 | 0 | 1 | 4750 | 4750 | 53916 | USA | N45 | 1524 | ABB INC | 27511 | MOBILIZATION_UPS | Mobilization for UPS Pkg (assume startup at same time for both UPS's) | PUR | Mobilization for UPS Pkg (assume startup at same time for both UPS's) | EA | EA |  | TRUE |  | P | B/W | 100 |  | 077374-1-1
132415 | 17 | 1 | States | Oppidan | Hayley Fabian | TRUE | 2026-04-10T00:00:00 | 2027-05-06T00:00:00 | 2027-05-06T00:00:00 | 2 | 0 | 2 | 4750 | 9500 | 53916 | USA | N45 | 1524 | ABB INC | 27511 | SERVICEFLATRATE | Level-3 Startup: Additional startup time - interfacing with and checking of Maintenance Bypass Switchboards (not actual SU of MBC or MBS) | PUR | Level-3 Startup: Additional startup time - interfacing with and checking of Maintenance Bypass Switchboards (not actual SU of MBC or MBS) | EA | EA |  | TRUE |  | P | B/W | 100 |  | 077374-1-1
132415 | 24 | 1 | States | Oppidan | Hayley Fabian | TRUE | 2026-04-10T00:00:00 | 2027-05-06T00:00:00 | 2027-05-06T00:00:00 | 4 | 0 | 4 | 34500 | 138000 | 53916 | USA | N45 | 1524 | ABB INC | 27511 | WARMEG-2.2 | Provide 2 year extended warranty with annual PM of UPS & batteries |  | Provide 2 year extended warranty with annual PM of UPS & batteries | EA | EA |  | TRUE |  | P | B/W | 100 |  | 077374-1-1
132415 | 19 | 1 | States | Oppidan | Hayley Fabian | TRUE | 2026-04-10T00:00:00 | 2027-05-06T00:00:00 | 2027-05-06T00:00:00 | 4 | 0 | 4 | 4750 | 19000 | 53916 | USA | N45 | 1524 | ABB INC | 27511 | S-IST | (1 day/UPS is recommended) Spec 263353, Par 3.6A Level-5 Integration System Testing (IST) (1 day included + daily rate applied if exceeds) | PUR | (1 day/UPS is recommended) Spec 263353, Par 3.6A Level-5 Integration System Testing (IST) (1 day included + daily rate applied if exceeds) | EA | EA |  | TRUE |  | P | B/W | 100 |  | 077374-1-1
132415 | 26 | 1 | States | Oppidan | Hayley Fabian | TRUE | 2026-04-10T00:00:00 | 2027-05-06T00:00:00 | 2027-05-06T00:00:00 | 4 | 0 | 4 | 0 | 0 | 53916 | USA | N45 | 1524 | ABB INC | 27511 | 4NWP107801R0001 | ANC-L Network Communication Card | PUR | ANC-L Network Communication Card | EA | EA |  | TRUE |  | P | B/W | 100 |  | 077374-1-1
132415 | 6 | 1 | States | Oppidan | Hayley Fabian | TRUE | 2026-04-10T00:00:00 | 2027-05-06T00:00:00 | 2027-05-06T00:00:00 | 28 | 0 | 28 | 1653.75 | 46305 | 53916 | USA | N45 | 1524 | ABB INC | 27511 | 4NWR002204 | IntraPack Part No.: F012384-A02, Secondary top hat, Samsung Lithium-Ion UL9540A battery cabinet includes: - Cable management for Positive, Negative and Frame Ground Cables - Removable Front and Top Gland Plates - Paint color: Black | PUR | IntraPack Part No.: F012384-A02, Secondary top hat, Samsung Lithium-Ion UL9540A battery cabinet includes: - Cable management for Positive, Negative and Frame Ground Cables - Removable Front and Top Gland Plates - Paint color: Black | EA | EA |  | TRUE |  | P | B/W | 100 |  | 077374-1-1
132415 | 8 | 1 | States | Oppidan | Hayley Fabian | TRUE | 2026-04-10T00:00:00 | 2027-05-06T00:00:00 | 2027-05-06T00:00:00 | 4 | 0 | 4 | 13880.48 | 55521.92 | 53916 | USA | N45 | 1524 | ABB INC | 27511 | 79-5000-00000047 | 4000A DC Junction Cabinet: - NEMA-1 enclosure - Dim: 30"W x 24"D x 87"H - Front access; - Installed end cap of battery lineup closer to UPS I/O section - Accommodates up to 10 DC battery cabinet landings - Installed by contractor - see ABB installation drawing; | PUR | 4000A DC Junction Cabinet: - NEMA-1 enclosure - Dim: 30"W x 24"D x 87"H - Front access; - Installed end cap of battery lineup closer to UPS I/O section - Accommodates up to 10 DC battery cabinet landings - Installed by contractor - see ABB installation drawing; | EA | EA |  | TRUE |  | P | B/W | 100 |  | 077374-1-1
132415 | 15 | 1 | States | Oppidan | Hayley Fabian | TRUE | 2026-04-10T00:00:00 | 2027-05-06T00:00:00 | 2027-05-06T00:00:00 | 8 | 0 | 8 | 4750 | 38000 | 53916 | USA | N45 | 1524 | ABB INC | 27511 | S-CM1_UPS 3.5.B | Spec 263353, Par 3.5.B Level-4 Performance Testing per system Par 3.5.B: 2 days onsite (Deviate from 10 to 2 days per Customer Request) | PUR | Spec 263353, Par 3.5.B Level-4 Performance Testing per system Par 3.5.B: 2 days onsite (Deviate from 10 to 2 days per Customer Request) | EA | EA |  | TRUE |  | P | B/W | 100 |  | 077374-1-1
132415 | 12 | 1 | States | Oppidan | Hayley Fabian | TRUE | 2026-04-10T00:00:00 | 2027-05-06T00:00:00 | 2027-05-06T00:00:00 | 4 | 0 | 4 | 14250 | 57000 | 53916 | USA | N45 | 1524 | ABB INC | 27511 | FSUMEG1600P1 | Level-3 Startup of MegaFlex UPS | PUR | Level-3 Startup of MegaFlex UPS | EA | EA |  | TRUE |  | P | B/W | 100 |  | 077374-1-1
132415 | 10 | 2 | States | Oppidan | Hayley Fabian | TRUE | 2026-04-10T00:00:00 | 2027-05-06T00:00:00 | 2027-05-06T00:00:00 | 4 | 0 | 4 | 4000 | 32000 | 53916 | USA | N45 | 1524 | ABB INC | 27511 | FREIGHT_RIC | Freight: Incoterm FCA Factory - Freight allowed | PUR | Freight: Incoterm FCA Factory - Freight allowed | EA | EA |  | TRUE |  | P | B/W | 100 |  | 077374-1-1
132415 | 20 | 1 | States | Oppidan | Hayley Fabian | TRUE | 2026-04-10T00:00:00 | 2027-05-06T00:00:00 | 2027-05-06T00:00:00 | 1 | 0 | 1 | 4750 | 4750 | 53916 | USA | N45 | 1524 | ABB INC | 27511 | S-OST | Par 3.4.K - Onsite Training after startup/commissioning completion, contiguous US only (1 day / site + daily rate applied if exceeds) | PUR | Par 3.4.K - Onsite Training after startup/commissioning completion, contiguous US only (1 day / site + daily rate applied if exceeds) | EA | EA |  | TRUE |  | P | B/W | 100 |  | 077374-1-1
132415 | 10 | 1 | States | Oppidan | Hayley Fabian | TRUE | 2026-04-10T00:00:00 | 2027-05-06T00:00:00 | 2027-05-06T00:00:00 | 4 | 0 | 4 | 4000 | 32000 | 53916 | USA | N45 | 1524 | ABB INC | 27511 | FREIGHT_RIC | Freight: Incoterm FCA Factory - Freight allowed | PUR | Freight: Incoterm FCA Factory - Freight allowed | EA | EA |  | TRUE |  | P | B/W | 100 |  | 077374-1-1
132415 | 1 | 1 | States | Oppidan | Hayley Fabian | TRUE | 2026-04-10T00:00:00 | 2027-05-06T00:00:00 | 2027-05-06T00:00:00 | 4 | 0 | 4 | 1504.2 | 6016.8 | 53916 | USA | N45 | 1524 | ABB INC | 27511 | 4NWA7000321568A | MegaFlex Seismic Bracket | PUR | MegaFlex Seismic Bracket | EA | EA |  | TRUE |  | P | B/W | 100 |  | 077374-1-1
132415 | 16 | 1 | States | Oppidan | Hayley Fabian | TRUE | 2026-04-10T00:00:00 | 2027-05-06T00:00:00 | 2027-05-06T00:00:00 | 8 | 0 | 8 | 4750 | 38000 | 53916 | USA | N45 | 1524 | ABB INC | 27511 | S-CM1_UPS 3.5.D | (Customer to decide) Spec 263353, Par 3.5.D Level-4 Performance Testing per system Par 3.5.D: Exploratory period - 1st 2 days onsite Note: Customer to decide if this step is necessary | PUR | (Customer to decide) Spec 263353, Par 3.5.D Level-4 Performance Testing per system Par 3.5.D: Exploratory period - 1st 2 days onsite Note: Customer to decide if this step is necessary | EA | EA |  | TRUE |  | P | B/W | 100 |  | 077374-1-1
132415 | 9 | 1 | States | Oppidan | Hayley Fabian | TRUE | 2026-04-10T00:00:00 | 2027-05-06T00:00:00 | 2027-05-06T00:00:00 | 8 | 0 | 8 | 1750.5 | 14004 | 53916 | USA | N45 | 1524 | ABB INC | 27511 | 7GSP017351R0001 | UPS OPT IM0171E CUSTOMER INTERFAIEC_1605 | PUR | CIC Communication Card | EA | EA |  | TRUE |  | P | B/W | 100 |  | 077374-1-1
132415 | 5 | 1 | States | Oppidan | Hayley Fabian | TRUE | 2026-04-10T00:00:00 | 2027-05-06T00:00:00 | 2027-05-06T00:00:00 | 4 | 0 | 4 | 1864.75 | 7459 | 53916 | USA | N45 | 1524 | ABB INC | 27511 | 4NWPN7574R0001 | Data Logger (w/o top hat), provided by ABB to be installed by IntraPack in the Primary Top hat | PUR | Data Logger (w/o top hat), provided by ABB to be installed by IntraPack in the Primary Top hat | EA | EA |  | TRUE |  | P | B/W | 100 |  | 077374-1-1
132415 | 3 | 1 | States | Oppidan | Hayley Fabian | TRUE | 2026-04-10T00:00:00 | 2027-05-06T00:00:00 | 2027-05-06T00:00:00 | 4 | 0 | 4 | 317094.24 | 1268376.96 | 53916 | USA | N45 | 1524 | ABB INC | 27511 | 4NWP106511R0002 | MegaFlex 1.5MW UPS 480V 60Hz: Static Bypass - 100% rated continuous duty; Cabinet color: RAL 9005 (black); Single or dual AC feed; Short circuit withstand rating: 100kAIC; Input Voltage: 480V 3-Phase + Gnd , +/- 15% voltage tolerance, Frequency: 60Hz +/- 10%, PF = 0.99; Output: 480V, 3W + Gnd, Frequency: 60Hz & PF = 1.0; Efficiency: Up to 97% Double Conversion (VFI) & Up to 99% eBoost mode (VFD); Compatible Battery Technologies: LiB, NiZn, VRLA | PUR | MegaFlex 1.5MW UPS 480V 60Hz: Static Bypass - 100% rated continuous duty; Cabinet color: RAL 9005 (black); Single or dual AC feed; Short circuit withstand rating: 100kAIC; Input Voltage: 480V 3-Phase + Gnd , +/- 15% voltage tolerance, Frequency: 60Hz +/- 10%, PF = 0.99; Output: 480V, 3W + Gnd, Frequency: 60Hz & PF = 1.0; Efficiency: Up to 97% Double Conversion (VFI) & Up to 99% eBoost mode (VFD); Compatible Battery Technologies: LiB, NiZn, VRLA | EA | EA |  | TRUE |  | P | B/W | 100 |  | 077374-1-1
132415 | 18 | 1 | States | Oppidan | Hayley Fabian | TRUE | 2026-04-10T00:00:00 | 2027-05-06T00:00:00 | 2027-05-06T00:00:00 | 16 | 0 | 16 | 4750 | 76000 | 53916 | USA | N45 | 1524 | ABB INC | 27511 | SERVICEFLATRATE Spec | Spec 263353.1, Par 3.2.B - Battery installation by UPS Manufacturer | PUR | Spec 263353.1, Par 3.2.B - Battery installation by UPS Manufacturer | EA | EA |  | TRUE |  | P | B/W | 100 |  | 077374-1-1
132415 | 22 | 1 | States | Oppidan | Hayley Fabian | TRUE | 2026-04-10T00:00:00 | 2027-05-06T00:00:00 | 2027-05-06T00:00:00 | 4 | 0 | 4 | 6441.69 | 25766.76 | 53916 | USA | N45 | 1524 | ABB INC | 27511 | UPS-FOBDEST | FCA Destination Charges Included | PUR | FCA Destination Charges Included | EA | EA |  | TRUE |  | P | B/W | 100 |  | 077374-1-1
132620 | 5 | 1 | States | Oppidan | Hayley Fabian | TRUE | 2026-04-20T00:00:00 | 2027-01-27T00:00:00 | 2027-01-27T00:00:00 | 3 | 0 | 3 | 4500 | 13500 | 53916 | USA | N45 | 1524 | ABB INC | 27511 | Other Services - Mobilization | Mobilization - (3) Visit(s) | PUR | Mobilization - (3) Visit(s) | EA | EA |  | TRUE |  | P | B/W | 100 |  | 077373-2-1
132620 | 3 | 1 | States | Oppidan | Hayley Fabian | TRUE | 2026-04-20T00:00:00 | 2027-01-27T00:00:00 | 2027-01-27T00:00:00 | 6 | 0 | 6 | 390 | 2340 | 53916 | USA | N45 | 1524 | ABB INC | 27511 | 800A-1200A Vented Kickplates | SuperSwitch 4 - 800A-1200A Vented Kickplates | PUR | SuperSwitch 4 - 800A-1200A Vented Kickplates | EA | EA |  | TRUE |  | P | B/W | 100 |  | 077373-2-1
132620 | 8 | 1 | States | Oppidan | Hayley Fabian | TRUE | 2026-04-20T00:00:00 | 2027-01-27T00:00:00 | 2027-01-27T00:00:00 | 36 | 0 | 36 | 57 | 2052 | 53916 | USA | N45 | 1524 | ABB INC | 27511 | Supplementary Item - STS | STS Pedestals | PUR | STS Pedestals | EA | EA |  | TRUE |  | P | B/W | 100 |  | 077373-2-1
132620 | 10 | 1 | States | Oppidan | Hayley Fabian | TRUE | 2026-04-20T00:00:00 | 2027-01-27T00:00:00 | 2027-01-27T00:00:00 | 1 | 0 | 1 | 48358 | 48358 | 53916 | USA | N45 | 1524 | ABB INC | 27511 | BTO 250A STS | Category: --- LV - Other --- Identifier: --- BTO 250A STS ---------------------------------- - Enclosure Rating: --- - System voltage: --- - Bus amperage: --- - Short Circuit Rating: --- - Sections: --- 0 | PUR | Category: --- LV - Other --- Identifier: --- BTO 250A STS ---------------------------------- - Enclosure Rating: --- - System voltage: --- - Bus amperage: --- - Short Circuit Rating: --- - Sections: --- 0 | EA | EA |  | TRUE |  | P | B/W | Dayton
132620 | 6 | 1 | States | Oppidan | Hayley Fabian | TRUE | 2026-04-20T00:00:00 | 2027-01-27T00:00:00 | 2027-01-27T00:00:00 | 4 | 0 | 4 | 4450 | 17800 | 53916 | USA | N45 | 1524 | ABB INC | 27511 | Services - Start-up Service | On-site Service Per Day (not to exceed 3 days), M-F 8am-5pm | PUR | On-site Service Per Day (not to exceed 3 days), M-F 8am-5pm | EA | EA |  | TRUE |  | P | B/W | 100 |  | 077373-2-1
132620 | 4 | 1 | States | Oppidan | Hayley Fabian | TRUE | 2026-04-20T00:00:00 | 2027-01-27T00:00:00 | 2027-01-27T00:00:00 | 4 | 0 | 4 | 4255 | 17020 | 53916 | USA | N45 | 1524 | ABB INC | 27511 | Other Services - Level 4 | Level 4 Performancy Testing - (4) Days(s) | PUR | Level 4 Performancy Testing - (4) Days(s) | EA | EA |  | TRUE |  | P | B/W | 100 |  | 077373-2-1
132620 | 7 | 1 | States | Oppidan | Hayley Fabian | TRUE | 2026-04-20T00:00:00 | 2027-01-27T00:00:00 | 2027-01-27T00:00:00 | 6 | 0 | 6 | 95892 | 575352 | 53916 | USA | N45 | 1524 | ABB INC | 27511 | SuperSwitch 4 (DSTS) | 1200A, 480V, DSTS (SS4) | PUR | 1200A, 480V, DSTS (SS4) | EA | EA |  | TRUE |  | P | B/W | 100 |  | 077373-2-1
132620 | 1 | 1 | States | Oppidan | Hayley Fabian | TRUE | 2026-04-20T00:00:00 | 2027-01-27T00:00:00 | 2027-01-27T00:00:00 | 6 | 0 | 6 | 10243 | 61458 | 53916 | USA | N45 | 1524 | ABB INC | 27511 | 1200A 24" Front Access Sidecar | SuperSwitch 4 - 1200A 24" Front Access Sidecar | PUR | SuperSwitch 4 - 1200A 24" Front Access Sidecar | EA | EA |  | TRUE |  | P | B/W | 100 |  | 077373-2-1
133583 | 13 | 1 | States | Oppidan Ashland | Hayley Fabian | TRUE | 2026-05-22T00:00:00 | 2027-09-30T00:00:00 | 2027-09-30T00:00:00 | 1 | 0 | 1 | 4750 | 4750 | 23005 | USA | N45 | 1524 | ABB INC | 27511 | MOBILIZATION_UPS | Mobilization for UPS Pkg (assume startup at same time for both UPS's) | PUR | Mobilization for UPS Pkg (assume startup at same time for both UPS's) | EA | EA |  | TRUE |  | P | B/W | 100 |  | 077406-12-1
133583 | 20 | 1 | States | Oppidan Ashland | Hayley Fabian | TRUE | 2026-05-22T00:00:00 | 2027-09-30T00:00:00 | 2027-09-30T00:00:00 | 16 | 0 | 16 | 4750 | 76000 | 23005 | USA | N45 | 1524 | ABB INC | 27511 | S-CM1_UPS 3.5.B | Spec 263353, Par 3.5.B Level-4 Performance Testing per system Par 3.5.B: 2 days onsite (Deviate from 10 to 2 days per Customer Request) | PUR | Spec 263353, Par 3.5.B Level-4 Performance Testing per system Par 3.5.B: 2 days onsite (Deviate from 10 to 2 days per Customer Request) | EA | EA |  | TRUE |  | P | B/W | 100 |  | 077406-12-1
133583 | 5 | 1 | States | Oppidan Ashland | Hayley Fabian | TRUE | 2026-05-22T00:00:00 | 2027-09-30T00:00:00 | 2027-09-30T00:00:00 | 8 | 0 | 8 | 6441.69 | 51533.52 | 23005 | USA | N45 | 1524 | ABB INC | 27511 | UPS-FOBDEST | FCA Destination Charges Included | PUR | FCA Destination Charges Included | EA | EA |  | TRUE |  | P | B/W | 100 |  | 077406-12-1
133583 | 23 | 1 | States | Oppidan Ashland | Hayley Fabian | TRUE | 2026-05-22T00:00:00 | 2027-09-30T00:00:00 | 2027-09-30T00:00:00 | 8 | 0 | 8 | 34500 | 276000 | 23005 | USA | N45 | 1524 | ABB INC | 27511 | WARMEG-2.2 | Provide 2 year extended warranty with annual PM of UPS & batteries | PUR | Provide 2 year extended warranty with annual PM of UPS & batteries | EA | EA |  | TRUE |  | P | B/W | 100 |  | 077406-12-1
133583 | 18 | 1 | States | Oppidan Ashland | Hayley Fabian | TRUE | 2026-05-22T00:00:00 | 2027-09-30T00:00:00 | 2027-09-30T00:00:00 | 1 | 0 | 1 | 4750 | 4750 | 23005 | USA | N45 | 1524 | ABB INC | 27511 | MOBILIZATION_UPS PKG | Mobilization for UPS Pkg (for L4/L5/L6T Tasks) | PUR | Mobilization for UPS Pkg (for L4/L5/L6T Tasks) | EA | EA |  | TRUE |  | P | B/W | 100 |  | 077406-12-1
133583 | 22 | 1 | States | Oppidan Ashland | Hayley Fabian | TRUE | 2026-05-22T00:00:00 | 2027-09-30T00:00:00 | 2027-09-30T00:00:00 | 1 | 0 | 1 | 4750 | 4750 | 23005 | USA | N45 | 1524 | ABB INC | 27511 | S-OST | Par 3.4.K - Onsite Training after startup/commissioning completion, contiguous US only (1 day / site + daily rate applied if exceeds) | PUR | Par 3.4.K - Onsite Training after startup/commissioning completion, contiguous US only (1 day / site + daily rate applied if exceeds) | EA | EA |  | TRUE |  | P | B/W | 100 |  | 077406-12-1
133583 | 15 | 1 | States | Oppidan Ashland | Hayley Fabian | TRUE | 2026-05-22T00:00:00 | 2027-09-30T00:00:00 | 2027-09-30T00:00:00 | 4 | 0 | 4 | 4750 | 19000 | 23005 | USA | N45 | 1524 | ABB INC | 27511 | SERVICEFLATRATE | Level-3 Startup: Additional startup time - interfacing with and checking of Maintenance Bypass Switchboards (not actual SU of MBC or MBS) | PUR | Level-3 Startup: Additional startup time - interfacing with and checking of Maintenance Bypass Switchboards (not actual SU of MBC or MBS) | EA | EA |  | TRUE |  | P | B/W | 100 |  | 077406-12-1
133583 | 10 | 1 | States | Oppidan Ashland | Hayley Fabian | TRUE | 2026-05-22T00:00:00 | 2027-09-30T00:00:00 | 2027-09-30T00:00:00 | 8 | 0 | 8 | 13880.48 | 111043.84 | 23005 | USA | N45 | 1524 | ABB INC | 27511 | 79-5000-00000047 | 4000A DC Junction Cabinet: - NEMA-1 enclosure - Dim: 30"W x 24"D x 87"H - Front access; - Installed end cap of battery lineup closer to UPS I/O section - Accommodates up to 10 DC battery cabinet landings - Installed by contractor - see ABB installation drawing; | PUR | 4000A DC Junction Cabinet: - NEMA-1 enclosure - Dim: 30"W x 24"D x 87"H - Front access; - Installed end cap of battery lineup closer to UPS I/O section - Accommodates up to 10 DC battery cabinet landings - Installed by contractor - see ABB installation drawing; | EA | EA |  | TRUE |  | P | B/W | 100 |  | 077406-12-1
133583 | 19 | 1 | States | Oppidan Ashland | Hayley Fabian | TRUE | 2026-05-22T00:00:00 | 2027-09-30T00:00:00 | 2027-09-30T00:00:00 | 16 | 0 | 16 | 4750 | 76000 | 23005 | USA | N45 | 1524 | ABB INC | 27511 | S-CM1_UPS 3.5.D | (Customer to decide) Spec 263353, Par 3.5.D Level-4 Performance Testing per system Par 3.5.D: Exploratory period - 1st 2 days onsite Note: Customer to decide if this step is necessary | PUR | (Customer to decide) Spec 263353, Par 3.5.D Level-4 Performance Testing per system Par 3.5.D: Exploratory period - 1st 2 days onsite Note: Customer to decide if this step is necessary | EA | EA |  | TRUE |  | P | B/W | 100 |  | 077406-12-1
133583 | 4 | 1 | States | Oppidan Ashland | Hayley Fabian | TRUE | 2026-05-22T00:00:00 | 2027-09-30T00:00:00 | 2027-09-30T00:00:00 | 8 | 0 | 8 | 4000 | 32000 | 23005 | USA | N45 | 1524 | ABB INC | 27511 | FREIGHT_RIC | Freight: Incoterm FCA Factory - Freight allowed | PUR | Freight: Incoterm FCA Factory - Freight allowed | EA | EA |  | TRUE |  | P | B/W | 100 |  | 077406-12-1
133583 | 7 | 1 | States | Oppidan Ashland | Hayley Fabian | TRUE | 2026-05-22T00:00:00 | 2027-09-30T00:00:00 | 2027-09-30T00:00:00 | 8 | 0 | 8 | 3252.38 | 26019.04 | 23005 | USA | N45 | 1524 | ABB INC | 27511 | 4NWR002253 | IntraPack Part No.: F012382-A02, Standard Primary top hat, Samsung Lithium-Ion UL9540A battery cabinet includes: - Cable management for Positive, Negative and Frame Ground Cables - Removable Front and Top Gland Plates - Paint color: Black - Data logger provided by ABB | PUR | IntraPack Part No.: F012382-A02, Standard Primary top hat, Samsung Lithium-Ion UL9540A battery cabinet includes: - Cable management for Positive, Negative and Frame Ground Cables - Removable Front and Top Gland Plates - Paint color: Black - Data logger provided by ABB | EA | EA |  | TRUE |  | P | B/W | 100 |  | 077406-12-1
133583 | 12 | 1 | States | Oppidan Ashland | Hayley Fabian | TRUE | 2026-05-22T00:00:00 | 2027-09-30T00:00:00 | 2027-09-30T00:00:00 | 8 | 0 | 8 | 5682.78 | 45462.24 | 23005 | USA | N45 | 1524 | ABB INC | 27511 | UPS-FOBDEST_ | FCA Destination Charges Included | PUR | FCA Destination Charges Included | EA | EA |  | TRUE |  | P | B/W | 100 |  | 077406-12-1
133583 | 8 | 1 | States | Oppidan Ashland | Hayley Fabian | TRUE | 2026-05-22T00:00:00 | 2027-09-30T00:00:00 | 2027-09-30T00:00:00 | 56 | 0 | 56 | 1653.75 | 92610 | 23005 | USA | N45 | 1524 | ABB INC | 27511 | 4NWR002204 | IntraPack Part No.: F012384-A02, Secondary top hat, Samsung Lithium-Ion UL9540A battery cabinet includes: - Cable management for Positive, Negative and Frame Ground Cables - Removable Front and Top Gland Plates - Paint color: Black | PUR | IntraPack Part No.: F012384-A02, Secondary top hat, Samsung Lithium-Ion UL9540A battery cabinet includes: - Cable management for Positive, Negative and Frame Ground Cables - Removable Front and Top Gland Plates - Paint color: Black | EA | EA |  | TRUE |  | P | B/W | 100 |  | 077406-12-1
133583 | 17 | 1 | States | Oppidan Ashland | Hayley Fabian | TRUE | 2026-05-22T00:00:00 | 2027-09-30T00:00:00 | 2027-09-30T00:00:00 | 8 | 0 | 8 | 9500 | 76000 | 23005 | USA | N45 | 1524 | ABB INC | 27511 | FSULITHI136X8P1 | Level-3 Startup of Lithium-Ion Batteries Note: Installation & connecting of batteries in the cabinets are by others (per adder above) | PUR | Level-3 Startup of Lithium-Ion Batteries Note: Installation & connecting of batteries in the cabinets are by others (per adder above) | EA | EA |  | TRUE |  | P | B/W | 100 |  | 077406-12-1
133583 | 3 | 1 | States | Oppidan Ashland | Hayley Fabian | TRUE | 2026-05-22T00:00:00 | 2027-09-30T00:00:00 | 2027-09-30T00:00:00 | 8 | 0 | 8 | 1504.2 | 12033.6 | 23005 | USA | N45 | 1524 | ABB INC | 27511 | 4NWA7000321568A | MegaFlex Seismic Bracket | PUR | MegaFlex Seismic Bracket | EA | EA |  | TRUE |  | P | B/W | 100 |  | 077406-12-1
133583 | 6 | 1 | States | Oppidan Ashland | Hayley Fabian | TRUE | 2026-05-22T00:00:00 | 2027-09-30T00:00:00 | 2027-09-30T00:00:00 | 64 | 0 | 64 | 31695.62 | 2028519.68 | 23005 | USA | N45 | 1524 | ABB INC | 27511 | 4NWP104024R36U2, 8 LiBC/UPS | Samsung 136S Lithium Battery Cabinets/UPS: - High cycle / High Power Density - UL9540/UL9540A Listed - Top Cable Entry - DC Breaker in each battery cabinet - DIM/BC: 25.5 in W x 21 in D x 87 in H; - Approx Weight/BC: 1125 lbs - Battery runtime: 7 minn BOL / 5 min EOL for 1579 kWb battery loads | PUR | Samsung 136S Lithium Battery Cabinets/UPS: - High cycle / High Power Density - UL9540/UL9540A Listed - Top Cable Entry - DC Breaker in each battery cabinet - DIM/BC: 25.5 in W x 21 in D x 87 in H; - Approx Weight/BC: 1125 lbs - Battery runtime: 7 minn BOL / 5 min EOL for 1579 kWb battery loads | EA | EA |  | TRUE |  | P | B/W | 100 |  | 077406-12-1
133583 | 14 | 1 | States | Oppidan Ashland | Hayley Fabian | TRUE | 2026-05-22T00:00:00 | 2027-09-30T00:00:00 | 2027-09-30T00:00:00 | 8 | 0 | 8 | 14250 | 114000 | 23005 | USA | N45 | 1524 | ABB INC | 27511 | FSUMEG1600P1 | Level-3 Startup of MegaFlex UPS | PUR | Level-3 Startup of MegaFlex UPS | EA | EA |  | TRUE |  | P | B/W | 100 |  | 077406-12-1
133583 | 21 | 1 | States | Oppidan Ashland | Hayley Fabian | TRUE | 2026-05-22T00:00:00 | 2027-09-30T00:00:00 | 2027-09-30T00:00:00 | 8 | 0 | 8 | 4750 | 38000 | 23005 | USA | N45 | 1524 | ABB INC | 27511 | S-IST | (1 day/UPS is recommended) Spec 263353, Par 3.6A Level-5 Integration System Testing (IST) (1 day included + daily rate applied if exceeds) | PUR | (1 day/UPS is recommended) Spec 263353, Par 3.6A Level-5 Integration System Testing (IST) (1 day included + daily rate applied if exceeds) | EA | EA |  | TRUE |  | P | B/W | 100 |  | 077406-12-1
133583 | 1 | 1 | States | Oppidan Ashland | Hayley Fabian | TRUE | 2026-05-22T00:00:00 | 2027-09-30T00:00:00 | 2027-09-30T00:00:00 | 8 | 0 | 8 | 317079.24 | 2536633.92 | 23005 | USA | N45 | 1524 | ABB INC | 27511 | 4NWP106511R0002 | MegaFlex 1.5MW UPS 480V 60Hz: Static Bypass - 100% rated continuous duty; Cabinet color: RAL 9005 (black); Single or dual AC feed; Short circuit withstand rating: 100kAIC; Input Voltage: 480V 3-Phase + Gnd , +/- 15% voltage tolerance, Frequency: 60Hz +/- 10%, PF = 0.99; Output: 480V, 3W + Gnd, Frequency: 60Hz & PF = 1.0; Efficiency: Up to 97% Double Conversion (VFI) & Up to 99% eBoost mode (VFD); Compatible Battery Technologies: LiB, NiZn, VRLA | PUR | MegaFlex 1.5MW UPS 480V 60Hz: Static Bypass - 100% rated continuous duty; Cabinet color: RAL 9005 (black); Single or dual AC feed; Short circuit withstand rating: 100kAIC; Input Voltage: 480V 3-Phase + Gnd , +/- 15% voltage tolerance, Frequency: 60Hz +/- 10%, PF = 0.99; Output: 480V, 3W + Gnd, Frequency: 60Hz & PF = 1.0; Efficiency: Up to 97% Double Conversion (VFI) & Up to 99% eBoost mode (VFD); Compatible Battery Technologies: LiB, NiZn, VRLA | EA | EA |  | TRUE |  | P | B/W | 100 |  | 077406-12-1
133583 | 24 | 1 | States | Oppidan Ashland | Hayley Fabian | TRUE | 2026-05-22T00:00:00 | 2027-09-30T00:00:00 | 2027-09-30T00:00:00 | 16 | 0 | 16 | 1300 | 20800 | 23005 | USA | N45 | 1524 | ABB INC | 27511 | SERVICEFLATRATE-8HR | Provide 8 hours response time ($1300/annual rate) | PUR | Provide 8 hours response time ($1300/annual rate) | EA | EA |  | TRUE |  | P | B/W | 100 |  | 077406-12-1
133583 | 16 | 1 | States | Oppidan Ashland | Hayley Fabian | TRUE | 2026-05-22T00:00:00 | 2027-09-30T00:00:00 | 2027-09-30T00:00:00 | 32 | 0 | 32 | 4750 | 152000 | 23005 | USA | N45 | 1524 | ABB INC | 27511 | SERVICEFLATRATE Spec | Spec 263353.1, Par 3.2.B - Battery installation by UPS Manufacturer | PUR | Spec 263353.1, Par 3.2.B - Battery installation by UPS Manufacturer | EA | EA |  | TRUE |  | P | B/W | 100 |  | 077406-12-1
133583 | 9 | 1 | States | Oppidan Ashland | Hayley Fabian | TRUE | 2026-05-22T00:00:00 | 2027-09-30T00:00:00 | 2027-09-30T00:00:00 | 8 | 0 | 8 | 1864.75 | 14918 | 23005 | USA | N45 | 1524 | ABB INC | 27511 | 4NWPN7574R0001 | Data Logger (w/o top hat), provided by ABB to be installed by IntraPack in the Primary Top hat | PUR | Data Logger (w/o top hat), provided by ABB to be installed by IntraPack in the Primary Top hat | EA | EA |  | TRUE |  | P | B/W | 100 |  | 077406-12-1
133583 | 11 | 1 | States | Oppidan Ashland | Hayley Fabian | TRUE | 2026-05-22T00:00:00 | 2027-09-30T00:00:00 | 2027-09-30T00:00:00 | 8 | 0 | 8 | 4000 | 32000 | 23005 | USA | N45 | 1524 | ABB INC | 27511 | FREIGHT_RIC | Freight: Incoterm FCA Factory - Freight allowed | PUR | Freight: Incoterm FCA Factory - Freight allowed | EA | EA |  | TRUE |  | P | B/W | 100 |  | 077406-12-1
133583 | 2 | 1 | States | Oppidan Ashland | Hayley Fabian | TRUE | 2026-05-22T00:00:00 | 2027-09-30T00:00:00 | 2027-09-30T00:00:00 | 16 | 0 | 16 | 1750.5 | 28008 | 23005 | USA | N45 | 1524 | ABB INC | 27511 | 7GSP017351R0001 | UPS OPT IM0171E CUSTOMER INTERFAIEC_1605 | PUR | CIC Communication Card | EA | EA |  | TRUE |  | P | B/W | 100 |  | 077406-12-1
134204 | 1 | 1 | States | Egan Company | Hayley Fabian | TRUE | 2026-06-18T00:00:00 | 2026-12-02T00:00:00 | 2026-12-02T00:00:00 | 4 | 0 | 4 | 3957.89 | 15831.56 | 55944 | USA | N45 | 1524 | ABB INC | 27511 | ZGOJ3XX12-BX2XT2XX | Automatic Transfer Switch, ZTG T-Series, 30 A-260 A, ZGOJ3XX12-BX2XT2XX | PUR | Automatic Transfer Switch, ZTG T-Series, 30 A-260 A, ZGOJ3XX12-BX2XT2XX | EA | EA |  | TRUE |  | P | B/W | DAYTON
133995 | 1 | 1 | States | Dayton | Hayley Fabian | TRUE | 2026-06-10T00:00:00 | 2026-10-19T00:00:00 | 2026-10-19T00:00:00 | 12 | 0 | 12 | 3126.4 | 37516.8 | 55369-6417 | USA | N45 | 1524 | ABB INC | 27511 | VK3P2764N00CFR3000 | Types Rating: 2764 - 27kV, 600A, 32kA, Mech Type: K - K MECH, Mech Shaft Length: K3 - 3.77 inches (STANDARD), Qualification: N - None, Shunt Trip: 0 - None, Aux Switch: 0 - None, Handle: CFR3 - Chain drive with mech interlock, right side, offset, spreader bar 39.625” to 44.0”, Motor: 000 - None | PUR | Types Rating: 2764 - 27kV, 600A, 32kA, Mech Type: K - K MECH, Mech Shaft Length: K3 - 3.77 inches (STANDARD), Qualification: N - None, Shunt Trip: 0 - None, Aux Switch: 0 - None, Handle: CFR3 - Chain drive with mech interlock, right side, offset, spreader bar 39.625” to 44.0”, Motor: 000 - None | EA | EA |  | TRUE |  | P | B/W | DAYTON
133776 | 3 | 1 | States | Dayton | Hayley Fabian | TRUE | 2026-06-01T00:00:00 | 2026-09-23T00:00:00 | 2026-09-23T00:00:00 | 6 | 5 | 1 | 1247.72 | 7486.32 | 55369-6417 | USA | N45 | 1524 | ABB INC | 27511 | 7525A52G02 | Fused (indicating) Volatage Transformer VIY-60, INDOOR application, 60 kV BIL, Nominal system voltage: 5 kV, Connection type: LINE-GROUND, Primary voltage: 4200/4200GY Volts, Secondary voltage: 120/69.3 Volts, Metering accuracy: 0.3Y, RVF: 1.1, Thermal rating: 1000, Frequency: 60; One fuse, Ratio: 35:1 | PUR | Fused (indicating) Volatage Transformer VIY-60, INDOOR application, 60 kV BIL, Nominal system voltage: 5 kV, Connection type: LINE-GROUND, Primary voltage: 4200/4200GY Volts, Secondary voltage: 120/69.3 Volts, Metering accuracy: 0.3Y, RVF: 1.1, Thermal rating: 1000, Frequency: 60; One fuse, Ratio: 35:1 | EA | EA |  | TRUE |  | P | B/W | dayton